onshore wind | Hatchet Ridge Wind Project | 56654_G_1 | 56654 | G | 1 |  | Onshore Wind |  | WEC_CALN | California | 6 | Shasta | 89 | 06089 | 101.2 | 0 | 2010 | 9999 |  |  | N | Wind | [13 empty] | 0 | 0 | 0 | 0 | [11 empty] | Pattern Energy Group LP | 100 | Riverstone Holdings LLC | 100
onshore wind | Michigan Wind 2 | 56659_G_1 | 56659 | G | 1 |  | Onshore Wind |  | MIS_LMI | Michigan | 26 | Sanilac | 151 | 26151 | 90 | 0 | 2011 | 9999 |  |  | N | Wind | [13 empty] | 0 | 0 | 0 | 0 | [11 empty] | Michigan Wind 2 LLC | 100 | Exelon Corp | 100
onshore wind | Pattern Gulf Wind | 56661_G_1 | 56661 | G | 1 |  | Onshore Wind |  | ERC_REST | Texas | 48 | Kenedy | 261 | 48261 | 283.2 | 0 | 2008 | 9999 |  |  | N | Wind | [13 empty] | 0 | 0 | 0 | 0 | [11 empty] | Pattern Gulf Wind LLC | 100 | Riverstone Holdings LLC | 100
onshore wind | Dempsey Ridge Wind Farm | 56665_G_DR | 56665 | G | DR |  | Onshore Wind |  | SPP_WEST | Oklahoma | 40 | Roger Mills | 129 | 40129 | 132 | 0 | 2012 | 9999 |  |  | N | Wind | [13 empty] | 0 | 0 | 0 | 0 | [11 empty] | Dempsey Ridge Wind Farm LLC | 100 | Acciona Energia | 100
onshore wind | Goodnoe Hills | 56666_G_1 | 56666 | G | 1 |  | Onshore Wind |  | WECC_PNW | Washington | 53 | Klickitat | 39 | 53039 | 94 | 0 | 2008 | 9999 |  |  | N | Wind | [13 empty] | 0 | 0 | 0 | 0 | [11 empty] | PacifiCorp | 100 | Berkshire Hathaway Inc | 100
natural gas peaker | NIH Cogeneration Facility | 56668_G_CGT | 56668 | G | CGT |  | Combustion Turbine |  | PJM_SMAC | Maryland | 24 | Montgomery | 31 | 24031 | 27.6 | 12369 | 2018 | 9999 |  |  | N | Natural Gas | [13 empty] | 0.011 | 0.011 | 0.011 | 0.011 | [11 empty] | Pepco Energy Services Inc | 100 | Exelon Corp | 100
onshore wind | Tatanka Wind Power LLC | 56669_G_TW1 | 56669 | G | TW1 |  | Onshore Wind |  | MIS_MAPP | North Dakota | 38 | Dickey | 21 | 38021 | 180 | 0 | 2008 | 9999 |  |  | N | Wind | [13 empty] | 0 | 0 | 0 | 0 | [11 empty] | Tatanka Wind Power LLC | 100 | Acciona Energia | 100
onshore wind | Velva Windfarm LLC | 56670_G_VW1 | 56670 | G | VW1 |  | Onshore Wind |  | MIS_MNWI | North Dakota | 38 | McHenry | 49 | 38049 | 11.9 | 0 | 2005 | 9999 |  |  | N | Wind | [13 empty] | 0 | 0 | 0 | 0 | [11 empty] | Velva Wind Farm LLC | 100 | Acciona Energia | 100
hard coal | Longview Power Plant | 56671_B_UHA01 | 56671 | B | UHA01 | 90398 | Coal Steam |  | PJM_AP | West Virginia | 54 | Monongalia | 61 | 54061 | 700 | 8904 | 2011 | 9999 | wall | dry | N | Bituminous | Wet Scrubber | 2011 | 0.983 | LNBO | SCR | 2011 |  | B | NA |  |  |  | 0.095 | 0.3851 | 0.06304 | 0.3851 | 0.06304 | 0.05 | 0.1 | 0.56 | 0.99 | [7 empty] | Longview Power LLC | 100 | Genpower Holdings LP | 100
onshore wind | Whirlwind Energy Center | 56673_G_WEC | 56673 | G | WEC |  | Onshore Wind |  | ERC_PHDL | Texas | 48 | Floyd | 153 | 48153 | 57 | 0 | 2007 | 9999 |  |  | N | Wind | [13 empty] | 0 | 0 | 0 | 0 | [11 empty] | Whirlwind Energy LLC | 100 | RES Group | 100
natural gas peaker | Winchester Power Park | 56674_G_CGT1 | 56674 | G | CGT1 | 90317 | Combustion Turbine |  | ERC_REST | Texas | 48 | Fayette | 149 | 48149 | 44 | 10745 | 2010 | 9999 |  |  | N | Natural Gas |  |  |  |  | SCR | [8 empty] | 0.01134 | 0.00935 | 0.01134 | 0.00935 | [11 empty] | Lower Colorado River Authority | 100 | Lower Colorado River Authority | 100
natural gas peaker | Winchester Power Park | 56674_G_CGT2 | 56674 | G | CGT2 | 90318 | Combustion Turbine |  | ERC_REST | Texas | 48 | Fayette | 149 | 48149 | 44 | 10745 | 2010 | 9999 |  |  | N | Natural Gas |  |  |  |  | SCR | [8 empty] | 0.0092 | 0.00896 | 0.0092 | 0.00896 | [11 empty] | Lower Colorado River Authority | 100 | Lower Colorado River Authority | 100
natural gas peaker | Winchester Power Park | 56674_G_CGT3 | 56674 | G | CGT3 | 90319 | Combustion Turbine |  | ERC_REST | Texas | 48 | Fayette | 149 | 48149 | 44 | 10745 | 2010 | 9999 |  |  | N | Natural Gas |  |  |  |  | SCR | [8 empty] | 0.01 | 0.00957 | 0.01 | 0.00957 | [11 empty] | Lower Colorado River Authority | 100 | Lower Colorado River Authority | 100
natural gas peaker | Winchester Power Park | 56674_G_CGT4 | 56674 | G | CGT4 | 90320 | Combustion Turbine |  | ERC_REST | Texas | 48 | Fayette | 149 | 48149 | 44 | 10745 | 2010 | 9999 |  |  | N | Natural Gas |  |  |  |  | SCR | [8 empty] | 0.00352 | 0.003 | 0.00352 | 0.003 | [11 empty] | Lower Colorado River Authority | 100 | Lower Colorado River Authority | 100
onshore wind | Charles City Wind Farm | 56677_G_CCWF | 56677 | G | CCWF |  | Onshore Wind |  | MIS_MIDA | Iowa | 19 | Floyd | 67 | 19067 | 75 | 0 | 2008 | 9999 |  |  | N | Wind | [13 empty] | 0 | 0 | 0 | 0 | [11 empty] | MidAmerican Energy Co | 100 | Berkshire Hathaway Inc | 100
onshore wind | Benton County Wind Farm | 56679_G_1 | 56679 | G | 1 |  | Onshore Wind |  | MIS_INKY | Indiana | 18 | Benton | 7 | 18007 | 130.5 | 0 | 2008 | 9999 |  |  | N | Wind | [13 empty] | 0 | 0 | 0 | 0 | [11 empty] | Benton County Wind Farm LLC | 100 | General Electric Co | 100
biomass | Wicomico | 56680_G_1 | 56680 | G | 1 |  | Landfill Gas |  | PJM_EMAC | Maryland | 24 | Wicomico | 45 | 24045 | 0.3 | 13500 | 2007 | 9999 |  |  | N | Landfill Gas | [13 empty] | 0.22117 | 0.22117 | 0.22117 | 0.22117 | [11 empty] | INGENCO Wholesale Power LLC | 100 | INGENCO | 100
biomass | Wicomico | 56680_G_10 | 56680 | G | 10 |  | Landfill Gas |  | PJM_EMAC | Maryland | 24 | Wicomico | 45 | 24045 | 0.3 | 13500 | 2007 | 9999 |  |  | N | Landfill Gas | [13 empty] | 0.22117 | 0.22117 | 0.22117 | 0.22117 | [11 empty] | INGENCO Wholesale Power LLC | 100 | INGENCO | 100
biomass | Wicomico | 56680_G_11 | 56680 | G | 11 |  | Landfill Gas |  | PJM_EMAC | Maryland | 24 | Wicomico | 45 | 24045 | 0.3 | 13500 | 2007 | 9999 |  |  | N | Landfill Gas | [13 empty] | 0.22117 | 0.22117 | 0.22117 | 0.22117 | [11 empty] | INGENCO Wholesale Power LLC | 100 | INGENCO | 100
biomass | Wicomico | 56680_G_12 | 56680 | G | 12 |  | Landfill Gas |  | PJM_EMAC | Maryland | 24 | Wicomico | 45 | 24045 | 0.3 | 13500 | 2007 | 9999 |  |  | N | Landfill Gas | [13 empty] | 0.22117 | 0.22117 | 0.22117 | 0.22117 | [11 empty] | INGENCO Wholesale Power LLC | 100 | INGENCO | 100
biomass | Wicomico | 56680_G_13 | 56680 | G | 13 |  | Landfill Gas |  | PJM_EMAC | Maryland | 24 | Wicomico | 45 | 24045 | 0.3 | 13500 | 2007 | 9999 |  |  | N | Landfill Gas | [13 empty] | 0.22117 | 0.22117 | 0.22117 | 0.22117 | [11 empty] | INGENCO Wholesale Power LLC | 100 | INGENCO | 100
biomass | Wicomico | 56680_G_14 | 56680 | G | 14 |  | Landfill Gas |  | PJM_EMAC | Maryland | 24 | Wicomico | 45 | 24045 | 0.3 | 13500 | 2007 | 9999 |  |  | N | Landfill Gas | [13 empty] | 0.22117 | 0.22117 | 0.22117 | 0.22117 | [11 empty] | INGENCO Wholesale Power LLC | 100 | INGENCO | 100
biomass | Wicomico | 56680_G_15 | 56680 | G | 15 |  | Landfill Gas |  | PJM_EMAC | Maryland | 24 | Wicomico | 45 | 24045 | 0.3 | 13500 | 2007 | 9999 |  |  | N | Landfill Gas | [13 empty] | 0.22117 | 0.22117 | 0.22117 | 0.22117 | [11 empty] | INGENCO Wholesale Power LLC | 100 | INGENCO | 100
biomass | Wicomico | 56680_G_16 | 56680 | G | 16 |  | Landfill Gas |  | PJM_EMAC | Maryland | 24 | Wicomico | 45 | 24045 | 0.3 | 13500 | 2007 | 9999 |  |  | N | Landfill Gas | [13 empty] | 0.22117 | 0.22117 | 0.22117 | 0.22117 | [11 empty] | INGENCO Wholesale Power LLC | 100 | INGENCO | 100
biomass | Wicomico | 56680_G_17 | 56680 | G | 17 |  | Landfill Gas |  | PJM_EMAC | Maryland | 24 | Wicomico | 45 | 24045 | 0.3 | 13500 | 2007 | 9999 |  |  | N | Landfill Gas | [13 empty] | 0.22117 | 0.22117 | 0.22117 | 0.22117 | [11 empty] | INGENCO Wholesale Power LLC | 100 | INGENCO | 100
biomass | Wicomico | 56680_G_18 | 56680 | G | 18 |  | Landfill Gas |  | PJM_EMAC | Maryland | 24 | Wicomico | 45 | 24045 | 0.3 | 13500 | 2007 | 9999 |  |  | N | Landfill Gas | [13 empty] | 0.22117 | 0.22117 | 0.22117 | 0.22117 | [11 empty] | INGENCO Wholesale Power LLC | 100 | INGENCO | 100
biomass | Wicomico | 56680_G_2 | 56680 | G | 2 |  | Landfill Gas |  | PJM_EMAC | Maryland | 24 | Wicomico | 45 | 24045 | 0.3 | 13500 | 2007 | 9999 |  |  | N | Landfill Gas | [13 empty] | 0.22117 | 0.22117 | 0.22117 | 0.22117 | [11 empty] | INGENCO Wholesale Power LLC | 100 | INGENCO | 100
biomass | Wicomico | 56680_G_3 | 56680 | G | 3 |  | Landfill Gas |  | PJM_EMAC | Maryland | 24 | Wicomico | 45 | 24045 | 0.3 | 13500 | 2007 | 9999 |  |  | N | Landfill Gas | [13 empty] | 0.22117 | 0.22117 | 0.22117 | 0.22117 | [11 empty] | INGENCO Wholesale Power LLC | 100 | INGENCO | 100
biomass | Wicomico | 56680_G_4 | 56680 | G | 4 |  | Landfill Gas |  | PJM_EMAC | Maryland | 24 | Wicomico | 45 | 24045 | 0.3 | 13500 | 2007 | 9999 |  |  | N | Landfill Gas | [13 empty] | 0.22117 | 0.22117 | 0.22117 | 0.22117 | [11 empty] | INGENCO Wholesale Power LLC | 100 | INGENCO | 100
biomass | Wicomico | 56680_G_5 | 56680 | G | 5 |  | Landfill Gas |  | PJM_EMAC | Maryland | 24 | Wicomico | 45 | 24045 | 0.3 | 13500 | 2007 | 9999 |  |  | N | Landfill Gas | [13 empty] | 0.22117 | 0.22117 | 0.22117 | 0.22117 | [11 empty] | INGENCO Wholesale Power LLC | 100 | INGENCO | 100
biomass | Wicomico | 56680_G_6 | 56680 | G | 6 |  | Landfill Gas |  | PJM_EMAC | Maryland | 24 | Wicomico | 45 | 24045 | 0.3 | 13500 | 2007 | 9999 |  |  | N | Landfill Gas | [13 empty] | 0.22117 | 0.22117 | 0.22117 | 0.22117 | [11 empty] | INGENCO Wholesale Power LLC | 100 | INGENCO | 100
biomass | Wicomico | 56680_G_7 | 56680 | G | 7 |  | Landfill Gas |  | PJM_EMAC | Maryland | 24 | Wicomico | 45 | 24045 | 0.3 | 13500 | 2007 | 9999 |  |  | N | Landfill Gas | [13 empty] | 0.22117 | 0.22117 | 0.22117 | 0.22117 | [11 empty] | INGENCO Wholesale Power LLC | 100 | INGENCO | 100
biomass | Wicomico | 56680_G_8 | 56680 | G | 8 |  | Landfill Gas |  | PJM_EMAC | Maryland | 24 | Wicomico | 45 | 24045 | 0.3 | 13500 | 2007 | 9999 |  |  | N | Landfill Gas | [13 empty] | 0.22117 | 0.22117 | 0.22117 | 0.22117 | [11 empty] | INGENCO Wholesale Power LLC | 100 | INGENCO | 100
biomass | Wicomico | 56680_G_9 | 56680 | G | 9 |  | Landfill Gas |  | PJM_EMAC | Maryland | 24 | Wicomico | 45 | 24045 | 0.3 | 13500 | 2007 | 9999 |  |  | N | Landfill Gas | [13 empty] | 0.22117 | 0.22117 | 0.22117 | 0.22117 | [11 empty] | INGENCO Wholesale Power LLC | 100 | INGENCO | 100
biomass | Amelia | 56681_G_1 | 56681 | G | 1 |  | Landfill Gas |  | PJM_Dom | Virginia | 51 | Amelia | 7 | 51007 | 0.3 | 13500 | 2001 | 9999 |  |  | N | Landfill Gas | [13 empty] | 0.6 | 0.6 | 0.6 | 0.6 | [11 empty] | INGENCO | 100 | INGENCO | 100
biomass | Amelia | 56681_G_10 | 56681 | G | 10 |  | Landfill Gas |  | PJM_Dom | Virginia | 51 | Amelia | 7 | 51007 | 0.3 | 13500 | 2001 | 9999 |  |  | N | Landfill Gas | [13 empty] | 0.6 | 0.6 | 0.6 | 0.6 | [11 empty] | INGENCO | 100 | INGENCO | 100
biomass | Amelia | 56681_G_11 | 56681 | G | 11 |  | Landfill Gas |  | PJM_Dom | Virginia | 51 | Amelia | 7 | 51007 | 0.3 | 13500 | 2001 | 9999 |  |  | N | Landfill Gas | [13 empty] | 0.6 | 0.6 | 0.6 | 0.6 | [11 empty] | INGENCO | 100 | INGENCO | 100
biomass | Amelia | 56681_G_12 | 56681 | G | 12 |  | Landfill Gas |  | PJM_Dom | Virginia | 51 | Amelia | 7 | 51007 | 0.3 | 13500 | 2001 | 9999 |  |  | N | Landfill Gas | [13 empty] | 0.6 | 0.6 | 0.6 | 0.6 | [11 empty] | INGENCO | 100 | INGENCO | 100
biomass | Amelia | 56681_G_13 | 56681 | G | 13 |  | Landfill Gas |  | PJM_Dom | Virginia | 51 | Amelia | 7 | 51007 | 0.3 | 13500 | 2001 | 9999 |  |  | N | Landfill Gas | [13 empty] | 0.6 | 0.6 | 0.6 | 0.6 | [11 empty] | INGENCO | 100 | INGENCO | 100
biomass | Amelia | 56681_G_14 | 56681 | G | 14 |  | Landfill Gas |  | PJM_Dom | Virginia | 51 | Amelia | 7 | 51007 | 0.3 | 13500 | 2001 | 9999 |  |  | N | Landfill Gas | [13 empty] | 0.6 | 0.6 | 0.6 | 0.6 | [11 empty] | INGENCO | 100 | INGENCO | 100
biomass | Amelia | 56681_G_15 | 56681 | G | 15 |  | Landfill Gas |  | PJM_Dom | Virginia | 51 | Amelia | 7 | 51007 | 0.3 | 13500 | 2001 | 9999 |  |  | N | Landfill Gas | [13 empty] | 0.6 | 0.6 | 0.6 | 0.6 | [11 empty] | INGENCO | 100 | INGENCO | 100
biomass | Amelia | 56681_G_16 | 56681 | G | 16 |  | Landfill Gas |  | PJM_Dom | Virginia | 51 | Amelia | 7 | 51007 | 0.3 | 13500 | 2001 | 9999 |  |  | N | Landfill Gas | [13 empty] | 0.6 | 0.6 | 0.6 | 0.6 | [11 empty] | INGENCO | 100 | INGENCO | 100
biomass | Amelia | 56681_G_17 | 56681 | G | 17 |  | Landfill Gas |  | PJM_Dom | Virginia | 51 | Amelia | 7 | 51007 | 0.3 | 13500 | 2001 | 9999 |  |  | N | Landfill Gas | [13 empty] | 0.6 | 0.6 | 0.6 | 0.6 | [11 empty] | INGENCO | 100 | INGENCO | 100
biomass | Amelia | 56681_G_18 | 56681 | G | 18 |  | Landfill Gas |  | PJM_Dom | Virginia | 51 | Amelia | 7 | 51007 | 0.3 | 13500 | 2001 | 9999 |  |  | N | Landfill Gas | [13 empty] | 0.6 | 0.6 | 0.6 | 0.6 | [11 empty] | INGENCO | 100 | INGENCO | 100
biomass | Amelia | 56681_G_19 | 56681 | G | 19 |  | Landfill Gas |  | PJM_Dom | Virginia | 51 | Amelia | 7 | 51007 | 0.3 | 13500 | 2001 | 9999 |  |  | N | Landfill Gas | [13 empty] | 0.6 | 0.6 | 0.6 | 0.6 | [11 empty] | INGENCO | 100 | INGENCO | 100
biomass | Amelia | 56681_G_2 | 56681 | G | 2 |  | Landfill Gas |  | PJM_Dom | Virginia | 51 | Amelia | 7 | 51007 | 0.3 | 13500 | 2001 | 9999 |  |  | N | Landfill Gas | [13 empty] | 0.6 | 0.6 | 0.6 | 0.6 | [11 empty] | INGENCO | 100 | INGENCO | 100
biomass | Amelia | 56681_G_20 | 56681 | G | 20 |  | Landfill Gas |  | PJM_Dom | Virginia | 51 | Amelia | 7 | 51007 | 0.3 | 13500 | 2001 | 9999 |  |  | N | Landfill Gas | [13 empty] | 0.6 | 0.6 | 0.6 | 0.6 | [11 empty] | INGENCO | 100 | INGENCO | 100
biomass | Amelia | 56681_G_21 | 56681 | G | 21 |  | Landfill Gas |  | PJM_Dom | Virginia | 51 | Amelia | 7 | 51007 | 0.3 | 13500 | 2001 | 9999 |  |  | N | Landfill Gas | [13 empty] | 0.6 | 0.6 | 0.6 | 0.6 | [11 empty] | INGENCO | 100 | INGENCO | 100
biomass | Amelia | 56681_G_22 | 56681 | G | 22 |  | Landfill Gas |  | PJM_Dom | Virginia | 51 | Amelia | 7 | 51007 | 0.3 | 13500 | 2001 | 9999 |  |  | N | Landfill Gas | [13 empty] | 0.6 | 0.6 | 0.6 | 0.6 | [11 empty] | INGENCO | 100 | INGENCO | 100
biomass | Amelia | 56681_G_23 | 56681 | G | 23 |  | Landfill Gas |  | PJM_Dom | Virginia | 51 | Amelia | 7 | 51007 | 0.3 | 13500 | 2001 | 9999 |  |  | N | Landfill Gas | [13 empty] | 0.6 | 0.6 | 0.6 | 0.6 | [11 empty] | INGENCO | 100 | INGENCO | 100
biomass | Amelia | 56681_G_24 | 56681 | G | 24 |  | Landfill Gas |  | PJM_Dom | Virginia | 51 | Amelia | 7 | 51007 | 0.3 | 13500 | 2001 | 9999 |  |  | N | Landfill Gas | [13 empty] | 0.6 | 0.6 | 0.6 | 0.6 | [11 empty] | INGENCO | 100 | INGENCO | 100
biomass | Amelia | 56681_G_25 | 56681 | G | 25 |  | Landfill Gas |  | PJM_Dom | Virginia | 51 | Amelia | 7 | 51007 | 0.3 | 13500 | 2001 | 9999 |  |  | N | Landfill Gas | [13 empty] | 0.6 | 0.6 | 0.6 | 0.6 | [11 empty] | INGENCO | 100 | INGENCO | 100
biomass | Amelia | 56681_G_26 | 56681 | G | 26 |  | Landfill Gas |  | PJM_Dom | Virginia | 51 | Amelia | 7 | 51007 | 0.3 | 13500 | 2001 | 9999 |  |  | N | Landfill Gas | [13 empty] | 0.6 | 0.6 | 0.6 | 0.6 | [11 empty] | INGENCO | 100 | INGENCO | 100
biomass | Amelia | 56681_G_27 | 56681 | G | 27 |  | Landfill Gas |  | PJM_Dom | Virginia | 51 | Amelia | 7 | 51007 | 0.3 | 13500 | 2001 | 9999 |  |  | N | Landfill Gas | [13 empty] | 0.6 | 0.6 | 0.6 | 0.6 | [11 empty] | INGENCO | 100 | INGENCO | 100
biomass | Amelia | 56681_G_28 | 56681 | G | 28 |  | Landfill Gas |  | PJM_Dom | Virginia | 51 | Amelia | 7 | 51007 | 0.3 | 13500 | 2001 | 9999 |  |  | N | Landfill Gas | [13 empty] | 0.6 | 0.6 | 0.6 | 0.6 | [11 empty] | INGENCO | 100 | INGENCO | 100
biomass | Amelia | 56681_G_29 | 56681 | G | 29 |  | Landfill Gas |  | PJM_Dom | Virginia | 51 | Amelia | 7 | 51007 | 0.3 | 13500 | 2001 | 9999 |  |  | N | Landfill Gas | [13 empty] | 0.6 | 0.6 | 0.6 | 0.6 | [11 empty] | INGENCO | 100 | INGENCO | 100
biomass | Amelia | 56681_G_3 | 56681 | G | 3 |  | Landfill Gas |  | PJM_Dom | Virginia | 51 | Amelia | 7 | 51007 | 0.3 | 13500 | 2001 | 9999 |  |  | N | Landfill Gas | [13 empty] | 0.6 | 0.6 | 0.6 | 0.6 | [11 empty] | INGENCO | 100 | INGENCO | 100
biomass | Amelia | 56681_G_30 | 56681 | G | 30 |  | Landfill Gas |  | PJM_Dom | Virginia | 51 | Amelia | 7 | 51007 | 0.3 | 13500 | 2001 | 9999 |  |  | N | Landfill Gas | [13 empty] | 0.6 | 0.6 | 0.6 | 0.6 | [11 empty] | INGENCO | 100 | INGENCO | 100
biomass | Amelia | 56681_G_31 | 56681 | G | 31 |  | Landfill Gas |  | PJM_Dom | Virginia | 51 | Amelia | 7 | 51007 | 0.3 | 13500 | 2001 | 9999 |  |  | N | Landfill Gas | [13 empty] | 0.6 | 0.6 | 0.6 | 0.6 | [11 empty] | INGENCO | 100 | INGENCO | 100
biomass | Amelia | 56681_G_32 | 56681 | G | 32 |  | Landfill Gas |  | PJM_Dom | Virginia | 51 | Amelia | 7 | 51007 | 0.3 | 13500 | 2001 | 9999 |  |  | N | Landfill Gas | [13 empty] | 0.6 | 0.6 | 0.6 | 0.6 | [11 empty] | INGENCO | 100 | INGENCO | 100
biomass | Amelia | 56681_G_33 | 56681 | G | 33 |  | Landfill Gas |  | PJM_Dom | Virginia | 51 | Amelia | 7 | 51007 | 0.3 | 13500 | 2001 | 9999 |  |  | N | Landfill Gas | [13 empty] | 0.6 | 0.6 | 0.6 | 0.6 | [11 empty] | INGENCO | 100 | INGENCO | 100
biomass | Amelia | 56681_G_34 | 56681 | G | 34 |  | Landfill Gas |  | PJM_Dom | Virginia | 51 | Amelia | 7 | 51007 | 0.3 | 13500 | 2001 | 9999 |  |  | N | Landfill Gas | [13 empty] | 0.6 | 0.6 | 0.6 | 0.6 | [11 empty] | INGENCO | 100 | INGENCO | 100
biomass | Amelia | 56681_G_35 | 56681 | G | 35 |  | Landfill Gas |  | PJM_Dom | Virginia | 51 | Amelia | 7 | 51007 | 0.3 | 13500 | 2001 | 9999 |  |  | N | Landfill Gas | [13 empty] | 0.6 | 0.6 | 0.6 | 0.6 | [11 empty] | INGENCO | 100 | INGENCO | 100
biomass | Amelia | 56681_G_36 | 56681 | G | 36 |  | Landfill Gas |  | PJM_Dom | Virginia | 51 | Amelia | 7 | 51007 | 0.3 | 13500 | 2001 | 9999 |  |  | N | Landfill Gas | [13 empty] | 0.6 | 0.6 | 0.6 | 0.6 | [11 empty] | INGENCO | 100 | INGENCO | 100
biomass | Amelia | 56681_G_37 | 56681 | G | 37 |  | Landfill Gas |  | PJM_Dom | Virginia | 51 | Amelia | 7 | 51007 | 0.3 | 13500 | 2001 | 9999 |  |  | N | Landfill Gas | [13 empty] | 0.6 | 0.6 | 0.6 | 0.6 | [11 empty] | INGENCO | 100 | INGENCO | 100
biomass | Amelia | 56681_G_38 | 56681 | G | 38 |  | Landfill Gas |  | PJM_Dom | Virginia | 51 | Amelia | 7 | 51007 | 0.3 | 13500 | 2001 | 9999 |  |  | N | Landfill Gas | [13 empty] | 0.6 | 0.6 | 0.6 | 0.6 | [11 empty] | INGENCO | 100 | INGENCO | 100
biomass | Amelia | 56681_G_39 | 56681 | G | 39 |  | Landfill Gas |  | PJM_Dom | Virginia | 51 | Amelia | 7 | 51007 | 0.3 | 13500 | 2001 | 9999 |  |  | N | Landfill Gas | [13 empty] | 0.6 | 0.6 | 0.6 | 0.6 | [11 empty] | INGENCO | 100 | INGENCO | 100
biomass | Amelia | 56681_G_4 | 56681 | G | 4 |  | Landfill Gas |  | PJM_Dom | Virginia | 51 | Amelia | 7 | 51007 | 0.3 | 13500 | 2001 | 9999 |  |  | N | Landfill Gas | [13 empty] | 0.6 | 0.6 | 0.6 | 0.6 | [11 empty] | INGENCO | 100 | INGENCO | 100
biomass | Amelia | 56681_G_40 | 56681 | G | 40 |  | Landfill Gas |  | PJM_Dom | Virginia | 51 | Amelia | 7 | 51007 | 0.3 | 13500 | 2001 | 9999 |  |  | N | Landfill Gas | [13 empty] | 0.6 | 0.6 | 0.6 | 0.6 | [11 empty] | INGENCO | 100 | INGENCO | 100
biomass | Amelia | 56681_G_41 | 56681 | G | 41 |  | Landfill Gas |  | PJM_Dom | Virginia | 51 | Amelia | 7 | 51007 | 0.3 | 13500 | 2001 | 9999 |  |  | N | Landfill Gas | [13 empty] | 0.6 | 0.6 | 0.6 | 0.6 | [11 empty] | INGENCO | 100 | INGENCO | 100
biomass | Amelia | 56681_G_42 | 56681 | G | 42 |  | Landfill Gas |  | PJM_Dom | Virginia | 51 | Amelia | 7 | 51007 | 0.3 | 13500 | 2001 | 9999 |  |  | N | Landfill Gas | [13 empty] | 0.6 | 0.6 | 0.6 | 0.6 | [11 empty] | INGENCO | 100 | INGENCO | 100
biomass | Amelia | 56681_G_43 | 56681 | G | 43 |  | Landfill Gas |  | PJM_Dom | Virginia | 51 | Amelia | 7 | 51007 | 0.3 | 13500 | 2001 | 9999 |  |  | N | Landfill Gas | [13 empty] | 0.6 | 0.6 | 0.6 | 0.6 | [11 empty] | INGENCO | 100 | INGENCO | 100
biomass | Amelia | 56681_G_44 | 56681 | G | 44 |  | Landfill Gas |  | PJM_Dom | Virginia | 51 | Amelia | 7 | 51007 | 0.3 | 13500 | 2001 | 9999 |  |  | N | Landfill Gas | [13 empty] | 0.6 | 0.6 | 0.6 | 0.6 | [11 empty] | INGENCO | 100 | INGENCO | 100
biomass | Amelia | 56681_G_45 | 56681 | G | 45 |  | Landfill Gas |  | PJM_Dom | Virginia | 51 | Amelia | 7 | 51007 | 0.3 | 13500 | 2001 | 9999 |  |  | N | Landfill Gas | [13 empty] | 0.6 | 0.6 | 0.6 | 0.6 | [11 empty] | INGENCO | 100 | INGENCO | 100
biomass | Amelia | 56681_G_46 | 56681 | G | 46 |  | Landfill Gas |  | PJM_Dom | Virginia | 51 | Amelia | 7 | 51007 | 0.3 | 13500 | 2001 | 9999 |  |  | N | Landfill Gas | [13 empty] | 0.6 | 0.6 | 0.6 | 0.6 | [11 empty] | INGENCO | 100 | INGENCO | 100
biomass | Amelia | 56681_G_47 | 56681 | G | 47 |  | Landfill Gas |  | PJM_Dom | Virginia | 51 | Amelia | 7 | 51007 | 0.3 | 13500 | 2001 | 9999 |  |  | N | Landfill Gas | [13 empty] | 0.6 | 0.6 | 0.6 | 0.6 | [11 empty] | INGENCO | 100 | INGENCO | 100
biomass | Amelia | 56681_G_48 | 56681 | G | 48 |  | Landfill Gas |  | PJM_Dom | Virginia | 51 | Amelia | 7 | 51007 | 0.3 | 13500 | 2001 | 9999 |  |  | N | Landfill Gas | [13 empty] | 0.6 | 0.6 | 0.6 | 0.6 | [11 empty] | INGENCO | 100 | INGENCO | 100
biomass | Amelia | 56681_G_5 | 56681 | G | 5 |  | Landfill Gas |  | PJM_Dom | Virginia | 51 | Amelia | 7 | 51007 | 0.3 | 13500 | 2001 | 9999 |  |  | N | Landfill Gas | [13 empty] | 0.6 | 0.6 | 0.6 | 0.6 | [11 empty] | INGENCO | 100 | INGENCO | 100
biomass | Amelia | 56681_G_6 | 56681 | G | 6 |  | Landfill Gas |  | PJM_Dom | Virginia | 51 | Amelia | 7 | 51007 | 0.3 | 13500 | 2001 | 9999 |  |  | N | Landfill Gas | [13 empty] | 0.6 | 0.6 | 0.6 | 0.6 | [11 empty] | INGENCO | 100 | INGENCO | 100
biomass | Amelia | 56681_G_7 | 56681 | G | 7 |  | Landfill Gas |  | PJM_Dom | Virginia | 51 | Amelia | 7 | 51007 | 0.3 | 13500 | 2001 | 9999 |  |  | N | Landfill Gas | [13 empty] | 0.6 | 0.6 | 0.6 | 0.6 | [11 empty] | INGENCO | 100 | INGENCO | 100
biomass | Amelia | 56681_G_8 | 56681 | G | 8 |  | Landfill Gas |  | PJM_Dom | Virginia | 51 | Amelia | 7 | 51007 | 0.3 | 13500 | 2001 | 9999 |  |  | N | Landfill Gas | [13 empty] | 0.6 | 0.6 | 0.6 | 0.6 | [11 empty] | INGENCO | 100 | INGENCO | 100
biomass | Amelia | 56681_G_9 | 56681 | G | 9 |  | Landfill Gas |  | PJM_Dom | Virginia | 51 | Amelia | 7 | 51007 | 0.3 | 13500 | 2001 | 9999 |  |  | N | Landfill Gas | [13 empty] | 0.6 | 0.6 | 0.6 | 0.6 | [11 empty] | INGENCO | 100 | INGENCO | 100
biomass | Brunswick Landfill Gas | 56682_G_10 | 56682 | G | 10 |  | Landfill Gas |  | PJM_Dom | Virginia | 51 | Brunswick | 25 | 51025 | 0.3 | 13500 | 2007 | 9999 |  |  | N | Landfill Gas | [13 empty] | 0.6 | 0.6 | 0.6 | 0.6 | [11 empty] | INGENCO Wholesale Power LLC | 100 | INGENCO | 100
biomass | Brunswick Landfill Gas | 56682_G_11 | 56682 | G | 11 |  | Landfill Gas |  | PJM_Dom | Virginia | 51 | Brunswick | 25 | 51025 | 0.3 | 13500 | 2007 | 9999 |  |  | N | Landfill Gas | [13 empty] | 0.6 | 0.6 | 0.6 | 0.6 | [11 empty] | INGENCO Wholesale Power LLC | 100 | INGENCO | 100
biomass | Brunswick Landfill Gas | 56682_G_12 | 56682 | G | 12 |  | Landfill Gas |  | PJM_Dom | Virginia | 51 | Brunswick | 25 | 51025 | 0.3 | 13500 | 2007 | 9999 |  |  | N | Landfill Gas | [13 empty] | 0.6 | 0.6 | 0.6 | 0.6 | [11 empty] | INGENCO Wholesale Power LLC | 100 | INGENCO | 100
biomass | Brunswick Landfill Gas | 56682_G_13 | 56682 | G | 13 |  | Landfill Gas |  | PJM_Dom | Virginia | 51 | Brunswick | 25 | 51025 | 0.3 | 13500 | 2007 | 9999 |  |  | N | Landfill Gas | [13 empty] | 0.6 | 0.6 | 0.6 | 0.6 | [11 empty] | INGENCO Wholesale Power LLC | 100 | INGENCO | 100
biomass | Brunswick Landfill Gas | 56682_G_14 | 56682 | G | 14 |  | Landfill Gas |  | PJM_Dom | Virginia | 51 | Brunswick | 25 | 51025 | 0.3 | 13500 | 2007 | 9999 |  |  | N | Landfill Gas | [13 empty] | 0.6 | 0.6 | 0.6 | 0.6 | [11 empty] | INGENCO Wholesale Power LLC | 100 | INGENCO | 100
biomass | Brunswick Landfill Gas | 56682_G_15 | 56682 | G | 15 |  | Landfill Gas |  | PJM_Dom | Virginia | 51 | Brunswick | 25 | 51025 | 0.3 | 13500 | 2007 | 9999 |  |  | N | Landfill Gas | [13 empty] | 0.6 | 0.6 | 0.6 | 0.6 | [11 empty] | INGENCO Wholesale Power LLC | 100 | INGENCO | 100
biomass | Brunswick Landfill Gas | 56682_G_16 | 56682 | G | 16 |  | Landfill Gas |  | PJM_Dom | Virginia | 51 | Brunswick | 25 | 51025 | 0.3 | 13500 | 2007 | 9999 |  |  | N | Landfill Gas | [13 empty] | 0.6 | 0.6 | 0.6 | 0.6 | [11 empty] | INGENCO Wholesale Power LLC | 100 | INGENCO | 100
biomass | Brunswick Landfill Gas | 56682_G_17 | 56682 | G | 17 |  | Landfill Gas |  | PJM_Dom | Virginia | 51 | Brunswick | 25 | 51025 | 0.3 | 13500 | 2007 | 9999 |  |  | N | Landfill Gas | [13 empty] | 0.6 | 0.6 | 0.6 | 0.6 | [11 empty] | INGENCO Wholesale Power LLC | 100 | INGENCO | 100
biomass | Brunswick Landfill Gas | 56682_G_18 | 56682 | G | 18 |  | Landfill Gas |  | PJM_Dom | Virginia | 51 | Brunswick | 25 | 51025 | 0.3 | 13500 | 2007 | 9999 |  |  | N | Landfill Gas | [13 empty] | 0.6 | 0.6 | 0.6 | 0.6 | [11 empty] | INGENCO Wholesale Power LLC | 100 | INGENCO | 100
biomass | Brunswick Landfill Gas | 56682_G_19 | 56682 | G | 19 |  | Landfill Gas |  | PJM_Dom | Virginia | 51 | Brunswick | 25 | 51025 | 0.3 | 13500 | 2007 | 9999 |  |  | N | Landfill Gas | [13 empty] | 0.6 | 0.6 | 0.6 | 0.6 | [11 empty] | INGENCO Wholesale Power LLC | 100 | INGENCO | 100
biomass | Brunswick Landfill Gas | 56682_G_2 | 56682 | G | 2 |  | Landfill Gas |  | PJM_Dom | Virginia | 51 | Brunswick | 25 | 51025 | 0.3 | 13500 | 2007 | 9999 |  |  | N | Landfill Gas | [13 empty] | 0.6 | 0.6 | 0.6 | 0.6 | [11 empty] | INGENCO Wholesale Power LLC | 100 | INGENCO | 100
biomass | Brunswick Landfill Gas | 56682_G_20 | 56682 | G | 20 |  | Landfill Gas |  | PJM_Dom | Virginia | 51 | Brunswick | 25 | 51025 | 0.3 | 13500 | 2007 | 9999 |  |  | N | Landfill Gas | [13 empty] | 0.6 | 0.6 | 0.6 | 0.6 | [11 empty] | INGENCO Wholesale Power LLC | 100 | INGENCO | 100
biomass | Brunswick Landfill Gas | 56682_G_21 | 56682 | G | 21 |  | Landfill Gas |  | PJM_Dom | Virginia | 51 | Brunswick | 25 | 51025 | 0.3 | 13500 | 2007 | 9999 |  |  | N | Landfill Gas | [13 empty] | 0.6 | 0.6 | 0.6 | 0.6 | [11 empty] | INGENCO Wholesale Power LLC | 100 | INGENCO | 100
biomass | Brunswick Landfill Gas | 56682_G_22 | 56682 | G | 22 |  | Landfill Gas |  | PJM_Dom | Virginia | 51 | Brunswick | 25 | 51025 | 0.3 | 13500 | 2007 | 9999 |  |  | N | Landfill Gas | [13 empty] | 0.6 | 0.6 | 0.6 | 0.6 | [11 empty] | INGENCO Wholesale Power LLC | 100 | INGENCO | 100
biomass | Brunswick Landfill Gas | 56682_G_23 | 56682 | G | 23 |  | Landfill Gas |  | PJM_Dom | Virginia | 51 | Brunswick | 25 | 51025 | 0.3 | 13500 | 2007 | 9999 |  |  | N | Landfill Gas | [13 empty] | 0.6 | 0.6 | 0.6 | 0.6 | [11 empty] | INGENCO Wholesale Power LLC | 100 | INGENCO | 100
biomass | Brunswick Landfill Gas | 56682_G_24 | 56682 | G | 24 |  | Landfill Gas |  | PJM_Dom | Virginia | 51 | Brunswick | 25 | 51025 | 0.3 | 13500 | 2007 | 9999 |  |  | N | Landfill Gas | [13 empty] | 0.6 | 0.6 | 0.6 | 0.6 | [11 empty] | INGENCO Wholesale Power LLC | 100 | INGENCO | 100
biomass | Brunswick Landfill Gas | 56682_G_25 | 56682 | G | 25 |  | Landfill Gas |  | PJM_Dom | Virginia | 51 | Brunswick | 25 | 51025 | 0.3 | 13500 | 2007 | 9999 |  |  | N | Landfill Gas | [13 empty] | 0.6 | 0.6 | 0.6 | 0.6 | [11 empty] | INGENCO Wholesale Power LLC | 100 | INGENCO | 100
biomass | Brunswick Landfill Gas | 56682_G_26 | 56682 | G | 26 |  | Landfill Gas |  | PJM_Dom | Virginia | 51 | Brunswick | 25 | 51025 | 0.3 | 13500 | 2007 | 9999 |  |  | N | Landfill Gas | [13 empty] | 0.6 | 0.6 | 0.6 | 0.6 | [11 empty] | INGENCO Wholesale Power LLC | 100 | INGENCO | 100
biomass | Brunswick Landfill Gas | 56682_G_27 | 56682 | G | 27 |  | Landfill Gas |  | PJM_Dom | Virginia | 51 | Brunswick | 25 | 51025 | 0.3 | 13500 | 2007 | 9999 |  |  | N | Landfill Gas | [13 empty] | 0.6 | 0.6 | 0.6 | 0.6 | [11 empty] | INGENCO Wholesale Power LLC | 100 | INGENCO | 100
biomass | Brunswick Landfill Gas | 56682_G_28 | 56682 | G | 28 |  | Landfill Gas |  | PJM_Dom | Virginia | 51 | Brunswick | 25 | 51025 | 0.3 | 13500 | 2007 | 9999 |  |  | N | Landfill Gas | [13 empty] | 0.6 | 0.6 | 0.6 | 0.6 | [11 empty] | INGENCO Wholesale Power LLC | 100 | INGENCO | 100
biomass | Brunswick Landfill Gas | 56682_G_29 | 56682 | G | 29 |  | Landfill Gas |  | PJM_Dom | Virginia | 51 | Brunswick | 25 | 51025 | 0.3 | 13500 | 2007 | 9999 |  |  | N | Landfill Gas | [13 empty] | 0.6 | 0.6 | 0.6 | 0.6 | [11 empty] | INGENCO Wholesale Power LLC | 100 | INGENCO | 100
biomass | Brunswick Landfill Gas | 56682_G_3 | 56682 | G | 3 |  | Landfill Gas |  | PJM_Dom | Virginia | 51 | Brunswick | 25 | 51025 | 0.3 | 13500 | 2007 | 9999 |  |  | N | Landfill Gas | [13 empty] | 0.6 | 0.6 | 0.6 | 0.6 | [11 empty] | INGENCO Wholesale Power LLC | 100 | INGENCO | 100
biomass | Brunswick Landfill Gas | 56682_G_30 | 56682 | G | 30 |  | Landfill Gas |  | PJM_Dom | Virginia | 51 | Brunswick | 25 | 51025 | 0.3 | 13500 | 2007 | 9999 |  |  | N | Landfill Gas | [13 empty] | 0.6 | 0.6 | 0.6 | 0.6 | [11 empty] | INGENCO Wholesale Power LLC | 100 | INGENCO | 100
biomass | Brunswick Landfill Gas | 56682_G_31 | 56682 | G | 31 |  | Landfill Gas |  | PJM_Dom | Virginia | 51 | Brunswick | 25 | 51025 | 0.3 | 13500 | 2007 | 9999 |  |  | N | Landfill Gas | [13 empty] | 0.6 | 0.6 | 0.6 | 0.6 | [11 empty] | INGENCO Wholesale Power LLC | 100 | INGENCO | 100
biomass | Brunswick Landfill Gas | 56682_G_32 | 56682 | G | 32 |  | Landfill Gas |  | PJM_Dom | Virginia | 51 | Brunswick | 25 | 51025 | 0.3 | 13500 | 2007 | 9999 |  |  | N | Landfill Gas | [13 empty] | 0.6 | 0.6 | 0.6 | 0.6 | [11 empty] | INGENCO Wholesale Power LLC | 100 | INGENCO | 100
biomass | Brunswick Landfill Gas | 56682_G_33 | 56682 | G | 33 |  | Landfill Gas |  | PJM_Dom | Virginia | 51 | Brunswick | 25 | 51025 | 0.3 | 13500 | 2007 | 9999 |  |  | N | Landfill Gas | [13 empty] | 0.6 | 0.6 | 0.6 | 0.6 | [11 empty] | INGENCO Wholesale Power LLC | 100 | INGENCO | 100
biomass | Brunswick Landfill Gas | 56682_G_34 | 56682 | G | 34 |  | Landfill Gas |  | PJM_Dom | Virginia | 51 | Brunswick | 25 | 51025 | 0.3 | 13500 | 2007 | 9999 |  |  | N | Landfill Gas | [13 empty] | 0.6 | 0.6 | 0.6 | 0.6 | [11 empty] | INGENCO Wholesale Power LLC | 100 | INGENCO | 100
biomass | Brunswick Landfill Gas | 56682_G_35 | 56682 | G | 35 |  | Landfill Gas |  | PJM_Dom | Virginia | 51 | Brunswick | 25 | 51025 | 0.3 | 13500 | 2007 | 9999 |  |  | N | Landfill Gas | [13 empty] | 0.6 | 0.6 | 0.6 | 0.6 | [11 empty] | INGENCO Wholesale Power LLC | 100 | INGENCO | 100
biomass | Brunswick Landfill Gas | 56682_G_36 | 56682 | G | 36 |  | Landfill Gas |  | PJM_Dom | Virginia | 51 | Brunswick | 25 | 51025 | 0.3 | 13500 | 2007 | 9999 |  |  | N | Landfill Gas | [13 empty] | 0.6 | 0.6 | 0.6 | 0.6 | [11 empty] | INGENCO Wholesale Power LLC | 100 | INGENCO | 100
biomass | Brunswick Landfill Gas | 56682_G_4 | 56682 | G | 4 |  | Landfill Gas |  | PJM_Dom | Virginia | 51 | Brunswick | 25 | 51025 | 0.3 | 13500 | 2007 | 9999 |  |  | N | Landfill Gas | [13 empty] | 0.6 | 0.6 | 0.6 | 0.6 | [11 empty] | INGENCO Wholesale Power LLC | 100 | INGENCO | 100
biomass | Brunswick Landfill Gas | 56682_G_5 | 56682 | G | 5 |  | Landfill Gas |  | PJM_Dom | Virginia | 51 | Brunswick | 25 | 51025 | 0.3 | 13500 | 2007 | 9999 |  |  | N | Landfill Gas | [13 empty] | 0.6 | 0.6 | 0.6 | 0.6 | [11 empty] | INGENCO Wholesale Power LLC | 100 | INGENCO | 100
biomass | Brunswick Landfill Gas | 56682_G_6 | 56682 | G | 6 |  | Landfill Gas |  | PJM_Dom | Virginia | 51 | Brunswick | 25 | 51025 | 0.3 | 13500 | 2007 | 9999 |  |  | N | Landfill Gas | [13 empty] | 0.6 | 0.6 | 0.6 | 0.6 | [11 empty] | INGENCO Wholesale Power LLC | 100 | INGENCO | 100
biomass | Brunswick Landfill Gas | 56682_G_7 | 56682 | G | 7 |  | Landfill Gas |  | PJM_Dom | Virginia | 51 | Brunswick | 25 | 51025 | 0.3 | 13500 | 2007 | 9999 |  |  | N | Landfill Gas | [13 empty] | 0.6 | 0.6 | 0.6 | 0.6 | [11 empty] | INGENCO Wholesale Power LLC | 100 | INGENCO | 100
biomass | Brunswick Landfill Gas | 56682_G_8 | 56682 | G | 8 |  | Landfill Gas |  | PJM_Dom | Virginia | 51 | Brunswick | 25 | 51025 | 0.3 | 13500 | 2007 | 9999 |  |  | N | Landfill Gas | [13 empty] | 0.6 | 0.6 | 0.6 | 0.6 | [11 empty] | INGENCO Wholesale Power LLC | 100 | INGENCO | 100
biomass | Brunswick Landfill Gas | 56682_G_9 | 56682 | G | 9 |  | Landfill Gas |  | PJM_Dom | Virginia | 51 | Brunswick | 25 | 51025 | 0.3 | 13500 | 2007 | 9999 |  |  | N | Landfill Gas | [13 empty] | 0.6 | 0.6 | 0.6 | 0.6 | [11 empty] | INGENCO Wholesale Power LLC | 100 | INGENCO | 100
biomass | Charles City | 56683_G_1 | 56683 | G | 1 |  | Landfill Gas |  | PJM_Dom | Virginia | 51 | Charles City | 36 | 51036 | 0.3 | 13500 | 2003 | 9999 |  |  | N | Landfill Gas | [13 empty] | 0.6 | 0.6 | 0.6 | 0.6 | [11 empty] | INGENCO Wholesale Power LLC | 100 | INGENCO | 100
biomass | Charles City | 56683_G_10 | 56683 | G | 10 |  | Landfill Gas |  | PJM_Dom | Virginia | 51 | Charles City | 36 | 51036 | 0.3 | 13500 | 2003 | 9999 |  |  | N | Landfill Gas | [13 empty] | 0.6 | 0.6 | 0.6 | 0.6 | [11 empty] | INGENCO Wholesale Power LLC | 100 | INGENCO | 100
biomass | Charles City | 56683_G_11 | 56683 | G | 11 |  | Landfill Gas |  | PJM_Dom | Virginia | 51 | Charles City | 36 | 51036 | 0.3 | 13500 | 2003 | 9999 |  |  | N | Landfill Gas | [13 empty] | 0.6 | 0.6 | 0.6 | 0.6 | [11 empty] | INGENCO Wholesale Power LLC | 100 | INGENCO | 100
biomass | Charles City | 56683_G_12 | 56683 | G | 12 |  | Landfill Gas |  | PJM_Dom | Virginia | 51 | Charles City | 36 | 51036 | 0.3 | 13500 | 2003 | 9999 |  |  | N | Landfill Gas | [13 empty] | 0.6 | 0.6 | 0.6 | 0.6 | [11 empty] | INGENCO Wholesale Power LLC | 100 | INGENCO | 100
biomass | Charles City | 56683_G_13 | 56683 | G | 13 |  | Landfill Gas |  | PJM_Dom | Virginia | 51 | Charles City | 36 | 51036 | 0.3 | 13500 | 2003 | 9999 |  |  | N | Landfill Gas | [13 empty] | 0.6 | 0.6 | 0.6 | 0.6 | [11 empty] | INGENCO Wholesale Power LLC | 100 | INGENCO | 100
biomass | Charles City | 56683_G_14 | 56683 | G | 14 |  | Landfill Gas |  | PJM_Dom | Virginia | 51 | Charles City | 36 | 51036 | 0.3 | 13500 | 2003 | 9999 |  |  | N | Landfill Gas | [13 empty] | 0.6 | 0.6 | 0.6 | 0.6 | [11 empty] | INGENCO Wholesale Power LLC | 100 | INGENCO | 100
biomass | Charles City | 56683_G_15 | 56683 | G | 15 |  | Landfill Gas |  | PJM_Dom | Virginia | 51 | Charles City | 36 | 51036 | 0.3 | 13500 | 2003 | 9999 |  |  | N | Landfill Gas | [13 empty] | 0.6 | 0.6 | 0.6 | 0.6 | [11 empty] | INGENCO Wholesale Power LLC | 100 | INGENCO | 100
biomass | Charles City | 56683_G_16 | 56683 | G | 16 |  | Landfill Gas |  | PJM_Dom | Virginia | 51 | Charles City | 36 | 51036 | 0.3 | 13500 | 2003 | 9999 |  |  | N | Landfill Gas | [13 empty] | 0.6 | 0.6 | 0.6 | 0.6 | [11 empty] | INGENCO Wholesale Power LLC | 100 | INGENCO | 100
biomass | Charles City | 56683_G_17 | 56683 | G | 17 |  | Landfill Gas |  | PJM_Dom | Virginia | 51 | Charles City | 36 | 51036 | 0.3 | 13500 | 2003 | 9999 |  |  | N | Landfill Gas | [13 empty] | 0.6 | 0.6 | 0.6 | 0.6 | [11 empty] | INGENCO Wholesale Power LLC | 100 | INGENCO | 100
biomass | Charles City | 56683_G_18 | 56683 | G | 18 |  | Landfill Gas |  | PJM_Dom | Virginia | 51 | Charles City | 36 | 51036 | 0.3 | 13500 | 2003 | 9999 |  |  | N | Landfill Gas | [13 empty] | 0.6 | 0.6 | 0.6 | 0.6 | [11 empty] | INGENCO Wholesale Power LLC | 100 | INGENCO | 100
biomass | Charles City | 56683_G_19 | 56683 | G | 19 |  | Landfill Gas |  | PJM_Dom | Virginia | 51 | Charles City | 36 | 51036 | 0.3 | 13500 | 2003 | 9999 |  |  | N | Landfill Gas | [13 empty] | 0.6 | 0.6 | 0.6 | 0.6 | [11 empty] | INGENCO Wholesale Power LLC | 100 | INGENCO | 100
biomass | Charles City | 56683_G_2 | 56683 | G | 2 |  | Landfill Gas |  | PJM_Dom | Virginia | 51 | Charles City | 36 | 51036 | 0.3 | 13500 | 2003 | 9999 |  |  | N | Landfill Gas | [13 empty] | 0.6 | 0.6 | 0.6 | 0.6 | [11 empty] | INGENCO Wholesale Power LLC | 100 | INGENCO | 100
biomass | Charles City | 56683_G_20 | 56683 | G | 20 |  | Landfill Gas |  | PJM_Dom | Virginia | 51 | Charles City | 36 | 51036 | 0.3 | 13500 | 2003 | 9999 |  |  | N | Landfill Gas | [13 empty] | 0.6 | 0.6 | 0.6 | 0.6 | [11 empty] | INGENCO Wholesale Power LLC | 100 | INGENCO | 100
biomass | Charles City | 56683_G_21 | 56683 | G | 21 |  | Landfill Gas |  | PJM_Dom | Virginia | 51 | Charles City | 36 | 51036 | 0.3 | 13500 | 2003 | 9999 |  |  | N | Landfill Gas | [13 empty] | 0.6 | 0.6 | 0.6 | 0.6 | [11 empty] | INGENCO Wholesale Power LLC | 100 | INGENCO | 100
biomass | Charles City | 56683_G_22 | 56683 | G | 22 |  | Landfill Gas |  | PJM_Dom | Virginia | 51 | Charles City | 36 | 51036 | 0.3 | 13500 | 2003 | 9999 |  |  | N | Landfill Gas | [13 empty] | 0.6 | 0.6 | 0.6 | 0.6 | [11 empty] | INGENCO Wholesale Power LLC | 100 | INGENCO | 100
biomass | Charles City | 56683_G_23 | 56683 | G | 23 |  | Landfill Gas |  | PJM_Dom | Virginia | 51 | Charles City | 36 | 51036 | 0.3 | 13500 | 2003 | 9999 |  |  | N | Landfill Gas | [13 empty] | 0.6 | 0.6 | 0.6 | 0.6 | [11 empty] | INGENCO Wholesale Power LLC | 100 | INGENCO | 100
biomass | Charles City | 56683_G_24 | 56683 | G | 24 |  | Landfill Gas |  | PJM_Dom | Virginia | 51 | Charles City | 36 | 51036 | 0.3 | 13500 | 2003 | 9999 |  |  | N | Landfill Gas | [13 empty] | 0.6 | 0.6 | 0.6 | 0.6 | [11 empty] | INGENCO Wholesale Power LLC | 100 | INGENCO | 100
biomass | Charles City | 56683_G_25 | 56683 | G | 25 |  | Landfill Gas |  | PJM_Dom | Virginia | 51 | Charles City | 36 | 51036 | 0.3 | 13500 | 2003 | 9999 |  |  | N | Landfill Gas | [13 empty] | 0.6 | 0.6 | 0.6 | 0.6 | [11 empty] | INGENCO Wholesale Power LLC | 100 | INGENCO | 100
biomass | Charles City | 56683_G_26 | 56683 | G | 26 |  | Landfill Gas |  | PJM_Dom | Virginia | 51 | Charles City | 36 | 51036 | 0.3 | 13500 | 2003 | 9999 |  |  | N | Landfill Gas | [13 empty] | 0.6 | 0.6 | 0.6 | 0.6 | [11 empty] | INGENCO Wholesale Power LLC | 100 | INGENCO | 100
biomass | Charles City | 56683_G_27 | 56683 | G | 27 |  | Landfill Gas |  | PJM_Dom | Virginia | 51 | Charles City | 36 | 51036 | 0.3 | 13500 | 2003 | 9999 |  |  | N | Landfill Gas | [13 empty] | 0.6 | 0.6 | 0.6 | 0.6 | [11 empty] | INGENCO Wholesale Power LLC | 100 | INGENCO | 100
biomass | Charles City | 56683_G_28 | 56683 | G | 28 |  | Landfill Gas |  | PJM_Dom | Virginia | 51 | Charles City | 36 | 51036 | 0.3 | 13500 | 2003 | 9999 |  |  | N | Landfill Gas | [13 empty] | 0.6 | 0.6 | 0.6 | 0.6 | [11 empty] | INGENCO Wholesale Power LLC | 100 | INGENCO | 100
biomass | Charles City | 56683_G_29 | 56683 | G | 29 |  | Landfill Gas |  | PJM_Dom | Virginia | 51 | Charles City | 36 | 51036 | 0.3 | 13500 | 2003 | 9999 |  |  | N | Landfill Gas | [13 empty] | 0.6 | 0.6 | 0.6 | 0.6 | [11 empty] | INGENCO Wholesale Power LLC | 100 | INGENCO | 100
biomass | Charles City | 56683_G_3 | 56683 | G | 3 |  | Landfill Gas |  | PJM_Dom | Virginia | 51 | Charles City | 36 | 51036 | 0.3 | 13500 | 2003 | 9999 |  |  | N | Landfill Gas | [13 empty] | 0.6 | 0.6 | 0.6 | 0.6 | [11 empty] | INGENCO Wholesale Power LLC | 100 | INGENCO | 100
biomass | Charles City | 56683_G_30 | 56683 | G | 30 |  | Landfill Gas |  | PJM_Dom | Virginia | 51 | Charles City | 36 | 51036 | 0.3 | 13500 | 2003 | 9999 |  |  | N | Landfill Gas | [13 empty] | 0.6 | 0.6 | 0.6 | 0.6 | [11 empty] | INGENCO Wholesale Power LLC | 100 | INGENCO | 100
biomass | Charles City | 56683_G_31 | 56683 | G | 31 |  | Landfill Gas |  | PJM_Dom | Virginia | 51 | Charles City | 36 | 51036 | 0.3 | 13500 | 2003 | 9999 |  |  | N | Landfill Gas | [13 empty] | 0.6 | 0.6 | 0.6 | 0.6 | [11 empty] | INGENCO Wholesale Power LLC | 100 | INGENCO | 100
biomass | Charles City | 56683_G_32 | 56683 | G | 32 |  | Landfill Gas |  | PJM_Dom | Virginia | 51 | Charles City | 36 | 51036 | 0.3 | 13500 | 2003 | 9999 |  |  | N | Landfill Gas | [13 empty] | 0.6 | 0.6 | 0.6 | 0.6 | [11 empty] | INGENCO Wholesale Power LLC | 100 | INGENCO | 100
biomass | Charles City | 56683_G_33 | 56683 | G | 33 |  | Landfill Gas |  | PJM_Dom | Virginia | 51 | Charles City | 36 | 51036 | 0.3 | 13500 | 2003 | 9999 |  |  | N | Landfill Gas | [13 empty] | 0.6 | 0.6 | 0.6 | 0.6 | [11 empty] | INGENCO Wholesale Power LLC | 100 | INGENCO | 100
biomass | Charles City | 56683_G_34 | 56683 | G | 34 |  | Landfill Gas |  | PJM_Dom | Virginia | 51 | Charles City | 36 | 51036 | 0.3 | 13500 | 2003 | 9999 |  |  | N | Landfill Gas | [13 empty] | 0.6 | 0.6 | 0.6 | 0.6 | [11 empty] | INGENCO Wholesale Power LLC | 100 | INGENCO | 100
biomass | Charles City | 56683_G_35 | 56683 | G | 35 |  | Landfill Gas |  | PJM_Dom | Virginia | 51 | Charles City | 36 | 51036 | 0.3 | 13500 | 2003 | 9999 |  |  | N | Landfill Gas | [13 empty] | 0.6 | 0.6 | 0.6 | 0.6 | [11 empty] | INGENCO Wholesale Power LLC | 100 | INGENCO | 100
biomass | Charles City | 56683_G_36 | 56683 | G | 36 |  | Landfill Gas |  | PJM_Dom | Virginia | 51 | Charles City | 36 | 51036 | 0.3 | 13500 | 2003 | 9999 |  |  | N | Landfill Gas | [13 empty] | 0.6 | 0.6 | 0.6 | 0.6 | [11 empty] | INGENCO Wholesale Power LLC | 100 | INGENCO | 100
biomass | Charles City | 56683_G_37 | 56683 | G | 37 |  | Landfill Gas |  | PJM_Dom | Virginia | 51 | Charles City | 36 | 51036 | 0.3 | 13500 | 2003 | 9999 |  |  | N | Landfill Gas | [13 empty] | 0.6 | 0.6 | 0.6 | 0.6 | [11 empty] | INGENCO Wholesale Power LLC | 100 | INGENCO | 100
biomass | Charles City | 56683_G_38 | 56683 | G | 38 |  | Landfill Gas |  | PJM_Dom | Virginia | 51 | Charles City | 36 | 51036 | 0.3 | 13500 | 2003 | 9999 |  |  | N | Landfill Gas | [13 empty] | 0.6 | 0.6 | 0.6 | 0.6 | [11 empty] | INGENCO Wholesale Power LLC | 100 | INGENCO | 100
biomass | Charles City | 56683_G_39 | 56683 | G | 39 |  | Landfill Gas |  | PJM_Dom | Virginia | 51 | Charles City | 36 | 51036 | 0.3 | 13500 | 2003 | 9999 |  |  | N | Landfill Gas | [13 empty] | 0.6 | 0.6 | 0.6 | 0.6 | [11 empty] | INGENCO Wholesale Power LLC | 100 | INGENCO | 100
biomass | Charles City | 56683_G_4 | 56683 | G | 4 |  | Landfill Gas |  | PJM_Dom | Virginia | 51 | Charles City | 36 | 51036 | 0.3 | 13500 | 2003 | 9999 |  |  | N | Landfill Gas | [13 empty] | 0.6 | 0.6 | 0.6 | 0.6 | [11 empty] | INGENCO Wholesale Power LLC | 100 | INGENCO | 100
biomass | Charles City | 56683_G_40 | 56683 | G | 40 |  | Landfill Gas |  | PJM_Dom | Virginia | 51 | Charles City | 36 | 51036 | 0.3 | 13500 | 2003 | 9999 |  |  | N | Landfill Gas | [13 empty] | 0.6 | 0.6 | 0.6 | 0.6 | [11 empty] | INGENCO Wholesale Power LLC | 100 | INGENCO | 100
biomass | Charles City | 56683_G_41 | 56683 | G | 41 |  | Landfill Gas |  | PJM_Dom | Virginia | 51 | Charles City | 36 | 51036 | 0.3 | 13500 | 2003 | 9999 |  |  | N | Landfill Gas | [13 empty] | 0.6 | 0.6 | 0.6 | 0.6 | [11 empty] | INGENCO Wholesale Power LLC | 100 | INGENCO | 100
biomass | Charles City | 56683_G_42 | 56683 | G | 42 |  | Landfill Gas |  | PJM_Dom | Virginia | 51 | Charles City | 36 | 51036 | 0.3 | 13500 | 2003 | 9999 |  |  | N | Landfill Gas | [13 empty] | 0.6 | 0.6 | 0.6 | 0.6 | [11 empty] | INGENCO Wholesale Power LLC | 100 | INGENCO | 100
biomass | Charles City | 56683_G_43 | 56683 | G | 43 |  | Landfill Gas |  | PJM_Dom | Virginia | 51 | Charles City | 36 | 51036 | 0.3 | 13500 | 2003 | 9999 |  |  | N | Landfill Gas | [13 empty] | 0.6 | 0.6 | 0.6 | 0.6 | [11 empty] | INGENCO Wholesale Power LLC | 100 | INGENCO | 100
biomass | Charles City | 56683_G_44 | 56683 | G | 44 |  | Landfill Gas |  | PJM_Dom | Virginia | 51 | Charles City | 36 | 51036 | 0.3 | 13500 | 2003 | 9999 |  |  | N | Landfill Gas | [13 empty] | 0.6 | 0.6 | 0.6 | 0.6 | [11 empty] | INGENCO Wholesale Power LLC | 100 | INGENCO | 100
biomass | Charles City | 56683_G_45 | 56683 | G | 45 |  | Landfill Gas |  | PJM_Dom | Virginia | 51 | Charles City | 36 | 51036 | 0.3 | 13500 | 2003 | 9999 |  |  | N | Landfill Gas | [13 empty] | 0.6 | 0.6 | 0.6 | 0.6 | [11 empty] | INGENCO Wholesale Power LLC | 100 | INGENCO | 100
biomass | Charles City | 56683_G_46 | 56683 | G | 46 |  | Landfill Gas |  | PJM_Dom | Virginia | 51 | Charles City | 36 | 51036 | 0.3 | 13500 | 2003 | 9999 |  |  | N | Landfill Gas | [13 empty] | 0.6 | 0.6 | 0.6 | 0.6 | [11 empty] | INGENCO Wholesale Power LLC | 100 | INGENCO | 100
biomass | Charles City | 56683_G_47 | 56683 | G | 47 |  | Landfill Gas |  | PJM_Dom | Virginia | 51 | Charles City | 36 | 51036 | 0.3 | 13500 | 2003 | 9999 |  |  | N | Landfill Gas | [13 empty] | 0.6 | 0.6 | 0.6 | 0.6 | [11 empty] | INGENCO Wholesale Power LLC | 100 | INGENCO | 100
biomass | Charles City | 56683_G_48 | 56683 | G | 48 |  | Landfill Gas |  | PJM_Dom | Virginia | 51 | Charles City | 36 | 51036 | 0.3 | 13500 | 2003 | 9999 |  |  | N | Landfill Gas | [13 empty] | 0.6 | 0.6 | 0.6 | 0.6 | [11 empty] | INGENCO Wholesale Power LLC | 100 | INGENCO | 100
biomass | Charles City | 56683_G_5 | 56683 | G | 5 |  | Landfill Gas |  | PJM_Dom | Virginia | 51 | Charles City | 36 | 51036 | 0.3 | 13500 | 2003 | 9999 |  |  | N | Landfill Gas | [13 empty] | 0.6 | 0.6 | 0.6 | 0.6 | [11 empty] | INGENCO Wholesale Power LLC | 100 | INGENCO | 100
biomass | Charles City | 56683_G_6 | 56683 | G | 6 |  | Landfill Gas |  | PJM_Dom | Virginia | 51 | Charles City | 36 | 51036 | 0.3 | 13500 | 2003 | 9999 |  |  | N | Landfill Gas | [13 empty] | 0.6 | 0.6 | 0.6 | 0.6 | [11 empty] | INGENCO Wholesale Power LLC | 100 | INGENCO | 100
biomass | Charles City | 56683_G_7 | 56683 | G | 7 |  | Landfill Gas |  | PJM_Dom | Virginia | 51 | Charles City | 36 | 51036 | 0.3 | 13500 | 2003 | 9999 |  |  | N | Landfill Gas | [13 empty] | 0.6 | 0.6 | 0.6 | 0.6 | [11 empty] | INGENCO Wholesale Power LLC | 100 | INGENCO | 100
biomass | Charles City | 56683_G_8 | 56683 | G | 8 |  | Landfill Gas |  | PJM_Dom | Virginia | 51 | Charles City | 36 | 51036 | 0.3 | 13500 | 2003 | 9999 |  |  | N | Landfill Gas | [13 empty] | 0.6 | 0.6 | 0.6 | 0.6 | [11 empty] | INGENCO Wholesale Power LLC | 100 | INGENCO | 100
biomass | Charles City | 56683_G_9 | 56683 | G | 9 |  | Landfill Gas |  | PJM_Dom | Virginia | 51 | Charles City | 36 | 51036 | 0.3 | 13500 | 2003 | 9999 |  |  | N | Landfill Gas | [13 empty] | 0.6 | 0.6 | 0.6 | 0.6 | [11 empty] | INGENCO Wholesale Power LLC | 100 | INGENCO | 100
biomass | Chesterfield Landfill Gas | 56684_G_1 | 56684 | G | 1 |  | Landfill Gas |  | PJM_Dom | Virginia | 51 | Chesterfield | 41 | 51041 | 0.3 | 13500 | 2004 | 9999 |  |  | N | Landfill Gas | [13 empty] | 0.6 | 0.6 | 0.6 | 0.6 | [11 empty] | INGENCO Wholesale Power LLC | 100 | INGENCO | 100
biomass | Chesterfield Landfill Gas | 56684_G_10 | 56684 | G | 10 |  | Landfill Gas |  | PJM_Dom | Virginia | 51 | Chesterfield | 41 | 51041 | 0.3 | 13500 | 2004 | 9999 |  |  | N | Landfill Gas | [13 empty] | 0.6 | 0.6 | 0.6 | 0.6 | [11 empty] | INGENCO Wholesale Power LLC | 100 | INGENCO | 100
biomass | Chesterfield Landfill Gas | 56684_G_11 | 56684 | G | 11 |  | Landfill Gas |  | PJM_Dom | Virginia | 51 | Chesterfield | 41 | 51041 | 0.3 | 13500 | 2004 | 9999 |  |  | N | Landfill Gas | [13 empty] | 0.6 | 0.6 | 0.6 | 0.6 | [11 empty] | INGENCO Wholesale Power LLC | 100 | INGENCO | 100
biomass | Chesterfield Landfill Gas | 56684_G_12 | 56684 | G | 12 |  | Landfill Gas |  | PJM_Dom | Virginia | 51 | Chesterfield | 41 | 51041 | 0.3 | 13500 | 2004 | 9999 |  |  | N | Landfill Gas | [13 empty] | 0.6 | 0.6 | 0.6 | 0.6 | [11 empty] | INGENCO Wholesale Power LLC | 100 | INGENCO | 100
biomass | Chesterfield Landfill Gas | 56684_G_13 | 56684 | G | 13 |  | Landfill Gas |  | PJM_Dom | Virginia | 51 | Chesterfield | 41 | 51041 | 0.3 | 13500 | 2004 | 9999 |  |  | N | Landfill Gas | [13 empty] | 0.6 | 0.6 | 0.6 | 0.6 | [11 empty] | INGENCO Wholesale Power LLC | 100 | INGENCO | 100
biomass | Chesterfield Landfill Gas | 56684_G_14 | 56684 | G | 14 |  | Landfill Gas |  | PJM_Dom | Virginia | 51 | Chesterfield | 41 | 51041 | 0.3 | 13500 | 2004 | 9999 |  |  | N | Landfill Gas | [13 empty] | 0.6 | 0.6 | 0.6 | 0.6 | [11 empty] | INGENCO Wholesale Power LLC | 100 | INGENCO | 100
biomass | Chesterfield Landfill Gas | 56684_G_15 | 56684 | G | 15 |  | Landfill Gas |  | PJM_Dom | Virginia | 51 | Chesterfield | 41 | 51041 | 0.3 | 13500 | 2004 | 9999 |  |  | N | Landfill Gas | [13 empty] | 0.6 | 0.6 | 0.6 | 0.6 | [11 empty] | INGENCO Wholesale Power LLC | 100 | INGENCO | 100
biomass | Chesterfield Landfill Gas | 56684_G_16 | 56684 | G | 16 |  | Landfill Gas |  | PJM_Dom | Virginia | 51 | Chesterfield | 41 | 51041 | 0.3 | 13500 | 2004 | 9999 |  |  | N | Landfill Gas | [13 empty] | 0.6 | 0.6 | 0.6 | 0.6 | [11 empty] | INGENCO Wholesale Power LLC | 100 | INGENCO | 100
biomass | Chesterfield Landfill Gas | 56684_G_17 | 56684 | G | 17 |  | Landfill Gas |  | PJM_Dom | Virginia | 51 | Chesterfield | 41 | 51041 | 0.3 | 13500 | 2004 | 9999 |  |  | N | Landfill Gas | [13 empty] | 0.6 | 0.6 | 0.6 | 0.6 | [11 empty] | INGENCO Wholesale Power LLC | 100 | INGENCO | 100
biomass | Chesterfield Landfill Gas | 56684_G_18 | 56684 | G | 18 |  | Landfill Gas |  | PJM_Dom | Virginia | 51 | Chesterfield | 41 | 51041 | 0.3 | 13500 | 2004 | 9999 |  |  | N | Landfill Gas | [13 empty] | 0.6 | 0.6 | 0.6 | 0.6 | [11 empty] | INGENCO Wholesale Power LLC | 100 | INGENCO | 100
biomass | Chesterfield Landfill Gas | 56684_G_19 | 56684 | G | 19 |  | Landfill Gas |  | PJM_Dom | Virginia | 51 | Chesterfield | 41 | 51041 | 0.3 | 13500 | 2004 | 9999 |  |  | N | Landfill Gas | [13 empty] | 0.6 | 0.6 | 0.6 | 0.6 | [11 empty] | INGENCO Wholesale Power LLC | 100 | INGENCO | 100
biomass | Chesterfield Landfill Gas | 56684_G_2 | 56684 | G | 2 |  | Landfill Gas |  | PJM_Dom | Virginia | 51 | Chesterfield | 41 | 51041 | 0.3 | 13500 | 2004 | 9999 |  |  | N | Landfill Gas | [13 empty] | 0.6 | 0.6 | 0.6 | 0.6 | [11 empty] | INGENCO Wholesale Power LLC | 100 | INGENCO | 100
biomass | Chesterfield Landfill Gas | 56684_G_20 | 56684 | G | 20 |  | Landfill Gas |  | PJM_Dom | Virginia | 51 | Chesterfield | 41 | 51041 | 0.3 | 13500 | 2004 | 9999 |  |  | N | Landfill Gas | [13 empty] | 0.6 | 0.6 | 0.6 | 0.6 | [11 empty] | INGENCO Wholesale Power LLC | 100 | INGENCO | 100
biomass | Chesterfield Landfill Gas | 56684_G_21 | 56684 | G | 21 |  | Landfill Gas |  | PJM_Dom | Virginia | 51 | Chesterfield | 41 | 51041 | 0.3 | 13500 | 2004 | 9999 |  |  | N | Landfill Gas | [13 empty] | 0.6 | 0.6 | 0.6 | 0.6 | [11 empty] | INGENCO Wholesale Power LLC | 100 | INGENCO | 100
biomass | Chesterfield Landfill Gas | 56684_G_22 | 56684 | G | 22 |  | Landfill Gas |  | PJM_Dom | Virginia | 51 | Chesterfield | 41 | 51041 | 0.3 | 13500 | 2004 | 9999 |  |  | N | Landfill Gas | [13 empty] | 0.6 | 0.6 | 0.6 | 0.6 | [11 empty] | INGENCO Wholesale Power LLC | 100 | INGENCO | 100
biomass | Chesterfield Landfill Gas | 56684_G_23 | 56684 | G | 23 |  | Landfill Gas |  | PJM_Dom | Virginia | 51 | Chesterfield | 41 | 51041 | 0.3 | 13500 | 2004 | 9999 |  |  | N | Landfill Gas | [13 empty] | 0.6 | 0.6 | 0.6 | 0.6 | [11 empty] | INGENCO Wholesale Power LLC | 100 | INGENCO | 100
biomass | Chesterfield Landfill Gas | 56684_G_24 | 56684 | G | 24 |  | Landfill Gas |  | PJM_Dom | Virginia | 51 | Chesterfield | 41 | 51041 | 0.3 | 13500 | 2004 | 9999 |  |  | N | Landfill Gas | [13 empty] | 0.6 | 0.6 | 0.6 | 0.6 | [11 empty] | INGENCO Wholesale Power LLC | 100 | INGENCO | 100
biomass | Chesterfield Landfill Gas | 56684_G_25 | 56684 | G | 25 |  | Landfill Gas |  | PJM_Dom | Virginia | 51 | Chesterfield | 41 | 51041 | 0.3 | 13500 | 2004 | 9999 |  |  | N | Landfill Gas | [13 empty] | 0.6 | 0.6 | 0.6 | 0.6 | [11 empty] | INGENCO Wholesale Power LLC | 100 | INGENCO | 100
biomass | Chesterfield Landfill Gas | 56684_G_26 | 56684 | G | 26 |  | Landfill Gas |  | PJM_Dom | Virginia | 51 | Chesterfield | 41 | 51041 | 0.3 | 13500 | 2004 | 9999 |  |  | N | Landfill Gas | [13 empty] | 0.6 | 0.6 | 0.6 | 0.6 | [11 empty] | INGENCO Wholesale Power LLC | 100 | INGENCO | 100
biomass | Chesterfield Landfill Gas | 56684_G_27 | 56684 | G | 27 |  | Landfill Gas |  | PJM_Dom | Virginia | 51 | Chesterfield | 41 | 51041 | 0.3 | 13500 | 2004 | 9999 |  |  | N | Landfill Gas | [13 empty] | 0.6 | 0.6 | 0.6 | 0.6 | [11 empty] | INGENCO Wholesale Power LLC | 100 | INGENCO | 100
biomass | Chesterfield Landfill Gas | 56684_G_28 | 56684 | G | 28 |  | Landfill Gas |  | PJM_Dom | Virginia | 51 | Chesterfield | 41 | 51041 | 0.3 | 13500 | 2004 | 9999 |  |  | N | Landfill Gas | [13 empty] | 0.6 | 0.6 | 0.6 | 0.6 | [11 empty] | INGENCO Wholesale Power LLC | 100 | INGENCO | 100
biomass | Chesterfield Landfill Gas | 56684_G_29 | 56684 | G | 29 |  | Landfill Gas |  | PJM_Dom | Virginia | 51 | Chesterfield | 41 | 51041 | 0.3 | 13500 | 2004 | 9999 |  |  | N | Landfill Gas | [13 empty] | 0.6 | 0.6 | 0.6 | 0.6 | [11 empty] | INGENCO Wholesale Power LLC | 100 | INGENCO | 100
biomass | Chesterfield Landfill Gas | 56684_G_3 | 56684 | G | 3 |  | Landfill Gas |  | PJM_Dom | Virginia | 51 | Chesterfield | 41 | 51041 | 0.3 | 13500 | 2004 | 9999 |  |  | N | Landfill Gas | [13 empty] | 0.6 | 0.6 | 0.6 | 0.6 | [11 empty] | INGENCO Wholesale Power LLC | 100 | INGENCO | 100
biomass | Chesterfield Landfill Gas | 56684_G_30 | 56684 | G | 30 |  | Landfill Gas |  | PJM_Dom | Virginia | 51 | Chesterfield | 41 | 51041 | 0.3 | 13500 | 2004 | 9999 |  |  | N | Landfill Gas | [13 empty] | 0.6 | 0.6 | 0.6 | 0.6 | [11 empty] | INGENCO Wholesale Power LLC | 100 | INGENCO | 100
biomass | Chesterfield Landfill Gas | 56684_G_31 | 56684 | G | 31 |  | Landfill Gas |  | PJM_Dom | Virginia | 51 | Chesterfield | 41 | 51041 | 0.3 | 13500 | 2004 | 9999 |  |  | N | Landfill Gas | [13 empty] | 0.6 | 0.6 | 0.6 | 0.6 | [11 empty] | INGENCO Wholesale Power LLC | 100 | INGENCO | 100
biomass | Chesterfield Landfill Gas | 56684_G_32 | 56684 | G | 32 |  | Landfill Gas |  | PJM_Dom | Virginia | 51 | Chesterfield | 41 | 51041 | 0.3 | 13500 | 2004 | 9999 |  |  | N | Landfill Gas | [13 empty] | 0.6 | 0.6 | 0.6 | 0.6 | [11 empty] | INGENCO Wholesale Power LLC | 100 | INGENCO | 100
biomass | Chesterfield Landfill Gas | 56684_G_33 | 56684 | G | 33 |  | Landfill Gas |  | PJM_Dom | Virginia | 51 | Chesterfield | 41 | 51041 | 0.3 | 13500 | 2004 | 9999 |  |  | N | Landfill Gas | [13 empty] | 0.6 | 0.6 | 0.6 | 0.6 | [11 empty] | INGENCO Wholesale Power LLC | 100 | INGENCO | 100
biomass | Chesterfield Landfill Gas | 56684_G_34 | 56684 | G | 34 |  | Landfill Gas |  | PJM_Dom | Virginia | 51 | Chesterfield | 41 | 51041 | 0.3 | 13500 | 2004 | 9999 |  |  | N | Landfill Gas | [13 empty] | 0.6 | 0.6 | 0.6 | 0.6 | [11 empty] | INGENCO Wholesale Power LLC | 100 | INGENCO | 100
biomass | Chesterfield Landfill Gas | 56684_G_35 | 56684 | G | 35 |  | Landfill Gas |  | PJM_Dom | Virginia | 51 | Chesterfield | 41 | 51041 | 0.3 | 13500 | 2004 | 9999 |  |  | N | Landfill Gas | [13 empty] | 0.6 | 0.6 | 0.6 | 0.6 | [11 empty] | INGENCO Wholesale Power LLC | 100 | INGENCO | 100
biomass | Chesterfield Landfill Gas | 56684_G_36 | 56684 | G | 36 |  | Landfill Gas |  | PJM_Dom | Virginia | 51 | Chesterfield | 41 | 51041 | 0.3 | 13500 | 2004 | 9999 |  |  | N | Landfill Gas | [13 empty] | 0.6 | 0.6 | 0.6 | 0.6 | [11 empty] | INGENCO Wholesale Power LLC | 100 | INGENCO | 100
biomass | Chesterfield Landfill Gas | 56684_G_37 | 56684 | G | 37 |  | Landfill Gas |  | PJM_Dom | Virginia | 51 | Chesterfield | 41 | 51041 | 0.3 | 13500 | 2004 | 9999 |  |  | N | Landfill Gas | [13 empty] | 0.6 | 0.6 | 0.6 | 0.6 | [11 empty] | INGENCO Wholesale Power LLC | 100 | INGENCO | 100
biomass | Chesterfield Landfill Gas | 56684_G_38 | 56684 | G | 38 |  | Landfill Gas |  | PJM_Dom | Virginia | 51 | Chesterfield | 41 | 51041 | 0.3 | 13500 | 2004 | 9999 |  |  | N | Landfill Gas | [13 empty] | 0.6 | 0.6 | 0.6 | 0.6 | [11 empty] | INGENCO Wholesale Power LLC | 100 | INGENCO | 100
biomass | Chesterfield Landfill Gas | 56684_G_39 | 56684 | G | 39 |  | Landfill Gas |  | PJM_Dom | Virginia | 51 | Chesterfield | 41 | 51041 | 0.3 | 13500 | 2004 | 9999 |  |  | N | Landfill Gas | [13 empty] | 0.6 | 0.6 | 0.6 | 0.6 | [11 empty] | INGENCO Wholesale Power LLC | 100 | INGENCO | 100
biomass | Chesterfield Landfill Gas | 56684_G_4 | 56684 | G | 4 |  | Landfill Gas |  | PJM_Dom | Virginia | 51 | Chesterfield | 41 | 51041 | 0.3 | 13500 | 2004 | 9999 |  |  | N | Landfill Gas | [13 empty] | 0.6 | 0.6 | 0.6 | 0.6 | [11 empty] | INGENCO Wholesale Power LLC | 100 | INGENCO | 100
biomass | Chesterfield Landfill Gas | 56684_G_40 | 56684 | G | 40 |  | Landfill Gas |  | PJM_Dom | Virginia | 51 | Chesterfield | 41 | 51041 | 0.3 | 13500 | 2004 | 9999 |  |  | N | Landfill Gas | [13 empty] | 0.6 | 0.6 | 0.6 | 0.6 | [11 empty] | INGENCO Wholesale Power LLC | 100 | INGENCO | 100
biomass | Chesterfield Landfill Gas | 56684_G_41 | 56684 | G | 41 |  | Landfill Gas |  | PJM_Dom | Virginia | 51 | Chesterfield | 41 | 51041 | 0.3 | 13500 | 2004 | 9999 |  |  | N | Landfill Gas | [13 empty] | 0.6 | 0.6 | 0.6 | 0.6 | [11 empty] | INGENCO Wholesale Power LLC | 100 | INGENCO | 100
biomass | Chesterfield Landfill Gas | 56684_G_42 | 56684 | G | 42 |  | Landfill Gas |  | PJM_Dom | Virginia | 51 | Chesterfield | 41 | 51041 | 0.3 | 13500 | 2004 | 9999 |  |  | N | Landfill Gas | [13 empty] | 0.6 | 0.6 | 0.6 | 0.6 | [11 empty] | INGENCO Wholesale Power LLC | 100 | INGENCO | 100
biomass | Chesterfield Landfill Gas | 56684_G_43 | 56684 | G | 43 |  | Landfill Gas |  | PJM_Dom | Virginia | 51 | Chesterfield | 41 | 51041 | 0.3 | 13500 | 2004 | 9999 |  |  | N | Landfill Gas | [13 empty] | 0.6 | 0.6 | 0.6 | 0.6 | [11 empty] | INGENCO Wholesale Power LLC | 100 | INGENCO | 100
biomass | Chesterfield Landfill Gas | 56684_G_44 | 56684 | G | 44 |  | Landfill Gas |  | PJM_Dom | Virginia | 51 | Chesterfield | 41 | 51041 | 0.3 | 13500 | 2004 | 9999 |  |  | N | Landfill Gas | [13 empty] | 0.6 | 0.6 | 0.6 | 0.6 | [11 empty] | INGENCO Wholesale Power LLC | 100 | INGENCO | 100
biomass | Chesterfield Landfill Gas | 56684_G_45 | 56684 | G | 45 |  | Landfill Gas |  | PJM_Dom | Virginia | 51 | Chesterfield | 41 | 51041 | 0.3 | 13500 | 2004 | 9999 |  |  | N | Landfill Gas | [13 empty] | 0.6 | 0.6 | 0.6 | 0.6 | [11 empty] | INGENCO Wholesale Power LLC | 100 | INGENCO | 100
biomass | Chesterfield Landfill Gas | 56684_G_46 | 56684 | G | 46 |  | Landfill Gas |  | PJM_Dom | Virginia | 51 | Chesterfield | 41 | 51041 | 0.3 | 13500 | 2004 | 9999 |  |  | N | Landfill Gas | [13 empty] | 0.6 | 0.6 | 0.6 | 0.6 | [11 empty] | INGENCO Wholesale Power LLC | 100 | INGENCO | 100
biomass | Chesterfield Landfill Gas | 56684_G_47 | 56684 | G | 47 |  | Landfill Gas |  | PJM_Dom | Virginia | 51 | Chesterfield | 41 | 51041 | 0.3 | 13500 | 2004 | 9999 |  |  | N | Landfill Gas | [13 empty] | 0.6 | 0.6 | 0.6 | 0.6 | [11 empty] | INGENCO Wholesale Power LLC | 100 | INGENCO | 100
biomass | Chesterfield Landfill Gas | 56684_G_48 | 56684 | G | 48 |  | Landfill Gas |  | PJM_Dom | Virginia | 51 | Chesterfield | 41 | 51041 | 0.3 | 13500 | 2004 | 9999 |  |  | N | Landfill Gas | [13 empty] | 0.6 | 0.6 | 0.6 | 0.6 | [11 empty] | INGENCO Wholesale Power LLC | 100 | INGENCO | 100
biomass | Chesterfield Landfill Gas | 56684_G_5 | 56684 | G | 5 |  | Landfill Gas |  | PJM_Dom | Virginia | 51 | Chesterfield | 41 | 51041 | 0.3 | 13500 | 2004 | 9999 |  |  | N | Landfill Gas | [13 empty] | 0.6 | 0.6 | 0.6 | 0.6 | [11 empty] | INGENCO Wholesale Power LLC | 100 | INGENCO | 100
biomass | Chesterfield Landfill Gas | 56684_G_6 | 56684 | G | 6 |  | Landfill Gas |  | PJM_Dom | Virginia | 51 | Chesterfield | 41 | 51041 | 0.3 | 13500 | 2004 | 9999 |  |  | N | Landfill Gas | [13 empty] | 0.6 | 0.6 | 0.6 | 0.6 | [11 empty] | INGENCO Wholesale Power LLC | 100 | INGENCO | 100
biomass | Chesterfield Landfill Gas | 56684_G_7 | 56684 | G | 7 |  | Landfill Gas |  | PJM_Dom | Virginia | 51 | Chesterfield | 41 | 51041 | 0.3 | 13500 | 2004 | 9999 |  |  | N | Landfill Gas | [13 empty] | 0.6 | 0.6 | 0.6 | 0.6 | [11 empty] | INGENCO Wholesale Power LLC | 100 | INGENCO | 100
biomass | Chesterfield Landfill Gas | 56684_G_8 | 56684 | G | 8 |  | Landfill Gas |  | PJM_Dom | Virginia | 51 | Chesterfield | 41 | 51041 | 0.3 | 13500 | 2004 | 9999 |  |  | N | Landfill Gas | [13 empty] | 0.6 | 0.6 | 0.6 | 0.6 | [11 empty] | INGENCO Wholesale Power LLC | 100 | INGENCO | 100
biomass | Chesterfield Landfill Gas | 56684_G_9 | 56684 | G | 9 |  | Landfill Gas |  | PJM_Dom | Virginia | 51 | Chesterfield | 41 | 51041 | 0.3 | 13500 | 2004 | 9999 |  |  | N | Landfill Gas | [13 empty] | 0.6 | 0.6 | 0.6 | 0.6 | [11 empty] | INGENCO Wholesale Power LLC | 100 | INGENCO | 100
biomass | King & Queen | 56686_G_1 | 56686 | G | 1 |  | Landfill Gas |  | PJM_Dom | Virginia | 51 | King and Queen | 97 | 51097 | 0.3 | 13500 | 2008 | 9999 |  |  | N | Landfill Gas | [13 empty] | 0.6 | 0.6 | 0.6 | 0.6 | [11 empty] | INGENCO Wholesale Power LLC | 100 | INGENCO | 100
biomass | King & Queen | 56686_G_10 | 56686 | G | 10 |  | Landfill Gas |  | PJM_Dom | Virginia | 51 | King and Queen | 97 | 51097 | 0.3 | 13500 | 2008 | 9999 |  |  | N | Landfill Gas | [13 empty] | 0.6 | 0.6 | 0.6 | 0.6 | [11 empty] | INGENCO Wholesale Power LLC | 100 | INGENCO | 100
biomass | King & Queen | 56686_G_11 | 56686 | G | 11 |  | Landfill Gas |  | PJM_Dom | Virginia | 51 | King and Queen | 97 | 51097 | 0.3 | 13500 | 2008 | 9999 |  |  | N | Landfill Gas | [13 empty] | 0.6 | 0.6 | 0.6 | 0.6 | [11 empty] | INGENCO Wholesale Power LLC | 100 | INGENCO | 100
biomass | King & Queen | 56686_G_12 | 56686 | G | 12 |  | Landfill Gas |  | PJM_Dom | Virginia | 51 | King and Queen | 97 | 51097 | 0.3 | 13500 | 2008 | 9999 |  |  | N | Landfill Gas | [13 empty] | 0.6 | 0.6 | 0.6 | 0.6 | [11 empty] | INGENCO Wholesale Power LLC | 100 | INGENCO | 100
biomass | King & Queen | 56686_G_13 | 56686 | G | 13 |  | Landfill Gas |  | PJM_Dom | Virginia | 51 | King and Queen | 97 | 51097 | 0.3 | 13500 | 2008 | 9999 |  |  | N | Landfill Gas | [13 empty] | 0.6 | 0.6 | 0.6 | 0.6 | [11 empty] | INGENCO Wholesale Power LLC | 100 | INGENCO | 100
biomass | King & Queen | 56686_G_14 | 56686 | G | 14 |  | Landfill Gas |  | PJM_Dom | Virginia | 51 | King and Queen | 97 | 51097 | 0.3 | 13500 | 2008 | 9999 |  |  | N | Landfill Gas | [13 empty] | 0.6 | 0.6 | 0.6 | 0.6 | [11 empty] | INGENCO Wholesale Power LLC | 100 | INGENCO | 100
biomass | King & Queen | 56686_G_15 | 56686 | G | 15 |  | Landfill Gas |  | PJM_Dom | Virginia | 51 | King and Queen | 97 | 51097 | 0.3 | 13500 | 2008 | 9999 |  |  | N | Landfill Gas | [13 empty] | 0.6 | 0.6 | 0.6 | 0.6 | [11 empty] | INGENCO Wholesale Power LLC | 100 | INGENCO | 100
biomass | King & Queen | 56686_G_16 | 56686 | G | 16 |  | Landfill Gas |  | PJM_Dom | Virginia | 51 | King and Queen | 97 | 51097 | 0.3 | 13500 | 2008 | 9999 |  |  | N | Landfill Gas | [13 empty] | 0.6 | 0.6 | 0.6 | 0.6 | [11 empty] | INGENCO Wholesale Power LLC | 100 | INGENCO | 100
biomass | King & Queen | 56686_G_17 | 56686 | G | 17 |  | Landfill Gas |  | PJM_Dom | Virginia | 51 | King and Queen | 97 | 51097 | 0.3 | 13500 | 2008 | 9999 |  |  | N | Landfill Gas | [13 empty] | 0.6 | 0.6 | 0.6 | 0.6 | [11 empty] | INGENCO Wholesale Power LLC | 100 | INGENCO | 100
biomass | King & Queen | 56686_G_18 | 56686 | G | 18 |  | Landfill Gas |  | PJM_Dom | Virginia | 51 | King and Queen | 97 | 51097 | 0.3 | 13500 | 2008 | 9999 |  |  | N | Landfill Gas | [13 empty] | 0.6 | 0.6 | 0.6 | 0.6 | [11 empty] | INGENCO Wholesale Power LLC | 100 | INGENCO | 100
biomass | King & Queen | 56686_G_19 | 56686 | G | 19 |  | Landfill Gas |  | PJM_Dom | Virginia | 51 | King and Queen | 97 | 51097 | 0.3 | 13500 | 2008 | 9999 |  |  | N | Landfill Gas | [13 empty] | 0.6 | 0.6 | 0.6 | 0.6 | [11 empty] | INGENCO Wholesale Power LLC | 100 | INGENCO | 100
biomass | King & Queen | 56686_G_2 | 56686 | G | 2 |  | Landfill Gas |  | PJM_Dom | Virginia | 51 | King and Queen | 97 | 51097 | 0.3 | 13500 | 2008 | 9999 |  |  | N | Landfill Gas | [13 empty] | 0.6 | 0.6 | 0.6 | 0.6 | [11 empty] | INGENCO Wholesale Power LLC | 100 | INGENCO | 100
biomass | King & Queen | 56686_G_20 | 56686 | G | 20 |  | Landfill Gas |  | PJM_Dom | Virginia | 51 | King and Queen | 97 | 51097 | 0.3 | 13500 | 2008 | 9999 |  |  | N | Landfill Gas | [13 empty] | 0.6 | 0.6 | 0.6 | 0.6 | [11 empty] | INGENCO Wholesale Power LLC | 100 | INGENCO | 100
biomass | King & Queen | 56686_G_21 | 56686 | G | 21 |  | Landfill Gas |  | PJM_Dom | Virginia | 51 | King and Queen | 97 | 51097 | 0.3 | 13500 | 2008 | 9999 |  |  | N | Landfill Gas | [13 empty] | 0.6 | 0.6 | 0.6 | 0.6 | [11 empty] | INGENCO Wholesale Power LLC | 100 | INGENCO | 100
biomass | King & Queen | 56686_G_22 | 56686 | G | 22 |  | Landfill Gas |  | PJM_Dom | Virginia | 51 | King and Queen | 97 | 51097 | 0.3 | 13500 | 2008 | 9999 |  |  | N | Landfill Gas | [13 empty] | 0.6 | 0.6 | 0.6 | 0.6 | [11 empty] | INGENCO Wholesale Power LLC | 100 | INGENCO | 100
biomass | King & Queen | 56686_G_23 | 56686 | G | 23 |  | Landfill Gas |  | PJM_Dom | Virginia | 51 | King and Queen | 97 | 51097 | 0.3 | 13500 | 2008 | 9999 |  |  | N | Landfill Gas | [13 empty] | 0.6 | 0.6 | 0.6 | 0.6 | [11 empty] | INGENCO Wholesale Power LLC | 100 | INGENCO | 100
biomass | King & Queen | 56686_G_24 | 56686 | G | 24 |  | Landfill Gas |  | PJM_Dom | Virginia | 51 | King and Queen | 97 | 51097 | 0.3 | 13500 | 2008 | 9999 |  |  | N | Landfill Gas | [13 empty] | 0.6 | 0.6 | 0.6 | 0.6 | [11 empty] | INGENCO Wholesale Power LLC | 100 | INGENCO | 100
biomass | King & Queen | 56686_G_25 | 56686 | G | 25 |  | Landfill Gas |  | PJM_Dom | Virginia | 51 | King and Queen | 97 | 51097 | 0.3 | 13500 | 2008 | 9999 |  |  | N | Landfill Gas | [13 empty] | 0.6 | 0.6 | 0.6 | 0.6 | [11 empty] | INGENCO Wholesale Power LLC | 100 | INGENCO | 100
biomass | King & Queen | 56686_G_26 | 56686 | G | 26 |  | Landfill Gas |  | PJM_Dom | Virginia | 51 | King and Queen | 97 | 51097 | 0.3 | 13500 | 2008 | 9999 |  |  | N | Landfill Gas | [13 empty] | 0.6 | 0.6 | 0.6 | 0.6 | [11 empty] | INGENCO Wholesale Power LLC | 100 | INGENCO | 100
biomass | King & Queen | 56686_G_27 | 56686 | G | 27 |  | Landfill Gas |  | PJM_Dom | Virginia | 51 | King and Queen | 97 | 51097 | 0.3 | 13500 | 2008 | 9999 |  |  | N | Landfill Gas | [13 empty] | 0.6 | 0.6 | 0.6 | 0.6 | [11 empty] | INGENCO Wholesale Power LLC | 100 | INGENCO | 100
biomass | King & Queen | 56686_G_28 | 56686 | G | 28 |  | Landfill Gas |  | PJM_Dom | Virginia | 51 | King and Queen | 97 | 51097 | 0.3 | 13500 | 2008 | 9999 |  |  | N | Landfill Gas | [13 empty] | 0.6 | 0.6 | 0.6 | 0.6 | [11 empty] | INGENCO Wholesale Power LLC | 100 | INGENCO | 100
biomass | King & Queen | 56686_G_29 | 56686 | G | 29 |  | Landfill Gas |  | PJM_Dom | Virginia | 51 | King and Queen | 97 | 51097 | 0.3 | 13500 | 2008 | 9999 |  |  | N | Landfill Gas | [13 empty] | 0.6 | 0.6 | 0.6 | 0.6 | [11 empty] | INGENCO Wholesale Power LLC | 100 | INGENCO | 100
biomass | King & Queen | 56686_G_3 | 56686 | G | 3 |  | Landfill Gas |  | PJM_Dom | Virginia | 51 | King and Queen | 97 | 51097 | 0.3 | 13500 | 2008 | 9999 |  |  | N | Landfill Gas | [13 empty] | 0.6 | 0.6 | 0.6 | 0.6 | [11 empty] | INGENCO Wholesale Power LLC | 100 | INGENCO | 100
biomass | King & Queen | 56686_G_30 | 56686 | G | 30 |  | Landfill Gas |  | PJM_Dom | Virginia | 51 | King and Queen | 97 | 51097 | 0.3 | 13500 | 2008 | 9999 |  |  | N | Landfill Gas | [13 empty] | 0.6 | 0.6 | 0.6 | 0.6 | [11 empty] | INGENCO Wholesale Power LLC | 100 | INGENCO | 100
biomass | King & Queen | 56686_G_31 | 56686 | G | 31 |  | Landfill Gas |  | PJM_Dom | Virginia | 51 | King and Queen | 97 | 51097 | 0.3 | 13500 | 2008 | 9999 |  |  | N | Landfill Gas | [13 empty] | 0.6 | 0.6 | 0.6 | 0.6 | [11 empty] | INGENCO Wholesale Power LLC | 100 | INGENCO | 100
biomass | King & Queen | 56686_G_32 | 56686 | G | 32 |  | Landfill Gas |  | PJM_Dom | Virginia | 51 | King and Queen | 97 | 51097 | 0.3 | 13500 | 2008 | 9999 |  |  | N | Landfill Gas | [13 empty] | 0.6 | 0.6 | 0.6 | 0.6 | [11 empty] | INGENCO Wholesale Power LLC | 100 | INGENCO | 100
biomass | King & Queen | 56686_G_33 | 56686 | G | 33 |  | Landfill Gas |  | PJM_Dom | Virginia | 51 | King and Queen | 97 | 51097 | 0.3 | 13500 | 2008 | 9999 |  |  | N | Landfill Gas | [13 empty] | 0.6 | 0.6 | 0.6 | 0.6 | [11 empty] | INGENCO Wholesale Power LLC | 100 | INGENCO | 100
biomass | King & Queen | 56686_G_34 | 56686 | G | 34 |  | Landfill Gas |  | PJM_Dom | Virginia | 51 | King and Queen | 97 | 51097 | 0.3 | 13500 | 2008 | 9999 |  |  | N | Landfill Gas | [13 empty] | 0.6 | 0.6 | 0.6 | 0.6 | [11 empty] | INGENCO Wholesale Power LLC | 100 | INGENCO | 100
biomass | King & Queen | 56686_G_35 | 56686 | G | 35 |  | Landfill Gas |  | PJM_Dom | Virginia | 51 | King and Queen | 97 | 51097 | 0.3 | 13500 | 2008 | 9999 |  |  | N | Landfill Gas | [13 empty] | 0.6 | 0.6 | 0.6 | 0.6 | [11 empty] | INGENCO Wholesale Power LLC | 100 | INGENCO | 100
biomass | King & Queen | 56686_G_36 | 56686 | G | 36 |  | Landfill Gas |  | PJM_Dom | Virginia | 51 | King and Queen | 97 | 51097 | 0.3 | 13500 | 2008 | 9999 |  |  | N | Landfill Gas | [13 empty] | 0.6 | 0.6 | 0.6 | 0.6 | [11 empty] | INGENCO Wholesale Power LLC | 100 | INGENCO | 100
biomass | King & Queen | 56686_G_4 | 56686 | G | 4 |  | Landfill Gas |  | PJM_Dom | Virginia | 51 | King and Queen | 97 | 51097 | 0.3 | 13500 | 2008 | 9999 |  |  | N | Landfill Gas | [13 empty] | 0.6 | 0.6 | 0.6 | 0.6 | [11 empty] | INGENCO Wholesale Power LLC | 100 | INGENCO | 100
biomass | King & Queen | 56686_G_5 | 56686 | G | 5 |  | Landfill Gas |  | PJM_Dom | Virginia | 51 | King and Queen | 97 | 51097 | 0.3 | 13500 | 2008 | 9999 |  |  | N | Landfill Gas | [13 empty] | 0.6 | 0.6 | 0.6 | 0.6 | [11 empty] | INGENCO Wholesale Power LLC | 100 | INGENCO | 100
biomass | King & Queen | 56686_G_6 | 56686 | G | 6 |  | Landfill Gas |  | PJM_Dom | Virginia | 51 | King and Queen | 97 | 51097 | 0.3 | 13500 | 2008 | 9999 |  |  | N | Landfill Gas | [13 empty] | 0.6 | 0.6 | 0.6 | 0.6 | [11 empty] | INGENCO Wholesale Power LLC | 100 | INGENCO | 100
biomass | King & Queen | 56686_G_7 | 56686 | G | 7 |  | Landfill Gas |  | PJM_Dom | Virginia | 51 | King and Queen | 97 | 51097 | 0.3 | 13500 | 2008 | 9999 |  |  | N | Landfill Gas | [13 empty] | 0.6 | 0.6 | 0.6 | 0.6 | [11 empty] | INGENCO Wholesale Power LLC | 100 | INGENCO | 100
biomass | King & Queen | 56686_G_8 | 56686 | G | 8 |  | Landfill Gas |  | PJM_Dom | Virginia | 51 | King and Queen | 97 | 51097 | 0.3 | 13500 | 2008 | 9999 |  |  | N | Landfill Gas | [13 empty] | 0.6 | 0.6 | 0.6 | 0.6 | [11 empty] | INGENCO Wholesale Power LLC | 100 | INGENCO | 100
biomass | King & Queen | 56686_G_9 | 56686 | G | 9 |  | Landfill Gas |  | PJM_Dom | Virginia | 51 | King and Queen | 97 | 51097 | 0.3 | 13500 | 2008 | 9999 |  |  | N | Landfill Gas | [13 empty] | 0.6 | 0.6 | 0.6 | 0.6 | [11 empty] | INGENCO Wholesale Power LLC | 100 | INGENCO | 100
biomass | Mountain View | 56687_G_1 | 56687 | G | 1 |  | Landfill Gas |  | PJM_AP | Pennsylvania | 42 | Franklin | 55 | 42055 | 0.3 | 13500 | 2003 | 9999 |  |  | N | Landfill Gas | [13 empty] | 0.22117 | 0.22117 | 0.22117 | 0.22117 | [11 empty] | INGENCO | 100 | INGENCO | 100
biomass | Mountain View | 56687_G_10 | 56687 | G | 10 |  | Landfill Gas |  | PJM_AP | Pennsylvania | 42 | Franklin | 55 | 42055 | 0.3 | 13500 | 2003 | 9999 |  |  | N | Landfill Gas | [13 empty] | 0.22117 | 0.22117 | 0.22117 | 0.22117 | [11 empty] | INGENCO | 100 | INGENCO | 100
biomass | Mountain View | 56687_G_11 | 56687 | G | 11 |  | Landfill Gas |  | PJM_AP | Pennsylvania | 42 | Franklin | 55 | 42055 | 0.3 | 13500 | 2003 | 9999 |  |  | N | Landfill Gas | [13 empty] | 0.22117 | 0.22117 | 0.22117 | 0.22117 | [11 empty] | INGENCO | 100 | INGENCO | 100
biomass | Mountain View | 56687_G_12 | 56687 | G | 12 |  | Landfill Gas |  | PJM_AP | Pennsylvania | 42 | Franklin | 55 | 42055 | 0.3 | 13500 | 2003 | 9999 |  |  | N | Landfill Gas | [13 empty] | 0.22117 | 0.22117 | 0.22117 | 0.22117 | [11 empty] | INGENCO | 100 | INGENCO | 100
biomass | Mountain View | 56687_G_13 | 56687 | G | 13 |  | Landfill Gas |  | PJM_AP | Pennsylvania | 42 | Franklin | 55 | 42055 | 0.3 | 13500 | 2003 | 9999 |  |  | N | Landfill Gas | [13 empty] | 0.22117 | 0.22117 | 0.22117 | 0.22117 | [11 empty] | INGENCO | 100 | INGENCO | 100
biomass | Mountain View | 56687_G_14 | 56687 | G | 14 |  | Landfill Gas |  | PJM_AP | Pennsylvania | 42 | Franklin | 55 | 42055 | 0.3 | 13500 | 2003 | 9999 |  |  | N | Landfill Gas | [13 empty] | 0.22117 | 0.22117 | 0.22117 | 0.22117 | [11 empty] | INGENCO | 100 | INGENCO | 100
biomass | Mountain View | 56687_G_15 | 56687 | G | 15 |  | Landfill Gas |  | PJM_AP | Pennsylvania | 42 | Franklin | 55 | 42055 | 0.3 | 13500 | 2003 | 9999 |  |  | N | Landfill Gas | [13 empty] | 0.22117 | 0.22117 | 0.22117 | 0.22117 | [11 empty] | INGENCO | 100 | INGENCO | 100
biomass | Mountain View | 56687_G_16 | 56687 | G | 16 |  | Landfill Gas |  | PJM_AP | Pennsylvania | 42 | Franklin | 55 | 42055 | 0.3 | 13500 | 2003 | 9999 |  |  | N | Landfill Gas | [13 empty] | 0.22117 | 0.22117 | 0.22117 | 0.22117 | [11 empty] | INGENCO | 100 | INGENCO | 100
biomass | Mountain View | 56687_G_17 | 56687 | G | 17 |  | Landfill Gas |  | PJM_AP | Pennsylvania | 42 | Franklin | 55 | 42055 | 0.3 | 13500 | 2003 | 9999 |  |  | N | Landfill Gas | [13 empty] | 0.22117 | 0.22117 | 0.22117 | 0.22117 | [11 empty] | INGENCO | 100 | INGENCO | 100
biomass | Mountain View | 56687_G_18 | 56687 | G | 18 |  | Landfill Gas |  | PJM_AP | Pennsylvania | 42 | Franklin | 55 | 42055 | 0.3 | 13500 | 2003 | 9999 |  |  | N | Landfill Gas | [13 empty] | 0.22117 | 0.22117 | 0.22117 | 0.22117 | [11 empty] | INGENCO | 100 | INGENCO | 100
biomass | Mountain View | 56687_G_19 | 56687 | G | 19 |  | Landfill Gas |  | PJM_AP | Pennsylvania | 42 | Franklin | 55 | 42055 | 0.3 | 13500 | 2003 | 9999 |  |  | N | Landfill Gas | [13 empty] | 0.22117 | 0.22117 | 0.22117 | 0.22117 | [11 empty] | INGENCO | 100 | INGENCO | 100
biomass | Mountain View | 56687_G_2 | 56687 | G | 2 |  | Landfill Gas |  | PJM_AP | Pennsylvania | 42 | Franklin | 55 | 42055 | 0.3 | 13500 | 2003 | 9999 |  |  | N | Landfill Gas | [13 empty] | 0.22117 | 0.22117 | 0.22117 | 0.22117 | [11 empty] | INGENCO | 100 | INGENCO | 100
biomass | Mountain View | 56687_G_20 | 56687 | G | 20 |  | Landfill Gas |  | PJM_AP | Pennsylvania | 42 | Franklin | 55 | 42055 | 0.3 | 13500 | 2003 | 9999 |  |  | N | Landfill Gas | [13 empty] | 0.22117 | 0.22117 | 0.22117 | 0.22117 | [11 empty] | INGENCO | 100 | INGENCO | 100
biomass | Mountain View | 56687_G_21 | 56687 | G | 21 |  | Landfill Gas |  | PJM_AP | Pennsylvania | 42 | Franklin | 55 | 42055 | 0.3 | 13500 | 2003 | 9999 |  |  | N | Landfill Gas | [13 empty] | 0.22117 | 0.22117 | 0.22117 | 0.22117 | [11 empty] | INGENCO | 100 | INGENCO | 100
biomass | Mountain View | 56687_G_22 | 56687 | G | 22 |  | Landfill Gas |  | PJM_AP | Pennsylvania | 42 | Franklin | 55 | 42055 | 0.3 | 13500 | 2003 | 9999 |  |  | N | Landfill Gas | [13 empty] | 0.22117 | 0.22117 | 0.22117 | 0.22117 | [11 empty] | INGENCO | 100 | INGENCO | 100
biomass | Mountain View | 56687_G_23 | 56687 | G | 23 |  | Landfill Gas |  | PJM_AP | Pennsylvania | 42 | Franklin | 55 | 42055 | 0.3 | 13500 | 2003 | 9999 |  |  | N | Landfill Gas | [13 empty] | 0.22117 | 0.22117 | 0.22117 | 0.22117 | [11 empty] | INGENCO | 100 | INGENCO | 100
biomass | Mountain View | 56687_G_24 | 56687 | G | 24 |  | Landfill Gas |  | PJM_AP | Pennsylvania | 42 | Franklin | 55 | 42055 | 0.3 | 13500 | 2003 | 9999 |  |  | N | Landfill Gas | [13 empty] | 0.22117 | 0.22117 | 0.22117 | 0.22117 | [11 empty] | INGENCO | 100 | INGENCO | 100
biomass | Mountain View | 56687_G_25 | 56687 | G | 25 |  | Landfill Gas |  | PJM_AP | Pennsylvania | 42 | Franklin | 55 | 42055 | 0.3 | 13500 | 2003 | 9999 |  |  | N | Landfill Gas | [13 empty] | 0.22117 | 0.22117 | 0.22117 | 0.22117 | [11 empty] | INGENCO | 100 | INGENCO | 100
biomass | Mountain View | 56687_G_26 | 56687 | G | 26 |  | Landfill Gas |  | PJM_AP | Pennsylvania | 42 | Franklin | 55 | 42055 | 0.3 | 13500 | 2003 | 9999 |  |  | N | Landfill Gas | [13 empty] | 0.22117 | 0.22117 | 0.22117 | 0.22117 | [11 empty] | INGENCO | 100 | INGENCO | 100
biomass | Mountain View | 56687_G_27 | 56687 | G | 27 |  | Landfill Gas |  | PJM_AP | Pennsylvania | 42 | Franklin | 55 | 42055 | 0.3 | 13500 | 2003 | 9999 |  |  | N | Landfill Gas | [13 empty] | 0.22117 | 0.22117 | 0.22117 | 0.22117 | [11 empty] | INGENCO | 100 | INGENCO | 100
biomass | Mountain View | 56687_G_28 | 56687 | G | 28 |  | Landfill Gas |  | PJM_AP | Pennsylvania | 42 | Franklin | 55 | 42055 | 0.3 | 13500 | 2003 | 9999 |  |  | N | Landfill Gas | [13 empty] | 0.22117 | 0.22117 | 0.22117 | 0.22117 | [11 empty] | INGENCO | 100 | INGENCO | 100
biomass | Mountain View | 56687_G_29 | 56687 | G | 29 |  | Landfill Gas |  | PJM_AP | Pennsylvania | 42 | Franklin | 55 | 42055 | 0.3 | 13500 | 2003 | 9999 |  |  | N | Landfill Gas | [13 empty] | 0.22117 | 0.22117 | 0.22117 | 0.22117 | [11 empty] | INGENCO | 100 | INGENCO | 100
biomass | Mountain View | 56687_G_3 | 56687 | G | 3 |  | Landfill Gas |  | PJM_AP | Pennsylvania | 42 | Franklin | 55 | 42055 | 0.3 | 13500 | 2003 | 9999 |  |  | N | Landfill Gas | [13 empty] | 0.22117 | 0.22117 | 0.22117 | 0.22117 | [11 empty] | INGENCO | 100 | INGENCO | 100
biomass | Mountain View | 56687_G_30 | 56687 | G | 30 |  | Landfill Gas |  | PJM_AP | Pennsylvania | 42 | Franklin | 55 | 42055 | 0.3 | 13500 | 2003 | 9999 |  |  | N | Landfill Gas | [13 empty] | 0.22117 | 0.22117 | 0.22117 | 0.22117 | [11 empty] | INGENCO | 100 | INGENCO | 100
biomass | Mountain View | 56687_G_31 | 56687 | G | 31 |  | Landfill Gas |  | PJM_AP | Pennsylvania | 42 | Franklin | 55 | 42055 | 0.3 | 13500 | 2003 | 9999 |  |  | N | Landfill Gas | [13 empty] | 0.22117 | 0.22117 | 0.22117 | 0.22117 | [11 empty] | INGENCO | 100 | INGENCO | 100
biomass | Mountain View | 56687_G_32 | 56687 | G | 32 |  | Landfill Gas |  | PJM_AP | Pennsylvania | 42 | Franklin | 55 | 42055 | 0.3 | 13500 | 2003 | 9999 |  |  | N | Landfill Gas | [13 empty] | 0.22117 | 0.22117 | 0.22117 | 0.22117 | [11 empty] | INGENCO | 100 | INGENCO | 100
biomass | Mountain View | 56687_G_33 | 56687 | G | 33 |  | Landfill Gas |  | PJM_AP | Pennsylvania | 42 | Franklin | 55 | 42055 | 0.3 | 13500 | 2003 | 9999 |  |  | N | Landfill Gas | [13 empty] | 0.22117 | 0.22117 | 0.22117 | 0.22117 | [11 empty] | INGENCO | 100 | INGENCO | 100
biomass | Mountain View | 56687_G_34 | 56687 | G | 34 |  | Landfill Gas |  | PJM_AP | Pennsylvania | 42 | Franklin | 55 | 42055 | 0.3 | 13500 | 2003 | 9999 |  |  | N | Landfill Gas | [13 empty] | 0.22117 | 0.22117 | 0.22117 | 0.22117 | [11 empty] | INGENCO | 100 | INGENCO | 100
biomass | Mountain View | 56687_G_35 | 56687 | G | 35 |  | Landfill Gas |  | PJM_AP | Pennsylvania | 42 | Franklin | 55 | 42055 | 0.3 | 13500 | 2003 | 9999 |  |  | N | Landfill Gas | [13 empty] | 0.22117 | 0.22117 | 0.22117 | 0.22117 | [11 empty] | INGENCO | 100 | INGENCO | 100
biomass | Mountain View | 56687_G_36 | 56687 | G | 36 |  | Landfill Gas |  | PJM_AP | Pennsylvania | 42 | Franklin | 55 | 42055 | 0.3 | 13500 | 2003 | 9999 |  |  | N | Landfill Gas | [13 empty] | 0.22117 | 0.22117 | 0.22117 | 0.22117 | [11 empty] | INGENCO | 100 | INGENCO | 100
biomass | Mountain View | 56687_G_37 | 56687 | G | 37 |  | Landfill Gas |  | PJM_AP | Pennsylvania | 42 | Franklin | 55 | 42055 | 0.3 | 13500 | 2003 | 9999 |  |  | N | Landfill Gas | [13 empty] | 0.22117 | 0.22117 | 0.22117 | 0.22117 | [11 empty] | INGENCO | 100 | INGENCO | 100
biomass | Mountain View | 56687_G_38 | 56687 | G | 38 |  | Landfill Gas |  | PJM_AP | Pennsylvania | 42 | Franklin | 55 | 42055 | 0.3 | 13500 | 2003 | 9999 |  |  | N | Landfill Gas | [13 empty] | 0.22117 | 0.22117 | 0.22117 | 0.22117 | [11 empty] | INGENCO | 100 | INGENCO | 100
biomass | Mountain View | 56687_G_39 | 56687 | G | 39 |  | Landfill Gas |  | PJM_AP | Pennsylvania | 42 | Franklin | 55 | 42055 | 0.3 | 13500 | 2003 | 9999 |  |  | N | Landfill Gas | [13 empty] | 0.22117 | 0.22117 | 0.22117 | 0.22117 | [11 empty] | INGENCO | 100 | INGENCO | 100
biomass | Mountain View | 56687_G_4 | 56687 | G | 4 |  | Landfill Gas |  | PJM_AP | Pennsylvania | 42 | Franklin | 55 | 42055 | 0.3 | 13500 | 2003 | 9999 |  |  | N | Landfill Gas | [13 empty] | 0.22117 | 0.22117 | 0.22117 | 0.22117 | [11 empty] | INGENCO | 100 | INGENCO | 100
biomass | Mountain View | 56687_G_40 | 56687 | G | 40 |  | Landfill Gas |  | PJM_AP | Pennsylvania | 42 | Franklin | 55 | 42055 | 0.3 | 13500 | 2003 | 9999 |  |  | N | Landfill Gas | [13 empty] | 0.22117 | 0.22117 | 0.22117 | 0.22117 | [11 empty] | INGENCO | 100 | INGENCO | 100
biomass | Mountain View | 56687_G_41 | 56687 | G | 41 |  | Landfill Gas |  | PJM_AP | Pennsylvania | 42 | Franklin | 55 | 42055 | 0.3 | 13500 | 2003 | 9999 |  |  | N | Landfill Gas | [13 empty] | 0.22117 | 0.22117 | 0.22117 | 0.22117 | [11 empty] | INGENCO | 100 | INGENCO | 100
biomass | Mountain View | 56687_G_42 | 56687 | G | 42 |  | Landfill Gas |  | PJM_AP | Pennsylvania | 42 | Franklin | 55 | 42055 | 0.3 | 13500 | 2003 | 9999 |  |  | N | Landfill Gas | [13 empty] | 0.22117 | 0.22117 | 0.22117 | 0.22117 | [11 empty] | INGENCO | 100 | INGENCO | 100
biomass | Mountain View | 56687_G_43 | 56687 | G | 43 |  | Landfill Gas |  | PJM_AP | Pennsylvania | 42 | Franklin | 55 | 42055 | 0.3 | 13500 | 2003 | 9999 |  |  | N | Landfill Gas | [13 empty] | 0.22117 | 0.22117 | 0.22117 | 0.22117 | [11 empty] | INGENCO | 100 | INGENCO | 100
biomass | Mountain View | 56687_G_44 | 56687 | G | 44 |  | Landfill Gas |  | PJM_AP | Pennsylvania | 42 | Franklin | 55 | 42055 | 0.3 | 13500 | 2003 | 9999 |  |  | N | Landfill Gas | [13 empty] | 0.22117 | 0.22117 | 0.22117 | 0.22117 | [11 empty] | INGENCO | 100 | INGENCO | 100
biomass | Mountain View | 56687_G_45 | 56687 | G | 45 |  | Landfill Gas |  | PJM_AP | Pennsylvania | 42 | Franklin | 55 | 42055 | 0.3 | 13500 | 2003 | 9999 |  |  | N | Landfill Gas | [13 empty] | 0.22117 | 0.22117 | 0.22117 | 0.22117 | [11 empty] | INGENCO | 100 | INGENCO | 100
biomass | Mountain View | 56687_G_46 | 56687 | G | 46 |  | Landfill Gas |  | PJM_AP | Pennsylvania | 42 | Franklin | 55 | 42055 | 0.3 | 13500 | 2003 | 9999 |  |  | N | Landfill Gas | [13 empty] | 0.22117 | 0.22117 | 0.22117 | 0.22117 | [11 empty] | INGENCO | 100 | INGENCO | 100
biomass | Mountain View | 56687_G_47 | 56687 | G | 47 |  | Landfill Gas |  | PJM_AP | Pennsylvania | 42 | Franklin | 55 | 42055 | 0.3 | 13500 | 2003 | 9999 |  |  | N | Landfill Gas | [13 empty] | 0.22117 | 0.22117 | 0.22117 | 0.22117 | [11 empty] | INGENCO | 100 | INGENCO | 100
biomass | Mountain View | 56687_G_48 | 56687 | G | 48 |  | Landfill Gas |  | PJM_AP | Pennsylvania | 42 | Franklin | 55 | 42055 | 0.3 | 13500 | 2003 | 9999 |  |  | N | Landfill Gas | [13 empty] | 0.22117 | 0.22117 | 0.22117 | 0.22117 | [11 empty] | INGENCO | 100 | INGENCO | 100
biomass | Mountain View | 56687_G_5 | 56687 | G | 5 |  | Landfill Gas |  | PJM_AP | Pennsylvania | 42 | Franklin | 55 | 42055 | 0.3 | 13500 | 2003 | 9999 |  |  | N | Landfill Gas | [13 empty] | 0.22117 | 0.22117 | 0.22117 | 0.22117 | [11 empty] | INGENCO | 100 | INGENCO | 100
biomass | Mountain View | 56687_G_6 | 56687 | G | 6 |  | Landfill Gas |  | PJM_AP | Pennsylvania | 42 | Franklin | 55 | 42055 | 0.3 | 13500 | 2003 | 9999 |  |  | N | Landfill Gas | [13 empty] | 0.22117 | 0.22117 | 0.22117 | 0.22117 | [11 empty] | INGENCO | 100 | INGENCO | 100
biomass | Mountain View | 56687_G_7 | 56687 | G | 7 |  | Landfill Gas |  | PJM_AP | Pennsylvania | 42 | Franklin | 55 | 42055 | 0.3 | 13500 | 2003 | 9999 |  |  | N | Landfill Gas | [13 empty] | 0.22117 | 0.22117 | 0.22117 | 0.22117 | [11 empty] | INGENCO | 100 | INGENCO | 100
biomass | Mountain View | 56687_G_8 | 56687 | G | 8 |  | Landfill Gas |  | PJM_AP | Pennsylvania | 42 | Franklin | 55 | 42055 | 0.3 | 13500 | 2003 | 9999 |  |  | N | Landfill Gas | [13 empty] | 0.22117 | 0.22117 | 0.22117 | 0.22117 | [11 empty] | INGENCO | 100 | INGENCO | 100
biomass | Mountain View | 56687_G_9 | 56687 | G | 9 |  | Landfill Gas |  | PJM_AP | Pennsylvania | 42 | Franklin | 55 | 42055 | 0.3 | 13500 | 2003 | 9999 |  |  | N | Landfill Gas | [13 empty] | 0.22117 | 0.22117 | 0.22117 | 0.22117 | [11 empty] | INGENCO | 100 | INGENCO | 100
biomass | New Bern | 56688_G_1 | 56688 | G | 1 |  | Landfill Gas |  | S_VACA | North Carolina | 37 | Craven | 49 | 37049 | 0.3 | 13500 | 2007 | 9999 |  |  | N | Landfill Gas | [13 empty] | 0.32586 | 0.32586 | 0.32586 | 0.32586 | [11 empty] | INGENCO Wholesale Power LLC | 100 | INGENCO | 100
biomass | New Bern | 56688_G_10 | 56688 | G | 10 |  | Landfill Gas |  | S_VACA | North Carolina | 37 | Craven | 49 | 37049 | 0.3 | 13500 | 2007 | 9999 |  |  | N | Landfill Gas | [13 empty] | 0.32586 | 0.32586 | 0.32586 | 0.32586 | [11 empty] | INGENCO Wholesale Power LLC | 100 | INGENCO | 100
biomass | New Bern | 56688_G_11 | 56688 | G | 11 |  | Landfill Gas |  | S_VACA | North Carolina | 37 | Craven | 49 | 37049 | 0.3 | 13500 | 2007 | 9999 |  |  | N | Landfill Gas | [13 empty] | 0.32586 | 0.32586 | 0.32586 | 0.32586 | [11 empty] | INGENCO Wholesale Power LLC | 100 | INGENCO | 100
biomass | New Bern | 56688_G_12 | 56688 | G | 12 |  | Landfill Gas |  | S_VACA | North Carolina | 37 | Craven | 49 | 37049 | 0.3 | 13500 | 2007 | 9999 |  |  | N | Landfill Gas | [13 empty] | 0.32586 | 0.32586 | 0.32586 | 0.32586 | [11 empty] | INGENCO Wholesale Power LLC | 100 | INGENCO | 100
biomass | New Bern | 56688_G_2 | 56688 | G | 2 |  | Landfill Gas |  | S_VACA | North Carolina | 37 | Craven | 49 | 37049 | 0.3 | 13500 | 2007 | 9999 |  |  | N | Landfill Gas | [13 empty] | 0.32586 | 0.32586 | 0.32586 | 0.32586 | [11 empty] | INGENCO Wholesale Power LLC | 100 | INGENCO | 100
biomass | New Bern | 56688_G_3 | 56688 | G | 3 |  | Landfill Gas |  | S_VACA | North Carolina | 37 | Craven | 49 | 37049 | 0.3 | 13500 | 2007 | 9999 |  |  | N | Landfill Gas | [13 empty] | 0.32586 | 0.32586 | 0.32586 | 0.32586 | [11 empty] | INGENCO Wholesale Power LLC | 100 | INGENCO | 100
biomass | New Bern | 56688_G_4 | 56688 | G | 4 |  | Landfill Gas |  | S_VACA | North Carolina | 37 | Craven | 49 | 37049 | 0.3 | 13500 | 2007 | 9999 |  |  | N | Landfill Gas | [13 empty] | 0.32586 | 0.32586 | 0.32586 | 0.32586 | [11 empty] | INGENCO Wholesale Power LLC | 100 | INGENCO | 100
biomass | New Bern | 56688_G_5 | 56688 | G | 5 |  | Landfill Gas |  | S_VACA | North Carolina | 37 | Craven | 49 | 37049 | 0.3 | 13500 | 2007 | 9999 |  |  | N | Landfill Gas | [13 empty] | 0.32586 | 0.32586 | 0.32586 | 0.32586 | [11 empty] | INGENCO Wholesale Power LLC | 100 | INGENCO | 100
biomass | New Bern | 56688_G_6 | 56688 | G | 6 |  | Landfill Gas |  | S_VACA | North Carolina | 37 | Craven | 49 | 37049 | 0.3 | 13500 | 2007 | 9999 |  |  | N | Landfill Gas | [13 empty] | 0.32586 | 0.32586 | 0.32586 | 0.32586 | [11 empty] | INGENCO Wholesale Power LLC | 100 | INGENCO | 100
biomass | New Bern | 56688_G_7 | 56688 | G | 7 |  | Landfill Gas |  | S_VACA | North Carolina | 37 | Craven | 49 | 37049 | 0.3 | 13500 | 2007 | 9999 |  |  | N | Landfill Gas | [13 empty] | 0.32586 | 0.32586 | 0.32586 | 0.32586 | [11 empty] | INGENCO Wholesale Power LLC | 100 | INGENCO | 100
biomass | New Bern | 56688_G_8 | 56688 | G | 8 |  | Landfill Gas |  | S_VACA | North Carolina | 37 | Craven | 49 | 37049 | 0.3 | 13500 | 2007 | 9999 |  |  | N | Landfill Gas | [13 empty] | 0.32586 | 0.32586 | 0.32586 | 0.32586 | [11 empty] | INGENCO Wholesale Power LLC | 100 | INGENCO | 100
biomass | New Bern | 56688_G_9 | 56688 | G | 9 |  | Landfill Gas |  | S_VACA | North Carolina | 37 | Craven | 49 | 37049 | 0.3 | 13500 | 2007 | 9999 |  |  | N | Landfill Gas | [13 empty] | 0.32586 | 0.32586 | 0.32586 | 0.32586 | [11 empty] | INGENCO Wholesale Power LLC | 100 | INGENCO | 100
biomass | New Bern | 56688_G_13 | 56688 | G | 13 |  | Landfill Gas |  | S_VACA | North Carolina | 37 | Craven | 49 | 37049 | 0.3 | 13500 | 2011 | 9999 |  |  | N | Landfill Gas | [13 empty] | 0.32586 | 0.32586 | 0.32586 | 0.32586 | [11 empty] | INGENCO Wholesale Power LLC | 100 | INGENCO | 100
biomass | New Bern | 56688_G_14 | 56688 | G | 14 |  | Landfill Gas |  | S_VACA | North Carolina | 37 | Craven | 49 | 37049 | 0.3 | 13500 | 2011 | 9999 |  |  | N | Landfill Gas | [13 empty] | 0.32586 | 0.32586 | 0.32586 | 0.32586 | [11 empty] | INGENCO Wholesale Power LLC | 100 | INGENCO | 100
biomass | New Bern | 56688_G_15 | 56688 | G | 15 |  | Landfill Gas |  | S_VACA | North Carolina | 37 | Craven | 49 | 37049 | 0.3 | 13500 | 2011 | 9999 |  |  | N | Landfill Gas | [13 empty] | 0.32586 | 0.32586 | 0.32586 | 0.32586 | [11 empty] | INGENCO Wholesale Power LLC | 100 | INGENCO | 100
biomass | New Bern | 56688_G_16 | 56688 | G | 16 |  | Landfill Gas |  | S_VACA | North Carolina | 37 | Craven | 49 | 37049 | 0.3 | 13500 | 2011 | 9999 |  |  | N | Landfill Gas | [13 empty] | 0.32586 | 0.32586 | 0.32586 | 0.32586 | [11 empty] | INGENCO Wholesale Power LLC | 100 | INGENCO | 100
biomass | New Bern | 56688_G_17 | 56688 | G | 17 |  | Landfill Gas |  | S_VACA | North Carolina | 37 | Craven | 49 | 37049 | 0.3 | 13500 | 2011 | 9999 |  |  | N | Landfill Gas | [13 empty] | 0.32586 | 0.32586 | 0.32586 | 0.32586 | [11 empty] | INGENCO Wholesale Power LLC | 100 | INGENCO | 100
biomass | New Bern | 56688_G_18 | 56688 | G | 18 |  | Landfill Gas |  | S_VACA | North Carolina | 37 | Craven | 49 | 37049 | 0.3 | 13500 | 2011 | 9999 |  |  | N | Landfill Gas | [13 empty] | 0.32586 | 0.32586 | 0.32586 | 0.32586 | [11 empty] | INGENCO Wholesale Power LLC | 100 | INGENCO | 100
biomass | Pine Grove | 56690_G_1 | 56690 | G | 1 |  | Landfill Gas |  | PJM_WMAC | Pennsylvania | 42 | Schuylkill | 107 | 42107 | 0.3 | 13500 | 2008 | 9999 |  |  | N | Landfill Gas | [13 empty] | 0.22117 | 0.22117 | 0.22117 | 0.22117 | [11 empty] | INGENCO Wholesale Power LLC | 100 | INGENCO | 100
biomass | Pine Grove | 56690_G_10 | 56690 | G | 10 |  | Landfill Gas |  | PJM_WMAC | Pennsylvania | 42 | Schuylkill | 107 | 42107 | 0.3 | 13500 | 2008 | 9999 |  |  | N | Landfill Gas | [13 empty] | 0.22117 | 0.22117 | 0.22117 | 0.22117 | [11 empty] | INGENCO Wholesale Power LLC | 100 | INGENCO | 100
biomass | Pine Grove | 56690_G_11 | 56690 | G | 11 |  | Landfill Gas |  | PJM_WMAC | Pennsylvania | 42 | Schuylkill | 107 | 42107 | 0.3 | 13500 | 2008 | 9999 |  |  | N | Landfill Gas | [13 empty] | 0.22117 | 0.22117 | 0.22117 | 0.22117 | [11 empty] | INGENCO Wholesale Power LLC | 100 | INGENCO | 100
biomass | Pine Grove | 56690_G_12 | 56690 | G | 12 |  | Landfill Gas |  | PJM_WMAC | Pennsylvania | 42 | Schuylkill | 107 | 42107 | 0.3 | 13500 | 2008 | 9999 |  |  | N | Landfill Gas | [13 empty] | 0.22117 | 0.22117 | 0.22117 | 0.22117 | [11 empty] | INGENCO Wholesale Power LLC | 100 | INGENCO | 100
biomass | Pine Grove | 56690_G_13 | 56690 | G | 13 |  | Landfill Gas |  | PJM_WMAC | Pennsylvania | 42 | Schuylkill | 107 | 42107 | 0.3 | 13500 | 2008 | 9999 |  |  | N | Landfill Gas | [13 empty] | 0.22117 | 0.22117 | 0.22117 | 0.22117 | [11 empty] | INGENCO Wholesale Power LLC | 100 | INGENCO | 100
biomass | Pine Grove | 56690_G_14 | 56690 | G | 14 |  | Landfill Gas |  | PJM_WMAC | Pennsylvania | 42 | Schuylkill | 107 | 42107 | 0.3 | 13500 | 2008 | 9999 |  |  | N | Landfill Gas | [13 empty] | 0.22117 | 0.22117 | 0.22117 | 0.22117 | [11 empty] | INGENCO Wholesale Power LLC | 100 | INGENCO | 100
biomass | Pine Grove | 56690_G_15 | 56690 | G | 15 |  | Landfill Gas |  | PJM_WMAC | Pennsylvania | 42 | Schuylkill | 107 | 42107 | 0.3 | 13500 | 2008 | 9999 |  |  | N | Landfill Gas | [13 empty] | 0.22117 | 0.22117 | 0.22117 | 0.22117 | [11 empty] | INGENCO Wholesale Power LLC | 100 | INGENCO | 100
biomass | Pine Grove | 56690_G_16 | 56690 | G | 16 |  | Landfill Gas |  | PJM_WMAC | Pennsylvania | 42 | Schuylkill | 107 | 42107 | 0.3 | 13500 | 2008 | 9999 |  |  | N | Landfill Gas | [13 empty] | 0.22117 | 0.22117 | 0.22117 | 0.22117 | [11 empty] | INGENCO Wholesale Power LLC | 100 | INGENCO | 100
biomass | Pine Grove | 56690_G_17 | 56690 | G | 17 |  | Landfill Gas |  | PJM_WMAC | Pennsylvania | 42 | Schuylkill | 107 | 42107 | 0.3 | 13500 | 2008 | 9999 |  |  | N | Landfill Gas | [13 empty] | 0.22117 | 0.22117 | 0.22117 | 0.22117 | [11 empty] | INGENCO Wholesale Power LLC | 100 | INGENCO | 100
biomass | Pine Grove | 56690_G_18 | 56690 | G | 18 |  | Landfill Gas |  | PJM_WMAC | Pennsylvania | 42 | Schuylkill | 107 | 42107 | 0.3 | 13500 | 2008 | 9999 |  |  | N | Landfill Gas | [13 empty] | 0.22117 | 0.22117 | 0.22117 | 0.22117 | [11 empty] | INGENCO Wholesale Power LLC | 100 | INGENCO | 100
biomass | Pine Grove | 56690_G_2 | 56690 | G | 2 |  | Landfill Gas |  | PJM_WMAC | Pennsylvania | 42 | Schuylkill | 107 | 42107 | 0.3 | 13500 | 2008 | 9999 |  |  | N | Landfill Gas | [13 empty] | 0.22117 | 0.22117 | 0.22117 | 0.22117 | [11 empty] | INGENCO Wholesale Power LLC | 100 | INGENCO | 100
biomass | Pine Grove | 56690_G_3 | 56690 | G | 3 |  | Landfill Gas |  | PJM_WMAC | Pennsylvania | 42 | Schuylkill | 107 | 42107 | 0.3 | 13500 | 2008 | 9999 |  |  | N | Landfill Gas | [13 empty] | 0.22117 | 0.22117 | 0.22117 | 0.22117 | [11 empty] | INGENCO Wholesale Power LLC | 100 | INGENCO | 100
biomass | Pine Grove | 56690_G_4 | 56690 | G | 4 |  | Landfill Gas |  | PJM_WMAC | Pennsylvania | 42 | Schuylkill | 107 | 42107 | 0.3 | 13500 | 2008 | 9999 |  |  | N | Landfill Gas | [13 empty] | 0.22117 | 0.22117 | 0.22117 | 0.22117 | [11 empty] | INGENCO Wholesale Power LLC | 100 | INGENCO | 100
biomass | Pine Grove | 56690_G_5 | 56690 | G | 5 |  | Landfill Gas |  | PJM_WMAC | Pennsylvania | 42 | Schuylkill | 107 | 42107 | 0.3 | 13500 | 2008 | 9999 |  |  | N | Landfill Gas | [13 empty] | 0.22117 | 0.22117 | 0.22117 | 0.22117 | [11 empty] | INGENCO Wholesale Power LLC | 100 | INGENCO | 100
biomass | Pine Grove | 56690_G_6 | 56690 | G | 6 |  | Landfill Gas |  | PJM_WMAC | Pennsylvania | 42 | Schuylkill | 107 | 42107 | 0.3 | 13500 | 2008 | 9999 |  |  | N | Landfill Gas | [13 empty] | 0.22117 | 0.22117 | 0.22117 | 0.22117 | [11 empty] | INGENCO Wholesale Power LLC | 100 | INGENCO | 100
biomass | Pine Grove | 56690_G_7 | 56690 | G | 7 |  | Landfill Gas |  | PJM_WMAC | Pennsylvania | 42 | Schuylkill | 107 | 42107 | 0.3 | 13500 | 2008 | 9999 |  |  | N | Landfill Gas | [13 empty] | 0.22117 | 0.22117 | 0.22117 | 0.22117 | [11 empty] | INGENCO Wholesale Power LLC | 100 | INGENCO | 100
biomass | Pine Grove | 56690_G_8 | 56690 | G | 8 |  | Landfill Gas |  | PJM_WMAC | Pennsylvania | 42 | Schuylkill | 107 | 42107 | 0.3 | 13500 | 2008 | 9999 |  |  | N | Landfill Gas | [13 empty] | 0.22117 | 0.22117 | 0.22117 | 0.22117 | [11 empty] | INGENCO Wholesale Power LLC | 100 | INGENCO | 100
biomass | Pine Grove | 56690_G_9 | 56690 | G | 9 |  | Landfill Gas |  | PJM_WMAC | Pennsylvania | 42 | Schuylkill | 107 | 42107 | 0.3 | 13500 | 2008 | 9999 |  |  | N | Landfill Gas | [13 empty] | 0.22117 | 0.22117 | 0.22117 | 0.22117 | [11 empty] | INGENCO Wholesale Power LLC | 100 | INGENCO | 100
biomass | Virginia Beach | 56693_G_1 | 56693 | G | 1 |  | Landfill Gas |  | PJM_Dom | Virginia | 51 | Virginia Beach City | 810 | 51810 | 0.3 | 13500 | 2001 | 9999 |  |  | N | Landfill Gas | [13 empty] | 0.6 | 0.6 | 0.6 | 0.6 | [11 empty] | INGENCO | 100 | INGENCO | 100
biomass | Virginia Beach | 56693_G_10 | 56693 | G | 10 |  | Landfill Gas |  | PJM_Dom | Virginia | 51 | Virginia Beach City | 810 | 51810 | 0.3 | 13500 | 2001 | 9999 |  |  | N | Landfill Gas | [13 empty] | 0.6 | 0.6 | 0.6 | 0.6 | [11 empty] | INGENCO | 100 | INGENCO | 100
biomass | Virginia Beach | 56693_G_11 | 56693 | G | 11 |  | Landfill Gas |  | PJM_Dom | Virginia | 51 | Virginia Beach City | 810 | 51810 | 0.3 | 13500 | 2001 | 9999 |  |  | N | Landfill Gas | [13 empty] | 0.6 | 0.6 | 0.6 | 0.6 | [11 empty] | INGENCO | 100 | INGENCO | 100
biomass | Virginia Beach | 56693_G_12 | 56693 | G | 12 |  | Landfill Gas |  | PJM_Dom | Virginia | 51 | Virginia Beach City | 810 | 51810 | 0.3 | 13500 | 2001 | 9999 |  |  | N | Landfill Gas | [13 empty] | 0.6 | 0.6 | 0.6 | 0.6 | [11 empty] | INGENCO | 100 | INGENCO | 100
biomass | Virginia Beach | 56693_G_13 | 56693 | G | 13 |  | Landfill Gas |  | PJM_Dom | Virginia | 51 | Virginia Beach City | 810 | 51810 | 0.3 | 13500 | 2001 | 9999 |  |  | N | Landfill Gas | [13 empty] | 0.6 | 0.6 | 0.6 | 0.6 | [11 empty] | INGENCO | 100 | INGENCO | 100
biomass | Virginia Beach | 56693_G_14 | 56693 | G | 14 |  | Landfill Gas |  | PJM_Dom | Virginia | 51 | Virginia Beach City | 810 | 51810 | 0.3 | 13500 | 2001 | 9999 |  |  | N | Landfill Gas | [13 empty] | 0.6 | 0.6 | 0.6 | 0.6 | [11 empty] | INGENCO | 100 | INGENCO | 100
biomass | Virginia Beach | 56693_G_15 | 56693 | G | 15 |  | Landfill Gas |  | PJM_Dom | Virginia | 51 | Virginia Beach City | 810 | 51810 | 0.3 | 13500 | 2001 | 9999 |  |  | N | Landfill Gas | [13 empty] | 0.6 | 0.6 | 0.6 | 0.6 | [11 empty] | INGENCO | 100 | INGENCO | 100
biomass | Virginia Beach | 56693_G_16 | 56693 | G | 16 |  | Landfill Gas |  | PJM_Dom | Virginia | 51 | Virginia Beach City | 810 | 51810 | 0.3 | 13500 | 2001 | 9999 |  |  | N | Landfill Gas | [13 empty] | 0.6 | 0.6 | 0.6 | 0.6 | [11 empty] | INGENCO | 100 | INGENCO | 100
biomass | Virginia Beach | 56693_G_17 | 56693 | G | 17 |  | Landfill Gas |  | PJM_Dom | Virginia | 51 | Virginia Beach City | 810 | 51810 | 0.3 | 13500 | 2001 | 9999 |  |  | N | Landfill Gas | [13 empty] | 0.6 | 0.6 | 0.6 | 0.6 | [11 empty] | INGENCO | 100 | INGENCO | 100
biomass | Virginia Beach | 56693_G_18 | 56693 | G | 18 |  | Landfill Gas |  | PJM_Dom | Virginia | 51 | Virginia Beach City | 810 | 51810 | 0.3 | 13500 | 2001 | 9999 |  |  | N | Landfill Gas | [13 empty] | 0.6 | 0.6 | 0.6 | 0.6 | [11 empty] | INGENCO | 100 | INGENCO | 100
biomass | Virginia Beach | 56693_G_19 | 56693 | G | 19 |  | Landfill Gas |  | PJM_Dom | Virginia | 51 | Virginia Beach City | 810 | 51810 | 0.3 | 13500 | 2001 | 9999 |  |  | N | Landfill Gas | [13 empty] | 0.6 | 0.6 | 0.6 | 0.6 | [11 empty] | INGENCO | 100 | INGENCO | 100
biomass | Virginia Beach | 56693_G_2 | 56693 | G | 2 |  | Landfill Gas |  | PJM_Dom | Virginia | 51 | Virginia Beach City | 810 | 51810 | 0.3 | 13500 | 2001 | 9999 |  |  | N | Landfill Gas | [13 empty] | 0.6 | 0.6 | 0.6 | 0.6 | [11 empty] | INGENCO | 100 | INGENCO | 100
biomass | Virginia Beach | 56693_G_20 | 56693 | G | 20 |  | Landfill Gas |  | PJM_Dom | Virginia | 51 | Virginia Beach City | 810 | 51810 | 0.3 | 13500 | 2001 | 9999 |  |  | N | Landfill Gas | [13 empty] | 0.6 | 0.6 | 0.6 | 0.6 | [11 empty] | INGENCO | 100 | INGENCO | 100
biomass | Virginia Beach | 56693_G_21 | 56693 | G | 21 |  | Landfill Gas |  | PJM_Dom | Virginia | 51 | Virginia Beach City | 810 | 51810 | 0.3 | 13500 | 2001 | 9999 |  |  | N | Landfill Gas | [13 empty] | 0.6 | 0.6 | 0.6 | 0.6 | [11 empty] | INGENCO | 100 | INGENCO | 100
biomass | Virginia Beach | 56693_G_22 | 56693 | G | 22 |  | Landfill Gas |  | PJM_Dom | Virginia | 51 | Virginia Beach City | 810 | 51810 | 0.3 | 13500 | 2001 | 9999 |  |  | N | Landfill Gas | [13 empty] | 0.6 | 0.6 | 0.6 | 0.6 | [11 empty] | INGENCO | 100 | INGENCO | 100
biomass | Virginia Beach | 56693_G_23 | 56693 | G | 23 |  | Landfill Gas |  | PJM_Dom | Virginia | 51 | Virginia Beach City | 810 | 51810 | 0.3 | 13500 | 2001 | 9999 |  |  | N | Landfill Gas | [13 empty] | 0.6 | 0.6 | 0.6 | 0.6 | [11 empty] | INGENCO | 100 | INGENCO | 100
biomass | Virginia Beach | 56693_G_24 | 56693 | G | 24 |  | Landfill Gas |  | PJM_Dom | Virginia | 51 | Virginia Beach City | 810 | 51810 | 0.3 | 13500 | 2001 | 9999 |  |  | N | Landfill Gas | [13 empty] | 0.6 | 0.6 | 0.6 | 0.6 | [11 empty] | INGENCO | 100 | INGENCO | 100
biomass | Virginia Beach | 56693_G_25 | 56693 | G | 25 |  | Landfill Gas |  | PJM_Dom | Virginia | 51 | Virginia Beach City | 810 | 51810 | 0.3 | 13500 | 2001 | 9999 |  |  | N | Landfill Gas | [13 empty] | 0.6 | 0.6 | 0.6 | 0.6 | [11 empty] | INGENCO | 100 | INGENCO | 100
biomass | Virginia Beach | 56693_G_26 | 56693 | G | 26 |  | Landfill Gas |  | PJM_Dom | Virginia | 51 | Virginia Beach City | 810 | 51810 | 0.3 | 13500 | 2001 | 9999 |  |  | N | Landfill Gas | [13 empty] | 0.6 | 0.6 | 0.6 | 0.6 | [11 empty] | INGENCO | 100 | INGENCO | 100
biomass | Virginia Beach | 56693_G_27 | 56693 | G | 27 |  | Landfill Gas |  | PJM_Dom | Virginia | 51 | Virginia Beach City | 810 | 51810 | 0.3 | 13500 | 2001 | 9999 |  |  | N | Landfill Gas | [13 empty] | 0.6 | 0.6 | 0.6 | 0.6 | [11 empty] | INGENCO | 100 | INGENCO | 100
biomass | Virginia Beach | 56693_G_28 | 56693 | G | 28 |  | Landfill Gas |  | PJM_Dom | Virginia | 51 | Virginia Beach City | 810 | 51810 | 0.3 | 13500 | 2001 | 9999 |  |  | N | Landfill Gas | [13 empty] | 0.6 | 0.6 | 0.6 | 0.6 | [11 empty] | INGENCO | 100 | INGENCO | 100
biomass | Virginia Beach | 56693_G_29 | 56693 | G | 29 |  | Landfill Gas |  | PJM_Dom | Virginia | 51 | Virginia Beach City | 810 | 51810 | 0.3 | 13500 | 2001 | 9999 |  |  | N | Landfill Gas | [13 empty] | 0.6 | 0.6 | 0.6 | 0.6 | [11 empty] | INGENCO | 100 | INGENCO | 100
biomass | Virginia Beach | 56693_G_3 | 56693 | G | 3 |  | Landfill Gas |  | PJM_Dom | Virginia | 51 | Virginia Beach City | 810 | 51810 | 0.3 | 13500 | 2001 | 9999 |  |  | N | Landfill Gas | [13 empty] | 0.6 | 0.6 | 0.6 | 0.6 | [11 empty] | INGENCO | 100 | INGENCO | 100
biomass | Virginia Beach | 56693_G_30 | 56693 | G | 30 |  | Landfill Gas |  | PJM_Dom | Virginia | 51 | Virginia Beach City | 810 | 51810 | 0.3 | 13500 | 2001 | 9999 |  |  | N | Landfill Gas | [13 empty] | 0.6 | 0.6 | 0.6 | 0.6 | [11 empty] | INGENCO | 100 | INGENCO | 100
biomass | Virginia Beach | 56693_G_31 | 56693 | G | 31 |  | Landfill Gas |  | PJM_Dom | Virginia | 51 | Virginia Beach City | 810 | 51810 | 0.3 | 13500 | 2001 | 9999 |  |  | N | Landfill Gas | [13 empty] | 0.6 | 0.6 | 0.6 | 0.6 | [11 empty] | INGENCO | 100 | INGENCO | 100
biomass | Virginia Beach | 56693_G_32 | 56693 | G | 32 |  | Landfill Gas |  | PJM_Dom | Virginia | 51 | Virginia Beach City | 810 | 51810 | 0.3 | 13500 | 2001 | 9999 |  |  | N | Landfill Gas | [13 empty] | 0.6 | 0.6 | 0.6 | 0.6 | [11 empty] | INGENCO | 100 | INGENCO | 100
biomass | Virginia Beach | 56693_G_33 | 56693 | G | 33 |  | Landfill Gas |  | PJM_Dom | Virginia | 51 | Virginia Beach City | 810 | 51810 | 0.3 | 13500 | 2001 | 9999 |  |  | N | Landfill Gas | [13 empty] | 0.6 | 0.6 | 0.6 | 0.6 | [11 empty] | INGENCO | 100 | INGENCO | 100
biomass | Virginia Beach | 56693_G_34 | 56693 | G | 34 |  | Landfill Gas |  | PJM_Dom | Virginia | 51 | Virginia Beach City | 810 | 51810 | 0.3 | 13500 | 2001 | 9999 |  |  | N | Landfill Gas | [13 empty] | 0.6 | 0.6 | 0.6 | 0.6 | [11 empty] | INGENCO | 100 | INGENCO | 100
biomass | Virginia Beach | 56693_G_35 | 56693 | G | 35 |  | Landfill Gas |  | PJM_Dom | Virginia | 51 | Virginia Beach City | 810 | 51810 | 0.3 | 13500 | 2001 | 9999 |  |  | N | Landfill Gas | [13 empty] | 0.6 | 0.6 | 0.6 | 0.6 | [11 empty] | INGENCO | 100 | INGENCO | 100
biomass | Virginia Beach | 56693_G_36 | 56693 | G | 36 |  | Landfill Gas |  | PJM_Dom | Virginia | 51 | Virginia Beach City | 810 | 51810 | 0.3 | 13500 | 2001 | 9999 |  |  | N | Landfill Gas | [13 empty] | 0.6 | 0.6 | 0.6 | 0.6 | [11 empty] | INGENCO | 100 | INGENCO | 100
biomass | Virginia Beach | 56693_G_4 | 56693 | G | 4 |  | Landfill Gas |  | PJM_Dom | Virginia | 51 | Virginia Beach City | 810 | 51810 | 0.3 | 13500 | 2001 | 9999 |  |  | N | Landfill Gas | [13 empty] | 0.6 | 0.6 | 0.6 | 0.6 | [11 empty] | INGENCO | 100 | INGENCO | 100
biomass | Virginia Beach | 56693_G_5 | 56693 | G | 5 |  | Landfill Gas |  | PJM_Dom | Virginia | 51 | Virginia Beach City | 810 | 51810 | 0.3 | 13500 | 2001 | 9999 |  |  | N | Landfill Gas | [13 empty] | 0.6 | 0.6 | 0.6 | 0.6 | [11 empty] | INGENCO | 100 | INGENCO | 100
biomass | Virginia Beach | 56693_G_6 | 56693 | G | 6 |  | Landfill Gas |  | PJM_Dom | Virginia | 51 | Virginia Beach City | 810 | 51810 | 0.3 | 13500 | 2001 | 9999 |  |  | N | Landfill Gas | [13 empty] | 0.6 | 0.6 | 0.6 | 0.6 | [11 empty] | INGENCO | 100 | INGENCO | 100
biomass | Virginia Beach | 56693_G_7 | 56693 | G | 7 |  | Landfill Gas |  | PJM_Dom | Virginia | 51 | Virginia Beach City | 810 | 51810 | 0.3 | 13500 | 2001 | 9999 |  |  | N | Landfill Gas | [13 empty] | 0.6 | 0.6 | 0.6 | 0.6 | [11 empty] | INGENCO | 100 | INGENCO | 100
biomass | Virginia Beach | 56693_G_8 | 56693 | G | 8 |  | Landfill Gas |  | PJM_Dom | Virginia | 51 | Virginia Beach City | 810 | 51810 | 0.3 | 13500 | 2001 | 9999 |  |  | N | Landfill Gas | [13 empty] | 0.6 | 0.6 | 0.6 | 0.6 | [11 empty] | INGENCO | 100 | INGENCO | 100
biomass | Virginia Beach | 56693_G_9 | 56693 | G | 9 |  | Landfill Gas |  | PJM_Dom | Virginia | 51 | Virginia Beach City | 810 | 51810 | 0.3 | 13500 | 2001 | 9999 |  |  | N | Landfill Gas | [13 empty] | 0.6 | 0.6 | 0.6 | 0.6 | [11 empty] | INGENCO | 100 | INGENCO | 100
hydro | Russell D Smith | 56694_G_1 | 56694 | G | 1 |  | Hydro |  | WECC_PNW | Washington | 53 | Adams | 1 | 53001 | 6.1 | 0 | 1982 | 9999 |  |  | N | Hydro | [13 empty] | 0 | 0 | 0 | 0 | [11 empty] | Tacoma Public Utilities | 100 | Tacoma Public Utilities | 100
hydro | Summer Falls Power Plant | 56695_G_1 | 56695 | G | 1 |  | Hydro |  | WECC_PNW | Washington | 53 | Grant | 25 | 53025 | 46 | 0 | 1985 | 9999 |  |  | N | Hydro | [13 empty] | 0 | 0 | 0 | 0 | [11 empty] | East Columbia Basin Irrigation District | 100 | East Columbia Basin Irrigation District | 100
hydro | Summer Falls Power Plant | 56695_G_2 | 56695 | G | 2 |  | Hydro |  | WECC_PNW | Washington | 53 | Grant | 25 | 53025 | 46 | 0 | 1985 | 9999 |  |  | N | Hydro | [13 empty] | 0 | 0 | 0 | 0 | [11 empty] | East Columbia Basin Irrigation District | 100 | East Columbia Basin Irrigation District | 100
hydro | Eltopia Branch Canal 4.6 | 56696_G_1 | 56696 | G | 1 |  | Hydro |  | WECC_PNW | Washington | 53 | Franklin | 21 | 53021 | 2.2 | 0 | 1983 | 9999 |  |  | N | Hydro | [13 empty] | 0 | 0 | 0 | 0 | [11 empty] | Grand Coulee Project Hydroelectric Authority | 100 | East Columbia Basin Irrigation District | 100
hydro | Potholes East Canal 66.0 | 56697_G_1 | 56697 | G | 1 |  | Hydro |  | WECC_PNW | Washington | 53 | Franklin | 21 | 53021 | 2.3 | 0 | 1985 | 9999 |  |  | N | Hydro | [13 empty] | 0 | 0 | 0 | 0 | [11 empty] | Grand Coulee Project Hydroelectric Authority | 100 | East Columbia Basin Irrigation District | 100
hydro | Main Canal Headworks | 56698_G_1 | 56698 | G | 1 |  | Hydro |  | WECC_PNW | Washington | 53 | Grant | 25 | 53025 | 26.8 | 0 | 1987 | 9999 |  |  | N | Hydro | [13 empty] | 0 | 0 | 0 | 0 | [11 empty] | East Columbia Basin Irrigation District | 100 | East Columbia Basin Irrigation District | 100
onshore wind | Forward Windpower LLC | 56699_G_1 | 56699 | G | 1 |  | Onshore Wind |  | PJM_PENE | Pennsylvania | 42 | Somerset | 111 | 42111 | 29.4 | 0 | 2008 | 9999 |  |  | N | Wind | [13 empty] | 0 | 0 | 0 | 0 | [11 empty] | Forward Windpower LLC | 100 | NRG Energy Inc | 100
onshore wind | Lookout Windpower LLC | 56700_G_1 | 56700 | G | 1 |  | Onshore Wind |  | PJM_PENE | Pennsylvania | 42 | Somerset | 111 | 42111 | 37.8 | 0 | 2008 | 9999 |  |  | N | Wind | [13 empty] | 0 | 0 | 0 | 0 | [11 empty] | Lookout Windpower LLC | 100 | Global Infrastructure Partners | 100
natural gas peaker | Haworth Water Treatment Plant | 56701_G_GEN1 | 56701 | G | GEN1 |  | Combustion Turbine | IC Engine | PJM_EMAC | New Jersey | 34 | Bergen | 3 | 34003 | 2 | 11110 | 2004 | 9999 |  |  | N | Natural Gas | [13 empty] | 0.2021 | 0.2021 | 0.2021 | 0.2021 | [11 empty] | EPP Renewable Energy LLC | 100 | Exelon Corp | 100
natural gas peaker | Haworth Water Treatment Plant | 56701_G_GEN2 | 56701 | G | GEN2 |  | Combustion Turbine | IC Engine | PJM_EMAC | New Jersey | 34 | Bergen | 3 | 34003 | 2 | 11112 | 2004 | 9999 |  |  | N | Natural Gas | [13 empty] | 0.202 | 0.202 | 0.202 | 0.202 | [11 empty] | EPP Renewable Energy LLC | 100 | Exelon Corp | 100
natural gas peaker | Haworth Water Treatment Plant | 56701_G_GEN3 | 56701 | G | GEN3 |  | Combustion Turbine | IC Engine | PJM_EMAC | New Jersey | 34 | Bergen | 3 | 34003 | 2 | 11112 | 2004 | 9999 |  |  | N | Natural Gas | [13 empty] | 0.202 | 0.202 | 0.202 | 0.202 | [11 empty] | EPP Renewable Energy LLC | 100 | Exelon Corp | 100
natural gas peaker | Haworth Water Treatment Plant | 56701_G_GEN4 | 56701 | G | GEN4 |  | Combustion Turbine | IC Engine | PJM_EMAC | New Jersey | 34 | Bergen | 3 | 34003 | 2 | 11112 | 2004 | 9999 |  |  | N | Natural Gas | [13 empty] | 0.202 | 0.202 | 0.202 | 0.202 | [11 empty] | EPP Renewable Energy LLC | 100 | Exelon Corp | 100
natural gas peaker | Haworth Water Treatment Plant | 56701_G_GEN5 | 56701 | G | GEN5 |  | Combustion Turbine | IC Engine | PJM_EMAC | New Jersey | 34 | Bergen | 3 | 34003 | 3.9 | 10745 | 2018 | 9999 |  |  | N | Distillate Fuel Oil | [13 empty] | 1.6498 | 1.6498 | 1.6498 | 1.6498 | [11 empty] | EPP Renewable Energy LLC | 100 | Exelon Corp | 100
natural gas peaker | Haworth Water Treatment Plant | 56701_G_GEN6 | 56701 | G | GEN6 |  | Combustion Turbine | IC Engine | PJM_EMAC | New Jersey | 34 | Bergen | 3 | 34003 | 3.9 | 10745 | 2018 | 9999 |  |  | N | Distillate Fuel Oil | [13 empty] | 1.6498 | 1.6498 | 1.6498 | 1.6498 | [11 empty] | EPP Renewable Energy LLC | 100 | Exelon Corp | 100
onshore wind | Tuolumne Wind Project | 56702_G_WPT1 | 56702 | G | WPT1 |  | Onshore Wind |  | WECC_PNW | Washington | 53 | Klickitat | 39 | 53039 | 136.3 | 0 | 2009 | 9999 |  |  | N | Wind | [13 empty] | 0 | 0 | 0 | 0 | [11 empty] | Tuolumne Wind Project Authority | 100 | Tuolumne Wind Project Authority | 100
hydro | Lyons Falls Hydroelectric | 56703_G_1 | 56703 | G | 1 |  | Hydro |  | NY_Z_C&E | New York | 36 | Lewis | 49 | 36049 | 1 | 0 | 1923 | 9999 |  |  | N | Hydro | [13 empty] | 0 | 0 | 0 | 0 | [11 empty] | Northbrook Lyons Falls LLC | 100 | Northbrook Lyons Falls LLC | 100
hydro | Lyons Falls Hydroelectric | 56703_G_6 | 56703 | G | 6 |  | Hydro |  | NY_Z_C&E | New York | 36 | Lewis | 49 | 36049 | 1.2 | 0 | 1963 | 9999 |  |  | N | Hydro | [13 empty] | 0 | 0 | 0 | 0 | [11 empty] | Northbrook Lyons Falls LLC | 100 | Northbrook Lyons Falls LLC | 100
hydro | Lyons Falls Hydroelectric | 56703_G_7 | 56703 | G | 7 |  | Hydro |  | NY_Z_C&E | New York | 36 | Lewis | 49 | 36049 | 1.2 | 0 | 1966 | 9999 |  |  | N | Hydro | [13 empty] | 0 | 0 | 0 | 0 | [11 empty] | Northbrook Lyons Falls LLC | 100 | Northbrook Lyons Falls LLC | 100
hydro | Lyons Falls Hydroelectric | 56703_G_9 | 56703 | G | 9 |  | Hydro |  | NY_Z_C&E | New York | 36 | Lewis | 49 | 36049 | 0.9 | 0 | 1971 | 9999 |  |  | N | Hydro | [13 empty] | 0 | 0 | 0 | 0 | [11 empty] | Northbrook Lyons Falls LLC | 100 | Northbrook Lyons Falls LLC | 100
hydro | Lyons Falls Hydroelectric | 56703_G_8 | 56703 | G | 8 |  | Hydro |  | NY_Z_C&E | New York | 36 | Lewis | 49 | 36049 | 1.2 | 0 | 1974 | 9999 |  |  | N | Hydro | [13 empty] | 0 | 0 | 0 | 0 | [11 empty] | Northbrook Lyons Falls LLC | 100 | Northbrook Lyons Falls LLC | 100
hydro | Gouldtown | 56704_G_3 | 56704 | G | 3 |  | Hydro |  | NY_Z_C&E | New York | 36 | Lewis | 49 | 36049 | 2 | 0 | 1953 | 9999 |  |  | N | Hydro | [13 empty] | 0 | 0 | 0 | 0 | [11 empty] | Northbrook Lyons Falls LLC | 100 | Northbrook Lyons Falls LLC | 100
hydro | Kosterville | 56705_G_4 | 56705 | G | 4 |  | Hydro |  | NY_Z_C&E | New York | 36 | Lewis | 49 | 36049 | 0.5 | 0 | 1955 | 9999 |  |  | N | Hydro | [13 empty] | 0 | 0 | 0 | 0 | [11 empty] | Northbrook Lyons Falls LLC | 100 | Northbrook Lyons Falls LLC | 100
hydro | Kosterville | 56705_G_5 | 56705 | G | 5 |  | Hydro |  | NY_Z_C&E | New York | 36 | Lewis | 49 | 36049 | 0.5 | 0 | 1958 | 9999 |  |  | N | Hydro | [13 empty] | 0 | 0 | 0 | 0 | [11 empty] | Northbrook Lyons Falls LLC | 100 | Northbrook Lyons Falls LLC | 100
biomass | Ampersand Chowchilla Biomass LLC | 56706_B_SD200 | 56706 | B | SD200 |  | Biomass |  | WEC_CALN | California | 6 | Madera | 39 | 06039 | 10.5 | 19505 | 2008 | 9999 |  |  | N | Biomass |  |  | 0.9 | NH3 | SNCR |  |  | B + C | NA |  |  |  |  | 0.07228 | 0.07228 | 0.07228 | 0.07228 |  |  |  |  | Yes | 2008 | [5 empty] | Global Ampersand LLC | 100 | Ampersand Energy Partners LLC | 100
biomass | El Nido Facility | 56707_B_SD200 | 56707 | B | SD200 |  | Biomass |  | WEC_CALN | California | 6 | Merced | 47 | 06047 | 10.5 | 20516 | 2008 | 9999 |  |  | N | Biomass |  |  | 0.9 | NH3 | SNCR |  |  | B + C | NA |  |  |  |  | 0.08777 | 0.08777 | 0.08777 | 0.08777 |  |  |  |  | Yes | 2008 | [5 empty] | Global Ampersand LLC | 100 | Ampersand Energy Partners LLC | 100
natural gas steam turbine | CFB Power Plant | 56708_B_H1101 | 56708 | B | H1101 |  | O/G Steam |  | ERC_REST | Texas | 48 | Calhoun | 57 | 48057 | 143 | 11798 | 2012 | 9999 |  | dry | N | Natural Gas |  |  |  | CF + LNB + NH3 | SNCR | [7 empty] | 0.178 | 0.04956 | 0.04956 | 0.04956 | 0.04956 | [11 empty] | Formosa Plastics Corp TX | 100 | Formosa Plastics Corp | 100
natural gas steam turbine | CFB Power Plant | 56708_B_H1201 | 56708 | B | H1201 |  | O/G Steam |  | ERC_REST | Texas | 48 | Calhoun | 57 | 48057 | 143 | 11798 | 2012 | 9999 |  | dry | N | Natural Gas |  |  |  | CF + LNB + NH3 | SNCR | [7 empty] | 0.178 | 0.05379 | 0.05379 | 0.05379 | 0.05379 | [11 empty] | NuCoastal Energy | 100 | NuCoastal Energy | 100
onshore wind | Jeffers Wind 20 LLC | 56750_G_1 | 56750 | G | 1 |  | Onshore Wind |  | MIS_IA | Minnesota | 27 | Cottonwood | 33 | 27033 | 50 | 0 | 2008 | 9999 |  |  | N | Wind | [13 empty] | 0 | 0 | 0 | 0 | [11 empty] | Jeffers Wind 20 LLC | 100 | Longroad Energy Holdings LLC | 100
onshore wind | Spanish Fork Wind Park 2 LLC | 56751_G_1 | 56751 | G | 1 |  | Onshore Wind |  | WECC_UT | Utah | 49 | Utah | 49 | 49049 | 18.9 | 0 | 2008 | 9999 |  |  | N | Wind | [13 empty] | 0 | 0 | 0 | 0 | [11 empty] | Spanish Fork Wind Park 2 LLC | 100 | NRG Energy Inc | 100
onshore wind | Mountain Wind Power LLC | 56752_G_1 | 56752 | G | 1 |  | Onshore Wind |  | WECC_WY | Wyoming | 56 | Uinta | 41 | 56041 | 61 | 0 | 2008 | 9999 |  |  | N | Wind | [13 empty] | 0 | 0 | 0 | 0 | [11 empty] | Mountain Wind LLC | 100 | Edison International | 100
onshore wind | Mountain Wind Power II LLC | 56753_G_1 | 56753 | G | 1 |  | Onshore Wind |  | WECC_WY | Wyoming | 56 | Uinta | 41 | 56041 | 80 | 0 | 2008 | 9999 |  |  | N | Wind | [13 empty] | 0 | 0 | 0 | 0 | [11 empty] | Mountain Wind Power II LLC | 100 | Edison International | 100
onshore wind | Goat Wind LP | 56754_G_1 | 56754 | G | 1 |  | Onshore Wind |  | ERC_WEST | Texas | 48 | Sterling | 431 | 48431 | 80 | 0 | 2008 | 9999 |  |  | N | Wind | [13 empty] | 0 | 0 | 0 | 0 | [11 empty] | Goat Wind LLC | 100 | NRG Energy Inc | 100
onshore wind | Goat Wind LP | 56754_G_2 | 56754 | G | 2 |  | Onshore Wind |  | ERC_WEST | Texas | 48 | Sterling | 431 | 48431 | 69.6 | 0 | 2009 | 9999 |  |  | N | Wind | [13 empty] | 0 | 0 | 0 | 0 | [11 empty] | Goat Wind LLC | 100 | NRG Energy Inc | 100
onshore wind | Odin Wind Farm LLC | 56755_G_1 | 56755 | G | 1 |  | Onshore Wind |  | MIS_MNWI | Minnesota | 27 | Cottonwood | 33 | 27033 | 20 | 0 | 2008 | 9999 |  |  | N | Wind | [13 empty] | 0 | 0 | 0 | 0 | [11 empty] | OWF One LLC | 20 | NRG Energy Inc | 100
onshore wind | Capricorn Ridge Wind LLC | 56763_G_1 | 56763 | G | 1 |  | Onshore Wind |  | ERC_WEST | Texas | 48 | Sterling | 431 | 48431 | 149.5 | 0 | 2007 | 9999 |  |  | N | Wind | [13 empty] | 0 | 0 | 0 | 0 | [11 empty] | Cap Ridge Wind 1 LLC | 100 | NextEra Energy Inc | 100
onshore wind | Capricorn Ridge Wind LLC | 56763_G_2 | 56763 | G | 2 |  | Onshore Wind |  | ERC_WEST | Texas | 48 | Sterling | 431 | 48431 | 214.5 | 0 | 2007 | 9999 |  |  | N | Wind | [13 empty] | 0 | 0 | 0 | 0 | [11 empty] | Capricorn Ridge Wind LLC | 100 | NextEra Energy Inc | 100
onshore wind | Capricorn Ridge Wind LLC | 56763_G_3 | 56763 | G | 3 |  | Onshore Wind |  | ERC_WEST | Texas | 48 | Sterling | 431 | 48431 | 186 | 0 | 2008 | 9999 |  |  | N | Wind | [13 empty] | 0 | 0 | 0 | 0 | [11 empty] | Capricorn Ridge Wind II LLC | 100 | NextEra Energy Inc | 100
onshore wind | Capricorn Ridge Wind LLC | 56763_G_4 | 56763 | G | 4 |  | Onshore Wind |  | ERC_WEST | Texas | 48 | Sterling | 431 | 48431 | 112.5 | 0 | 2008 | 9999 |  |  | N | Wind | [13 empty] | 0 | 0 | 0 | 0 | [11 empty] | Capricorn Ridge Wind II LLC | 100 | NextEra Energy Inc | 100
onshore wind | Winnebago Wind Power Project | 56764_G_1 | 56764 | G | 1 |  | Onshore Wind |  | MIS_IA | Iowa | 19 | Winnebago | 189 | 19189 | 20 | 0 | 2008 | 9999 |  |  | N | Wind | [13 empty] | 0 | 0 | 0 | 0 | [11 empty] | Renewable Power Markets Access Inc | 100 | Iberdrola SA | 100
onshore wind | Barton Windpower LLC | 56765_G_1 | 56765 | G | 1 |  | Onshore Wind |  | MIS_IA | Iowa | 19 | Worth | 195 | 19195 | 28 | 0 | 2009 | 9999 |  |  | N | Wind | [13 empty] | 0 | 0 | 0 | 0 | [11 empty] | Barton Windpower LLC | 100 | Iberdrola SA | 100
onshore wind | Barton Windpower LLC | 56765_G_2 | 56765 | G | 2 |  | Onshore Wind |  | MIS_IA | Iowa | 19 | Worth | 195 | 19195 | 132 | 0 | 2009 | 9999 |  |  | N | Wind | [13 empty] | 0 | 0 | 0 | 0 | [11 empty] | Barton Windpower II LLC | 100 | Iberdrola SA | 100
onshore wind | Farmers City Wind LLC | 56767_G_1 | 56767 | G | 1 |  | Onshore Wind |  | MIS_MO | Missouri | 29 | Atchison | 5 | 29005 | 146 | 0 | 2009 | 9999 |  |  | N | Wind | [13 empty] | 0 | 0 | 0 | 0 | [11 empty] | Farmers City Wind LLC | 100 | Iberdrola SA | 100
solar pv | CalRenew-1 | 56768_G_CR1 | 56768 | G | CR1 |  | Solar PV |  | WEC_CALN | California | 6 | Fresno | 19 | 06019 | 5 | 0 | 2010 | 9999 |  |  | N | Solar | [13 empty] | 0 | 0 | 0 | 0 | [11 empty] | CalRENEW 1 LLC | 100 | Meridian Energy Limited | 100
onshore wind | Locust Ridge II LLC | 56770_G_1 | 56770 | G | 1 |  | Onshore Wind |  | PJM_WMAC | Pennsylvania | 42 | Schuylkill | 107 | 42107 | 102 | 0 | 2009 | 9999 |  |  | N | Wind | [13 empty] | 0 | 0 | 0 | 0 | [11 empty] | Locust Ridge Wind Farm II LLC | 100 | Iberdrola SA | 100
onshore wind | Silver Star I Wind Power Project | 56771_G_1 | 56771 | G | 1 |  | Onshore Wind |  | ERC_REST | Texas | 48 | Erath | 143 | 48143 | 60 | 0 | 2008 | 9999 |  |  | N | Wind | [13 empty] | 0 | 0 | 0 | 0 | [11 empty] | Silver Star I Power Partners LLC | 100 | BP plc | 100
onshore wind | McAdoo Wind Energy LLC | 56773_G_1 | 56773 | G | 1 |  | Onshore Wind |  | ERC_PHDL | Texas | 48 | Dickens | 125 | 48125 | 150 | 0 | 2008 | 9999 |  |  | N | Wind | [13 empty] | 0 | 0 | 0 | 0 | [11 empty] | McAdoo Wind Energy LLC | 100 | Invenergy LLC | 100
onshore wind | Turkey Track Wind Energy LLC | 56774_G_1 | 56774 | G | 1 |  | Onshore Wind |  | ERC_WEST | Texas | 48 | Nolan | 353 | 48353 | 169.5 | 0 | 2008 | 9999 |  |  | N | Wind | [13 empty] | 0 | 0 | 0 | 0 | [11 empty] | Invenergy Renewables LLC | 100 | Invenergy LLC | 100
onshore wind | Scurry County Wind II | 56775_G_1 | 56775 | G | 1 |  | Onshore Wind |  | ERC_WEST | Texas | 48 | Scurry | 415 | 48415 | 120 | 0 | 2007 | 9999 |  |  | N | Wind | [13 empty] | 0 | 0 | 0 | 0 | [11 empty] | Scurry County Wind II LLC | 100 | Invenergy LLC | 100
onshore wind | Gunsight Mountain Wind Energy LLC | 56776_G_1 | 56776 | G | 1 |  | Onshore Wind |  | ERC_WEST | Texas | 48 | Howard | 227 | 48227 | 120 | 0 | 2016 | 9999 |  |  | N | Wind | [13 empty] | 0 | 0 | 0 | 0 | [11 empty] | Gunsight Mountain Wind Energy LLC | 100 | Invenergy LLC | 100
onshore wind | Fowler Ridge Wind Farm LLC | 56777_G_FIA | 56777 | G | FIA |  | Onshore Wind |  | PJM_West | Indiana | 18 | Benton | 7 | 18007 | 201.3 | 0 | 2009 | 9999 |  |  | N | Wind | [13 empty] | 0 | 0 | 0 | 0 | [11 empty] | Fowler Ridge Wind LLC | 100 | Dominion Energy Inc | 100
onshore wind | Fowler Ridge Wind Farm LLC | 56777_G_FIB | 56777 | G | FIB |  | Onshore Wind |  | PJM_West | Indiana | 18 | Benton | 7 | 18007 | 100 | 0 | 2009 | 9999 |  |  | N | Wind | [13 empty] | 0 | 0 | 0 | 0 | [11 empty] | Fowler Ridge Wind LLC | 100 | Dominion Energy Inc | 100
onshore wind | Fowler Ridge Wind Farm LLC | 56777_G_FII | 56777 | G | FII |  | Onshore Wind |  | PJM_West | Indiana | 18 | Benton | 7 | 18007 | 200 | 0 | 2009 | 9999 |  |  | N | Wind | [13 empty] | 0 | 0 | 0 | 0 | [11 empty] | Fowler Ridge II Wind Farm LLC | 50 | Dominion Energy Inc | 50
onshore wind | Fowler Ridge Wind Farm LLC | 56777_G_FIII | 56777 | G | FIII |  | Onshore Wind |  | PJM_West | Indiana | 18 | Benton | 7 | 18007 | 99 | 0 | 2009 | 9999 |  |  | N | Wind | [13 empty] | 0 | 0 | 0 | 0 | [11 empty] | Fowler Ridge III Wind Farm LLC | 100 | BP plc | 100
biomass | Evergreen BioPower LLC | 56781_B_3 | 56781 | B | 3 |  | Biomass |  | WECC_PNW | Oregon | 41 | Linn | 43 | 41043 | 10 | 4738 | 2007 | 9999 |  |  | Y | Biomass |  |  |  | FR + OFA |  |  |  | ESPH + C | No |  |  |  |  | 0.22033 | 0.22033 | 0.22033 | 0.22033 | [11 empty] | Evergreen Biopower LLC | 100 | Evergreen Biopower | 100
onshore wind | Diamond Willow Wind Facility | 56782_G_DIAW | 56782 | G | DIAW |  | Onshore Wind |  | MIS_MAPP | Montana | 30 | Fallon | 25 | 30025 | 30 | 0 | 2007 | 9999 |  |  | N | Wind | [13 empty] | 0 | 0 | 0 | 0 | [11 empty] | MDU Resources Group Inc | 100 | MDU Resources Group Inc | 100
onshore wind | Elbow Creek Wind Project LLC | 56783_G_1 | 56783 | G | 1 |  | Onshore Wind |  | ERC_WEST | Texas | 48 | Howard | 227 | 48227 | 121.9 | 0 | 2008 | 9999 |  |  | N | Wind | [13 empty] | 0 | 0 | 0 | 0 | [11 empty] | Elbow Creek Wind Project LLC | 100 | Global Infrastructure Partners | 100
onshore wind | Cloud County Wind Farm | 56784_G_1 | 56784 | G | 1 |  | Onshore Wind |  | SPP_N | Kansas | 20 | Cloud | 29 | 20029 | 105 | 0 | 2008 | 9999 |  |  | N | Wind | [13 empty] | 0 | 0 | 0 | 0 | [11 empty] | Cloud County Wind Farm LLC | 100 | Energias de Portugal SA | 100
onshore wind | Cloud County Wind Farm | 56784_G_2 | 56784 | G | 2 |  | Onshore Wind |  | SPP_N | Kansas | 20 | Cloud | 29 | 20029 | 96 | 0 | 2008 | 9999 |  |  | N | Wind | [13 empty] | 0 | 0 | 0 | 0 | [11 empty] | Cloud County Wind Farm LLC | 100 | Energias de Portugal SA | 100
hard coal | Spiritwood Station | 56786_B_1 | 56786 | B | 1 | 90511 | Coal Steam |  | MIS_MAPP | North Dakota | 38 | Stutsman | 93 | 38093 | 92 | 8300 | 2014 | 9999 | FBC | dry | Y | Lignite | Dry Scrubber | 2014 | 0.98 | CF + OFA | SNCR |  | 2014 | B | NA | ACI | 2014 |  | 0.06 | 0.4559 | 0.09622 | 0.4559 | 0.09622 | 0.1 | 0.1 | 0.1 | 0.98 | [7 empty] | Great River Energy | 100 | Great River Energy | 100
natural gas peaker | Geismar Cogen | 56787_G_GTG | 56787 | G | GTG |  | Combustion Turbine |  | MIS_LA | Louisiana | 22 | Ascension | 5 | 22005 | 72.5 | 8700 | 2000 | 9999 |  |  | Y | Natural Gas | [13 empty] | 0.04943 | 0.04943 | 0.04943 | 0.04943 | [11 empty] | Air Liquide Large Industries US LP | 100 | Air Liquide Group | 100
onshore wind | Pebble Springs Wind LLC | 56789_G_1 | 56789 | G | 1 |  | Onshore Wind |  | WECC_PNW | Oregon | 41 | Gilliam | 21 | 41021 | 98.7 | 0 | 2009 | 9999 |  |  | N | Wind | [13 empty] | 0 | 0 | 0 | 0 | [11 empty] | Pebble Springs Wind LLC | 100 | Iberdrola SA | 100
onshore wind | Hay Canyon Wind Power LLC | 56790_G_1 | 56790 | G | 1 |  | Onshore Wind |  | WECC_PNW | Oregon | 41 | Sherman | 55 | 41055 | 100.8 | 0 | 2009 | 9999 |  |  | N | Wind | [13 empty] | 0 | 0 | 0 | 0 | [11 empty] | Hay Canyon Wind LLC | 100 | Iberdrola SA | 100
onshore wind | Dillon Wind LLC | 56791_G_1 | 56791 | G | 1 |  | Onshore Wind |  | WECC_SCE | California | 6 | Riverside | 65 | 06065 | 45 | 0 | 2008 | 9999 |  |  | N | Wind | [13 empty] | 0 | 0 | 0 | 0 | [11 empty] | Dillon Wind I LLC | 100 | Iberdrola SA | 100
onshore wind | Buffalo Ridge I LLC | 56792_G_1 | 56792 | G | 1 |  | Onshore Wind |  | MIS_MNWI | South Dakota | 46 | Brookings | 11 | 46011 | 50.4 | 0 | 2009 | 9999 |  |  | N | Wind | [13 empty] | 0 | 0 | 0 | 0 | [11 empty] | Buffalo Ridge I LLC | 50 | Iberdrola SA | 50
onshore wind | Elm Creek Wind LLC | 56793_G_1 | 56793 | G | 1 |  | Onshore Wind |  | MIS_MNWI | Minnesota | 27 | Jackson | 63 | 27063 | 99 | 0 | 2008 | 9999 |  |  | N | Wind | [13 empty] | 0 | 0 | 0 | 0 | [11 empty] | Elm Creek Wind LLC | 100 | Iberdrola SA | 100
onshore wind | Moraine II Wind LLC | 56794_G_1 | 56794 | G | 1 |  | Onshore Wind |  | MIS_MNWI | Minnesota | 27 | Pipestone | 117 | 27117 | 49.5 | 0 | 2009 | 9999 |  |  | N | Wind | [13 empty] | 0 | 0 | 0 | 0 | [11 empty] | Moraine Wind II LLC | 100 | Iberdrola SA | 100
onshore wind | Penascal Wind Power LLC | 56795_G_1 | 56795 | G | 1 |  | Onshore Wind |  | ERC_REST | Texas | 48 | Kenedy | 261 | 48261 | 201.6 | 0 | 2009 | 9999 |  |  | N | Wind | [13 empty] | 0 | 0 | 0 | 0 | [11 empty] | Penascal Wind Power LLC | 100 | Iberdrola SA | 100
onshore wind | South Chestnut LLC | 56796_G_1 | 56796 | G | 1 |  | Onshore Wind |  | PJM_AP | Pennsylvania | 42 | Fayette | 51 | 42051 | 50.4 | 0 | 2012 | 9999 |  |  | N | Wind | [13 empty] | 0 | 0 | 0 | 0 | [11 empty] | South Chestnut LLC | 100 | Iberdrola SA | 100
onshore wind | Pioneer Prairie Wind Farm | 56797_G_1 | 56797 | G | 1 |  | Onshore Wind |  | MIS_IA | Iowa | 19 | Mitchell | 131 | 19131 | 300 | 0 | 2008 | 9999 |  |  | N | Wind | [13 empty] | 0 | 0 | 0 | 0 | [11 empty] | Pioneer Prairie Wind Farm I LLC | 66 | Energias de Portugal SA | 100
natural gas combined cycle | Kleen Energy Systems Project | 56798_G_ST | 56798 | G | ST | 90386 | Combined Cycle |  | NENG_CT | Connecticut | 9 | Middlesex | 7 | 09007 | 268 | 7118 | 2011 | 9999 |  |  | N | Natural Gas, Distillate Fuel Oil |  |  |  | DLNB + H2O | SCR | [7 empty] | 0.001 | 0.0082747 | 0.0082747 | 0.0082747 | 0.0082747 | [11 empty] | Kleen Energy Systems LLC | 100 | Kleen Energy Systems LLC | 100
natural gas combined cycle | Kleen Energy Systems Project | 56798_G_U1 | 56798 | G | U1 | 90386 | Combined Cycle |  | NENG_CT | Connecticut | 9 | Middlesex | 7 | 09007 | 177 | 7118 | 2011 | 9999 |  |  | N | Natural Gas, Distillate Fuel Oil |  |  |  | DLNB + H2O | SCR | [7 empty] | 0.001 | 0.0082747 | 0.0082747 | 0.0082747 | 0.0082747 | [11 empty] | Kleen Energy Systems LLC | 100 | Kleen Energy Systems LLC | 100
natural gas combined cycle | Kleen Energy Systems Project | 56798_G_U2 | 56798 | G | U2 | 90387 | Combined Cycle |  | NENG_CT | Connecticut | 9 | Middlesex | 7 | 09007 | 177 | 7118 | 2011 | 9999 |  |  | N | Natural Gas, Distillate Fuel Oil |  |  |  | DLNB + H2O | SCR | [7 empty] | 0.001 | 0.0082747 | 0.0082747 | 0.0082747 | 0.0082747 | [11 empty] | Kleen Energy Systems LLC | 100 | Kleen Energy Systems LLC | 100
natural gas peaker | Greenland Energy Center | 56799_G_1 | 56799 | G | 1 | 90380 | Combustion Turbine |  | FRCC | Florida | 12 | Duval | 31 | 12031 | 148 | 11206 | 2011 | 9999 |  |  | N | Natural Gas, Distillate Fuel Oil |  |  |  | DLNB + H2O | [9 empty] | 0.0309 | 0.0309 | 0.0309 | 0.0309 | [11 empty] | JEA | 100 | JEA | 100
natural gas peaker | Greenland Energy Center | 56799_G_2 | 56799 | G | 2 | 90381 | Combustion Turbine |  | FRCC | Florida | 12 | Duval | 31 | 12031 | 148 | 11206 | 2011 | 9999 |  |  | N | Natural Gas, Distillate Fuel Oil |  |  |  | DLNB + H2O | [9 empty] | 0.02998 | 0.02998 | 0.02998 | 0.02998 | [11 empty] | JEA | 100 | JEA | 100
onshore wind | Hull Wind II | 56800_G_HW2 | 56800 | G | HW2 |  | Onshore Wind |  | NENGREST | Massachusetts | 25 | Plymouth | 23 | 25023 | 1.8 | 0 | 2006 | 9999 |  |  | N | Wind | [13 empty] | 0 | 0 | 0 | 0 | [11 empty] | Hull MA (Town of) | 100 | Hull MA (Town of) | 100
natural gas peaker | Panoche Energy Center | 56803_G_1 | 56803 | G | 1 | 90388 | Combustion Turbine |  | WEC_CALN | California | 6 | Fresno | 19 | 06019 | 97 | 10745 | 2009 | 9999 |  |  | N | Natural Gas |  |  |  | H2O | SCR | [8 empty] | 0.00975 | 0.00975 | 0.00975 | 0.00975 | [11 empty] | Panoche Energy Center LLC | 100 | Energy Investors Funds Group | 100
natural gas peaker | Panoche Energy Center | 56803_G_2 | 56803 | G | 2 | 90389 | Combustion Turbine |  | WEC_CALN | California | 6 | Fresno | 19 | 06019 | 97 | 10745 | 2009 | 9999 |  |  | N | Natural Gas |  |  |  | H2O | SCR | [8 empty] | 0.01059 | 0.01059 | 0.01059 | 0.01059 | [11 empty] | Panoche Energy Center LLC | 100 | Energy Investors Funds Group | 100
natural gas peaker | Panoche Energy Center | 56803_G_3 | 56803 | G | 3 | 90390 | Combustion Turbine |  | WEC_CALN | California | 6 | Fresno | 19 | 06019 | 97 | 10745 | 2009 | 9999 |  |  | N | Natural Gas |  |  |  | H2O | SCR | [8 empty] | 0.01034 | 0.01034 | 0.01034 | 0.01034 | [11 empty] | Panoche Energy Center LLC | 100 | Energy Investors Funds Group | 100
natural gas peaker | Panoche Energy Center | 56803_G_4 | 56803 | G | 4 | 90391 | Combustion Turbine |  | WEC_CALN | California | 6 | Fresno | 19 | 06019 | 97 | 10745 | 2009 | 9999 |  |  | N | Natural Gas |  |  |  | H2O | SCR | [8 empty] | 0.01098 | 0.01098 | 0.01098 | 0.01098 | [11 empty] | Panoche Energy Center LLC | 100 | Energy Investors Funds Group | 100
onshore wind | Red Hills Wind Project LLC | 56804_G_RH | 56804 | G | RH |  | Onshore Wind |  | SPP_WEST | Oklahoma | 40 | Roger Mills | 129 | 40129 | 123 | 0 | 2008 | 9999 |  |  | N | Wind | [13 empty] | 0 | 0 | 0 | 0 | [11 empty] | Red Hills Wind I LLC | 100 | Acciona Energia | 100
onshore wind | EcoGrove Wind LLC | 56805_G_1 | 56805 | G | 1 |  | Onshore Wind |  | PJM_COMD | Illinois | 17 | Stephenson | 177 | 17177 | 100.5 | 0 | 2009 | 9999 |  |  | N | Wind | [13 empty] | 0 | 0 | 0 | 0 | [11 empty] | EcoGrove Wind LLC | 100 | Acciona Energia | 100
natural gas combined cycle | Cedar Bayou 4 | 56806_G_4 | 56806 | G | 4 | 90407 | Combined Cycle |  | ERC_REST | Texas | 48 | Chambers | 71 | 48071 | 172 | 7795 | 2009 | 9999 |  |  | N | Natural Gas |  |  |  | DLNB | SCR | [8 empty] | 0.014744 | 0.014744 | 0.014744 | 0.014744 | [11 empty] | NRG Texas LLC | 50 | Bill Gates | 50
natural gas combined cycle | Cedar Bayou 4 | 56806_G_41 | 56806 | G | 41 | 90407 | Combined Cycle |  | ERC_REST | Texas | 48 | Chambers | 71 | 48071 | 165 | 7795 | 2009 | 9999 |  |  | N | Natural Gas |  |  |  | DLNB | SCR | [8 empty] | 0.014744 | 0.014744 | 0.014744 | 0.014744 | [11 empty] | NRG Texas LLC | 50 | Bill Gates | 50
natural gas combined cycle | Cedar Bayou 4 | 56806_G_42 | 56806 | G | 42 | 90408 | Combined Cycle |  | ERC_REST | Texas | 48 | Chambers | 71 | 48071 | 165 | 7795 | 2009 | 9999 |  |  | N | Natural Gas |  |  |  | DLNB | SCR | [8 empty] | 0.014744 | 0.014744 | 0.014744 | 0.014744 | [11 empty] | NRG Texas LLC | 50 | Bill Gates | 50
natural gas combined cycle | Bear Garden | 56807_G_1A | 56807 | G | 1A | 90440 | Combined Cycle |  | PJM_Dom | Virginia | 51 | Buckingham | 29 | 51029 | 190 | 7050 | 2011 | 9999 |  |  | N | Natural Gas, Distillate Fuel Oil |  |  |  | DLNB + H2O | SCR | [7 empty] | 0.002 | 0.0064973 | 0.0064973 | 0.0064973 | 0.0064973 | [11 empty] | Virginia Electric & Power Co | 100 | Dominion Energy Inc | 100
natural gas combined cycle | Bear Garden | 56807_G_1B | 56807 | G | 1B | 90441 | Combined Cycle |  | PJM_Dom | Virginia | 51 | Buckingham | 29 | 51029 | 190 | 7050 | 2011 | 9999 |  |  | N | Natural Gas, Distillate Fuel Oil |  |  |  | DLNB + H2O | SCR | [7 empty] | 0.002 | 0.0064973 | 0.0064973 | 0.0064973 | 0.0064973 | [11 empty] | Virginia Electric & Power Co | 100 | Dominion Energy Inc | 100
natural gas combined cycle | Bear Garden | 56807_G_1C | 56807 | G | 1C | 90440 | Combined Cycle |  | PJM_Dom | Virginia | 51 | Buckingham | 29 | 51029 | 242 | 7050 | 2011 | 9999 |  |  | N | Natural Gas, Distillate Fuel Oil |  |  |  | DLNB + H2O | SCR | [7 empty] | 0.002 | 0.0064973 | 0.0064973 | 0.0064973 | 0.0064973 | [11 empty] | Virginia Electric & Power Co | 100 | Dominion Energy Inc | 100
hard coal | Virginia City Hybrid Energy Center | 56808_B_1 | 56808 | B | 1 | 90448 | Coal Steam |  | PJM_West | Virginia | 51 | Wise | 195 | 51195 | 305 | 9943 | 2012 | 9999 | FBC | dry | N | Bituminous, Waste Coal | Dry Scrubber | 2012 | 0.98 | CF | SNCR |  | 2012 | ESPH + B | No | ACI | 2012 |  | 0.022 | 0.07356 | 0.07356 | 0.07356 | 0.07356 | 0.01 | 0.01 | 0.01 | 0.99 | [7 empty] | Virginia Electric & Power Co | 100 | Dominion Energy Inc | 100
hard coal | Virginia City Hybrid Energy Center | 56808_B_2 | 56808 | B | 2 | 90449 | Coal Steam |  | PJM_West | Virginia | 51 | Wise | 195 | 51195 | 305 | 9943 | 2012 | 9999 | FBC | dry | N | Bituminous, Waste Coal | Dry Scrubber | 2012 | 0.98 | CF | SNCR |  | 2012 | ESPH + B | No | ACI | 2012 |  | 0.022 | 0.07258 | 0.07258 | 0.07258 | 0.07258 | 0.01 | 0.01 | 0.01 | 0.99 | [7 empty] | Virginia Electric & Power Co | 100 | Dominion Energy Inc | 100
onshore wind | Carroll Wind Farm | 56809_G_CWF | 56809 | G | CWF |  | Onshore Wind |  | MIS_MIDA | Iowa | 19 | Carroll | 27 | 19027 | 150 | 0 | 2008 | 9999 |  |  | N | Wind | [13 empty] | 0 | 0 | 0 | 0 | [11 empty] | MidAmerican Energy Co | 100 | Berkshire Hathaway Inc | 100
onshore wind | Adair Wind Farm | 56810_G_AWF | 56810 | G | AWF |  | Onshore Wind |  | MIS_MIDA | Iowa | 19 | Adair | 1 | 19001 | 174.8 | 0 | 2008 | 9999 |  |  | N | Wind | [13 empty] | 0 | 0 | 0 | 0 | [11 empty] | MidAmerican Energy Co | 100 | Berkshire Hathaway Inc | 100
onshore wind | Walnut Wind Farm | 56811_G_WWF | 56811 | G | WWF |  | Onshore Wind |  | MIS_MIDA | Iowa | 19 | Pottawattamie | 155 | 19155 | 153 | 0 | 2008 | 9999 |  |  | N | Wind | [13 empty] | 0 | 0 | 0 | 0 | [11 empty] | MidAmerican Energy Co | 100 | Berkshire Hathaway Inc | 100
solar thermal | Solana Generating Station | 56812_B_1 | 56812 | B | 1 |  | Solar Thermal |  | WECC_AZ | Arizona | 4 | Maricopa | 13 | 04013 | 295 | 9771 | 2013 | 9999 |  |  | N | Solar | [13 empty] | 0 | 0 | 0 | 0 | [11 empty] | Arizona Solar One LLC | 100 | Abengoa SA | 100
solar pv | CSU Fresno Solar Project | 56813_G_1 | 56813 | G | 1 |  | Solar PV |  | WEC_CALN | California | 6 | Fresno | 19 | 06019 | 0.5 | 0 | 2007 | 9999 |  |  | N | Solar | [13 empty] | 0 | 0 | 0 | 0 | [11 empty] | MMA Fresno Power LP | 100 | SunEdison | 100
solar pv | CSU Fresno Solar Project | 56813_G_2 | 56813 | G | 2 |  | Solar PV |  | WEC_CALN | California | 6 | Fresno | 19 | 06019 | 0.5 | 0 | 2007 | 9999 |  |  | N | Solar | [13 empty] | 0 | 0 | 0 | 0 | [11 empty] | MMA Fresno Power LP | 100 | SunEdison | 100
solar pv | ELACC Photovoltaic Power Facility | 56814_G_PV1 | 56814 | G | PV1 |  | Solar PV |  | WECC_SCE | California | 6 | Los Angeles | 37 | 06037 | 0.4 | 0 | 2008 | 9999 |  |  | N | Solar | [13 empty] | 0 | 0 | 0 | 0 | [11 empty] | MMA LA Power LP | 100 | Fotowatio SL | 100
solar pv | ELACC Photovoltaic Power Facility | 56814_G_PV2 | 56814 | G | PV2 |  | Solar PV |  | WECC_SCE | California | 6 | Los Angeles | 37 | 06037 | 0.4 | 0 | 2008 | 9999 |  |  | N | Solar | [13 empty] | 0 | 0 | 0 | 0 | [11 empty] | MMA LA Power LP | 100 | Fotowatio SL | 100
solar pv | Denver Int Airport | 56815_G_1 | 56815 | G | 1 |  | Solar PV |  | WECC_CO | Colorado | 8 | Denver | 31 | 08031 | 1.9 | 0 | 2008 | 9999 |  |  | N | Solar | [13 empty] | 0 | 0 | 0 | 0 | [11 empty] | MMA Das Power | 100 | SunEdison | 100
onshore wind | Central Plains Wind Farm | 56818_G_1 | 56818 | G | 1 |  | Onshore Wind |  | SPP_N | Kansas | 20 | Wichita | 203 | 20203 | 99 | 0 | 2009 | 9999 |  |  | N | Wind | [13 empty] | 0 | 0 | 0 | 0 | [11 empty] | Evergy Kansas Central Inc | 100 | Evergy Inc | 100
onshore wind | Flat Ridge Wind Farm | 56819_G_1 | 56819 | G | 1 |  | Onshore Wind |  | SPP_N | Kansas | 20 | Barber | 7 | 20007 | 50 | 0 | 2009 | 9999 |  |  | N | Wind | [13 empty] | 0 | 0 | 0 | 0 | [11 empty] | Evergy Kansas Central Inc | 50 | BP plc | 50
onshore wind | Hackberry Wind Farm | 56823_G_HWFG1 | 56823 | G | HWFG1 |  | Onshore Wind |  | ERC_WEST | Texas | 48 | Shackelford | 417 | 48417 | 162.3 | 0 | 2008 | 9999 |  |  | N | Wind | [13 empty] | 0 | 0 | 0 | 0 | [11 empty] | Hackberry Wind Project LLC | 100 | RES Group | 100
onshore wind | Marshall Wind 2 LLC | 56824_G_1 | 56824 | G | 1 |  | Onshore Wind |  | MIS_MNWI | Minnesota | 27 | Lyon | 83 | 27083 | 4.2 | 0 | 2007 | 9999 |  |  | N | Wind | [13 empty] | 0 | 0 | 0 | 0 | [11 empty] | Marshall Wind 2 LLC | 100 | Exelon Corp | 100
onshore wind | Marshall Wind 3 LLC | 56825_G_1 | 56825 | G | 1 |  | Onshore Wind |  | MIS_MNWI | Minnesota | 27 | Lyon | 83 | 27083 | 4.2 | 0 | 2007 | 9999 |  |  | N | Wind | [13 empty] | 0 | 0 | 0 | 0 | [11 empty] | Marshall Wind 3 LLC | 100 | Exelon Corp | 100
onshore wind | Marshall Wind 4 LLC | 56826_G_1 | 56826 | G | 1 |  | Onshore Wind |  | MIS_MNWI | Minnesota | 27 | Lyon | 83 | 27083 | 4.2 | 0 | 2007 | 9999 |  |  | N | Wind | [13 empty] | 0 | 0 | 0 | 0 | [11 empty] | Marshall Wind 4 LLC | 100 | Exelon Corp | 100
onshore wind | Marshall Wind 5 LLC | 56827_G_1 | 56827 | G | 1 |  | Onshore Wind |  | MIS_MNWI | Minnesota | 27 | Lyon | 83 | 27083 | 2.1 | 0 | 2007 | 9999 |  |  | N | Wind | [13 empty] | 0 | 0 | 0 | 0 | [11 empty] | Marshall Wind 5 LLC | 100 | Exelon Corp | 100
onshore wind | Marshall Wind 6 LLC | 56828_G_1 | 56828 | G | 1 |  | Onshore Wind |  | MIS_MNWI | Minnesota | 27 | Lyon | 83 | 27083 | 2.1 | 0 | 2007 | 9999 |  |  | N | Wind | [13 empty] | 0 | 0 | 0 | 0 | [11 empty] | Marshall Wind 6 LLC | 100 | Exelon Corp | 100
onshore wind | Kibby Wind Facility | 56829_G_1 | 56829 | G | 1 |  | Onshore Wind |  | NENG_ME | Maine | 23 | Franklin | 7 | 23007 | 66 | 0 | 2009 | 9999 |  |  | N | Wind | [13 empty] | 0 | 0 | 0 | 0 | [11 empty] | Helix Maine Wind Development LLC | 100 | LS Power Group | 100
onshore wind | Kibby Wind Facility | 56829_G_2 | 56829 | G | 2 |  | Onshore Wind |  | NENG_ME | Maine | 23 | Franklin | 7 | 23007 | 66 | 0 | 2010 | 9999 |  |  | N | Wind | [13 empty] | 0 | 0 | 0 | 0 | [11 empty] | Helix Maine Wind Development LLC | 100 | LS Power Group | 100
onshore wind | Crane Creek Wind Energy Center | 56831_G_1 | 56831 | G | 1 |  | Onshore Wind |  | MIS_IA | Iowa | 19 | Howard | 89 | 19089 | 20.8 | 0 | 2009 | 9999 |  |  | N | Wind | [13 empty] | 0 | 0 | 0 | 0 | [11 empty] | Wisconsin Public Service Corp | 100 | WEC Energy Group Inc | 100
geothermal | North Brawley Geothermal Plant | 56832_G_GE1 | 56832 | G | GE1 |  | Geothermal |  | WECC_IID | California | 6 | Imperial | 25 | 06025 | 10.7 | 9771 | 2009 | 9999 |  |  | N | Geothermal | [13 empty] | 0 | 0 | 0 | 0 | 0.4625 | 0.4625 | 0.4625 | [8 empty] | ORNI 18 LLC | 100 | Ormat Technologies Inc | 100
geothermal | North Brawley Geothermal Plant | 56832_G_GE2 | 56832 | G | GE2 |  | Geothermal |  | WECC_IID | California | 6 | Imperial | 25 | 06025 | 10.7 | 9771 | 2009 | 9999 |  |  | N | Geothermal | [13 empty] | 0 | 0 | 0 | 0 | 0.4625 | 0.4625 | 0.4625 | [8 empty] | ORNI 18 LLC | 100 | Ormat Technologies Inc | 100
geothermal | North Brawley Geothermal Plant | 56832_G_GE3 | 56832 | G | GE3 |  | Geothermal |  | WECC_IID | California | 6 | Imperial | 25 | 06025 | 10.7 | 9771 | 2009 | 9999 |  |  | N | Geothermal | [13 empty] | 0 | 0 | 0 | 0 | 0.4625 | 0.4625 | 0.4625 | [8 empty] | ORNI 18 LLC | 100 | Ormat Technologies Inc | 100
geothermal | North Brawley Geothermal Plant | 56832_G_GE4 | 56832 | G | GE4 |  | Geothermal |  | WECC_IID | California | 6 | Imperial | 25 | 06025 | 10.7 | 9771 | 2009 | 9999 |  |  | N | Geothermal | [13 empty] | 0 | 0 | 0 | 0 | 0.4625 | 0.4625 | 0.4625 | [8 empty] | ORNI 18 LLC | 100 | Ormat Technologies Inc | 100
municipal solid waste | OREG 1 Inc | 56833_G_CS10 | 56833 | G | CS10 |  | Non-Fossil Waste |  | SPP_WAUE | Montana | 30 | Roosevelt | 85 | 30085 | 5 | 9268 | 2006 | 9999 |  |  | N | Non-Fossil Waste | [13 empty] | 0 | 0 | 0 | 0 | [11 empty] | OREG 1 Inc | 100 | Northleaf Capital Partners | 100
municipal solid waste | OREG 1 Inc | 56833_G_CS11 | 56833 | G | CS11 |  | Non-Fossil Waste |  | SPP_WAUE | Montana | 30 | Roosevelt | 85 | 30085 | 5 | 9268 | 2006 | 9999 |  |  | N | Non-Fossil Waste | [13 empty] | 0 | 0 | 0 | 0 | [11 empty] | OREG 1 Inc | 100 | Northleaf Capital Partners | 100
municipal solid waste | OREG 1 Inc | 56833_G_CS7 | 56833 | G | CS7 |  | Non-Fossil Waste |  | SPP_WAUE | Montana | 30 | Roosevelt | 85 | 30085 | 5 | 9268 | 2006 | 9999 |  |  | N | Non-Fossil Waste | [13 empty] | 0 | 0 | 0 | 0 | [11 empty] | OREG 1 Inc | 100 | Northleaf Capital Partners | 100
municipal solid waste | OREG 1 Inc | 56833_G_CS9 | 56833 | G | CS9 |  | Non-Fossil Waste |  | SPP_WAUE | Montana | 30 | Roosevelt | 85 | 30085 | 5 | 9268 | 2006 | 9999 |  |  | N | Non-Fossil Waste | [13 empty] | 0 | 0 | 0 | 0 | [11 empty] | OREG 1 Inc | 100 | Northleaf Capital Partners | 100
onshore wind | Ribeye Wind (11) LLC | 56835_G_1 | 56835 | G | 1 |  | Onshore Wind |  | SPP_SPS | Texas | 48 | Moore | 341 | 48341 | 10 | 0 | 2008 | 9999 |  |  | N | Wind | [13 empty] | 0 | 0 | 0 | 0 | [11 empty] | Exelon Wind 11 LLC | 100 | Quinbrook Infrastructure Partners | 100
onshore wind | T-Bone Wind (10) LLC | 56836_G_1 | 56836 | G | 1 |  | Onshore Wind |  | SPP_SPS | Texas | 48 | Moore | 341 | 48341 | 10 | 0 | 2008 | 9999 |  |  | N | Wind | [13 empty] | 0 | 0 | 0 | 0 | [11 empty] | Exelon Wind 10 LLC | 100 | Quinbrook Infrastructure Partners | 100
onshore wind | Tri-Tip Wind (9) LLC | 56837_G_1 | 56837 | G | 1 |  | Onshore Wind |  | SPP_SPS | Texas | 48 | Moore | 341 | 48341 | 10 | 0 | 2008 | 9999 |  |  | N | Wind | [13 empty] | 0 | 0 | 0 | 0 | [11 empty] | Exelon Wind 9 LLC | 100 | Quinbrook Infrastructure Partners | 100
onshore wind | Brisket Wind (8) LLC | 56838_G_1 | 56838 | G | 1 |  | Onshore Wind |  | SPP_SPS | Texas | 48 | Moore | 341 | 48341 | 10 | 0 | 2008 | 9999 |  |  | N | Wind | [13 empty] | 0 | 0 | 0 | 0 | [11 empty] | Exelon Wind 8 LLC | 100 | Quinbrook Infrastructure Partners | 100
onshore wind | Flat Iron Wind (7) LLC | 56839_G_1 | 56839 | G | 1 |  | Onshore Wind |  | SPP_SPS | Texas | 48 | Moore | 341 | 48341 | 10 | 0 | 2008 | 9999 |  |  | N | Wind | [13 empty] | 0 | 0 | 0 | 0 | [11 empty] | Exelon Wind 7 LLC | 100 | Quinbrook Infrastructure Partners | 100
onshore wind | Marshall Wind 1 LLC | 56840_G_1 | 56840 | G | 1 |  | Onshore Wind |  | MIS_MNWI | Minnesota | 27 | Lyon | 83 | 27083 | 2.1 | 0 | 2007 | 9999 |  |  | N | Wind | [13 empty] | 0 | 0 | 0 | 0 | [11 empty] | Marshall Wind 1 LLC | 100 | Exelon Corp | 100
onshore wind | Glenrock | 56841_G_1 | 56841 | G | 1 |  | Onshore Wind |  | WECC_WY | Wyoming | 56 | Converse | 9 | 56009 | 119.3 | 0 | 2008 | 9999 |  |  | N | Wind | [13 empty] | 0 | 0 | 0 | 0 | [11 empty] | PacifiCorp | 100 | Berkshire Hathaway Inc | 100
onshore wind | Glenrock | 56841_G_2 | 56841 | G | 2 |  | Onshore Wind |  | WECC_WY | Wyoming | 56 | Converse | 9 | 56009 | 39 | 0 | 2009 | 9999 |  |  | N | Wind | [13 empty] | 0 | 0 | 0 | 0 | [11 empty] | PacifiCorp | 100 | Berkshire Hathaway Inc | 100
onshore wind | Rolling Hills | 56842_G_1 | 56842 | G | 1 |  | Onshore Wind |  | WECC_WY | Wyoming | 56 | Converse | 9 | 56009 | 99 | 0 | 2009 | 9999 |  |  | N | Wind | [13 empty] | 0 | 0 | 0 | 0 | [11 empty] | PacifiCorp | 100 | Berkshire Hathaway Inc | 100
onshore wind | Seven Mile Hill | 56843_G_1 | 56843 | G | 1 |  | Onshore Wind |  | WECC_WY | Wyoming | 56 | Carbon | 7 | 56007 | 122.1 | 0 | 2008 | 9999 |  |  | N | Wind | [13 empty] | 0 | 0 | 0 | 0 | [11 empty] | PacifiCorp | 100 | Berkshire Hathaway Inc | 100
onshore wind | Seven Mile Hill | 56843_G_2 | 56843 | G | 2 |  | Onshore Wind |  | WECC_WY | Wyoming | 56 | Carbon | 7 | 56007 | 24.1 | 0 | 2008 | 9999 |  |  | N | Wind | [13 empty] | 0 | 0 | 0 | 0 | [11 empty] | PacifiCorp | 100 | Berkshire Hathaway Inc | 100
natural gas combined cycle | CPV St Charles Energy Center | 56846_G_GTG1 | 56846 | G | GTG1 | 91104 | Combined Cycle |  | PJM_SMAC | Maryland | 24 | Charles | 17 | 24017 | 205 | 7061 | 2017 | 9999 |  |  | N | Natural Gas |  |  |  | DLNB | SCR | [8 empty] | 0.0040666 | 0.0040666 | 0.0040666 | 0.0040666 | [11 empty] | CPV Maryland LLC | 100 | Competitive Power Ventures Inc | 100
natural gas combined cycle | CPV St Charles Energy Center | 56846_G_GTG2 | 56846 | G | GTG2 | 91105 | Combined Cycle |  | PJM_SMAC | Maryland | 24 | Charles | 17 | 24017 | 205 | 7061 | 2017 | 9999 |  |  | N | Natural Gas |  |  |  | DLNB | SCR | [8 empty] | 0.0040666 | 0.0040666 | 0.0040666 | 0.0040666 | [11 empty] | CPV Maryland LLC | 100 | Competitive Power Ventures Inc | 100
natural gas combined cycle | CPV St Charles Energy Center | 56846_G_STGEN | 56846 | G | STGEN | 91104 | Combined Cycle |  | PJM_SMAC | Maryland | 24 | Charles | 17 | 24017 | 316 | 7061 | 2017 | 9999 |  |  | N | Natural Gas |  |  |  | LNB + NH3 | SCR | [8 empty] | 0.0040666 | 0.0040666 | 0.0040666 | 0.0040666 | [11 empty] | CPV Maryland LLC | 100 | Competitive Power Ventures Inc | 100
biomass | Plainfield Renewable Energy LLC | 56847_B_Boil | 56847 | B | Boil |  | Biomass |  | NENG_CT | Connecticut | 9 | Windham | 15 | 09015 | 38 | 14587 | 2013 | 9999 |  |  | N | Biomass | Dry Scrubber | 2013 | 0.9 | FR + OFA | SNCR |  |  | B + C | NA |  |  |  |  | 0.08019 | 0.08019 | 0.08019 | 0.08019 |  |  |  |  | Yes | [6 empty] | Plainfield Renewable Energy LLC | 100 | Greenleaf Power | 100
hard coal | Haverhill North Cogeneration Facility | 56848_B_HRSG10 | 56848 | B | HRSG10 |  | Fossil Waste |  | PJM_West | Ohio | 39 | Scioto | 145 | 39145 | 10.6 | 4489 | 2010 | 9999 |  |  | Y | Fossil Waste | Dry Scrubber | 2008 | 0.92 |  |  |  |  | B | NA | ACI | 2008 |  | 4.213 | 0.05352 | 0.05352 | 0.05352 | 0.05352 | 0.1 | 0.1 | 0.1 | [8 empty] | Haverhill Cogeneration Co LLC | 100 | Sun Coke Intl Inc | 100
hard coal | Haverhill North Cogeneration Facility | 56848_B_HRSG6 | 56848 | B | HRSG6 |  | Fossil Waste |  | PJM_West | Ohio | 39 | Scioto | 145 | 39145 | 10.6 | 4489 | 2010 | 9999 |  |  | Y | Fossil Waste | Dry Scrubber | 2008 | 0.92 |  |  |  |  | B | NA | ACI | 2008 |  | 4.213 | 0.05352 | 0.05352 | 0.05352 | 0.05352 | 0.1 | 0.1 | 0.1 | [8 empty] | Haverhill Cogeneration Co LLC | 100 | Sun Coke Intl Inc | 100
hard coal | Haverhill North Cogeneration Facility | 56848_B_HRSG7 | 56848 | B | HRSG7 |  | Fossil Waste |  | PJM_West | Ohio | 39 | Scioto | 145 | 39145 | 10.6 | 4489 | 2010 | 9999 |  |  | Y | Fossil Waste | Dry Scrubber | 2008 | 0.92 |  |  |  |  | B | NA | ACI | 2008 |  | 4.213 | 0.05352 | 0.05352 | 0.05352 | 0.05352 | 0.1 | 0.1 | 0.1 | [8 empty] | Haverhill Cogeneration Co LLC | 100 | Sun Coke Intl Inc | 100
hard coal | Haverhill North Cogeneration Facility | 56848_B_HRSG8 | 56848 | B | HRSG8 |  | Fossil Waste |  | PJM_West | Ohio | 39 | Scioto | 145 | 39145 | 10.6 | 4489 | 2010 | 9999 |  |  | Y | Fossil Waste | Dry Scrubber | 2008 | 0.92 |  |  |  |  | B | NA | ACI | 2008 |  | 4.213 | 0.05352 | 0.05352 | 0.05352 | 0.05352 | 0.1 | 0.1 | 0.1 | [8 empty] | Haverhill Cogeneration Co LLC | 100 | Sun Coke Intl Inc | 100
hard coal | Haverhill North Cogeneration Facility | 56848_B_HRSG9 | 56848 | B | HRSG9 |  | Fossil Waste |  | PJM_West | Ohio | 39 | Scioto | 145 | 39145 | 10.6 | 4489 | 2010 | 9999 |  |  | Y | Fossil Waste | Dry Scrubber | 2008 | 0.92 |  |  |  |  | B | NA | ACI | 2008 |  | 4.213 | 0.05352 | 0.05352 | 0.05352 | 0.05352 | 0.1 | 0.1 | 0.1 | [8 empty] | Haverhill Cogeneration Co LLC | 100 | Sun Coke Intl Inc | 100
biomass | Lanchester Generating Station | 56850_G_1 | 56850 | G | 1 |  | Landfill Gas |  | PJM_EMAC | Pennsylvania | 42 | Lancaster | 71 | 42071 | 1.6 | 16174 | 2006 | 9999 |  |  | N | Landfill Gas | [13 empty] | 0.22117 | 0.22117 | 0.22117 | 0.22117 | [11 empty] | Energy Developments Honey Brook LLC | 100 | Energy Developments | 100
biomass | Lanchester Generating Station | 56850_G_2 | 56850 | G | 2 |  | Landfill Gas |  | PJM_EMAC | Pennsylvania | 42 | Lancaster | 71 | 42071 | 1.6 | 16175 | 2010 | 9999 |  |  | N | Landfill Gas | [13 empty] | 0.22117 | 0.22117 | 0.22117 | 0.22117 | [11 empty] | Energy Developments Honey Brook LLC | 100 | Energy Developments | 100
biomass | Bryon Center | 56851_G_1 | 56851 | G | 1 |  | Landfill Gas |  | MIS_LMI | Michigan | 26 | KENT | 81 | 26081 | 1.5 | 13500 | 2009 | 9999 |  |  | N | Landfill Gas | [13 empty] | 0.22117 | 0.22117 | 0.22117 | 0.22117 | [11 empty] | Energy Developments Byron Center LLC | 100 | Energy Developments | 100
biomass | Bryon Center | 56851_G_2 | 56851 | G | 2 |  | Landfill Gas |  | MIS_LMI | Michigan | 26 | KENT | 81 | 26081 | 1.5 | 13500 | 2009 | 9999 |  |  | N | Landfill Gas | [13 empty] | 0.22117 | 0.22117 | 0.22117 | 0.22117 | [11 empty] | Energy Developments Byron Center LLC | 100 | Energy Developments | 100
biomass | Pinconning White Feather | 56852_G_1 | 56852 | G | 1 |  | Landfill Gas |  | MIS_LMI | Michigan | 26 | BAY | 17 | 26017 | 1.5 | 13500 | 2009 | 9999 |  |  | N | Landfill Gas | [13 empty] | 0.22117 | 0.22117 | 0.22117 | 0.22117 | [11 empty] | Energy Developments Pinconning LLC | 100 | Energy Developments | 100
biomass | Pinconning White Feather | 56852_G_2 | 56852 | G | 2 |  | Landfill Gas |  | MIS_LMI | Michigan | 26 | BAY | 17 | 26017 | 1.5 | 13500 | 2009 | 9999 |  |  | N | Landfill Gas | [13 empty] | 0.22117 | 0.22117 | 0.22117 | 0.22117 | [11 empty] | Energy Developments Pinconning LLC | 100 | Energy Developments | 100
biomass | Trans-Jordan Generating Station | 56853_G_1 | 56853 | G | 1 |  | Landfill Gas |  | WECC_UT | Utah | 49 | Salt Lake | 35 | 49035 | 1.5 | 13500 | 2009 | 9999 |  |  | N | Landfill Gas | [13 empty] | 0.22117 | 0.22117 | 0.22117 | 0.22117 | [11 empty] | Energy Developments of South Jordan LLC | 100 | Energy Developments | 100
biomass | Trans-Jordan Generating Station | 56853_G_2 | 56853 | G | 2 |  | Landfill Gas |  | WECC_UT | Utah | 49 | Salt Lake | 35 | 49035 | 1.5 | 13500 | 2009 | 9999 |  |  | N | Landfill Gas | [13 empty] | 0.22117 | 0.22117 | 0.22117 | 0.22117 | [11 empty] | Energy Developments of South Jordan LLC | 100 | Energy Developments | 100
biomass | Trans-Jordan Generating Station | 56853_G_3 | 56853 | G | 3 |  | Landfill Gas |  | WECC_UT | Utah | 49 | Salt Lake | 35 | 49035 | 1.5 | 13500 | 2009 | 9999 |  |  | N | Landfill Gas | [13 empty] | 0.22117 | 0.22117 | 0.22117 | 0.22117 | [11 empty] | Energy Developments of South Jordan LLC | 100 | Energy Developments | 100
onshore wind | Wheat Field Wind Power Project | 56854_G_GEN1 | 56854 | G | GEN1 |  | Onshore Wind |  | WECC_PNW | Oregon | 41 | Gilliam | 21 | 41021 | 96.6 | 0 | 2009 | 9999 |  |  | N | Wind | [13 empty] | 0 | 0 | 0 | 0 | [11 empty] | Wheatfield Wind Power Project LLC | 100 | Energias de Portugal SA | 100
onshore wind | Arlington Wind Power Project | 56855_G_GEN1 | 56855 | G | GEN1 |  | Onshore Wind |  | WECC_PNW | Oregon | 41 | Gilliam | 21 | 41021 | 102.9 | 0 | 2008 | 9999 |  |  | N | Wind | [13 empty] | 0 | 0 | 0 | 0 | [11 empty] | Arlington Wind Power Project LLC | 100 | Energias de Portugal SA | 100
onshore wind | Rail Splitter Wind Farm | 56856_G_GEN1 | 56856 | G | GEN1 |  | Onshore Wind |  | MIS_IL | Illinois | 17 | Tazewell | 179 | 17179 | 100.5 | 0 | 2009 | 9999 |  |  | N | Wind | [13 empty] | 0 | 0 | 0 | 0 | [11 empty] | Rail Splitter Wind Farm LLC | 100 | Energias de Portugal SA | 100
onshore wind | Marble River Wind Farm | 56857_G_GEN1 | 56857 | G | GEN1 |  | Onshore Wind |  | NY_Z_D | New York | 36 | Clinton | 19 | 36019 | 215 | 0 | 2012 | 9999 |  |  | N | Wind | [13 empty] | 0 | 0 | 0 | 0 | [11 empty] | AES Acciona NY Windpower | 50 | Acciona Energia | 50
onshore wind | Sagebrush Power Partners | 56858_G_GEN1 | 56858 | G | GEN1 |  | Onshore Wind |  | WECC_PNW | Washington | 53 | Kittitas | 37 | 53037 | 100.7 | 0 | 2010 | 9999 |  |  | N | Wind | [13 empty] | 0 | 0 | 0 | 0 | [11 empty] | Sagebrush Power Partners LLC | 100 | Energias de Portugal SA | 100
onshore wind | Crosswind Energy Project | 56859_G_1 | 56859 | G | 1 |  | Onshore Wind |  | MIS_IA | Iowa | 19 | Palo Alto | 147 | 19147 | 21 | 0 | 2007 | 9999 |  |  | N | Wind | [13 empty] | 0 | 0 | 0 | 0 | [11 empty] | Clear View Acres Wind Farm LLC | 10 | Allen Bjork | 10
onshore wind | Hardin Hilltop Wind LLC | 56860_G_1 | 56860 | G | 1 |  | Onshore Wind |  | MIS_IA | Iowa | 19 | Greene | 73 | 19073 | 14.7 | 0 | 2007 | 9999 |  |  | N | Wind | [13 empty] | 0 | 0 | 0 | 0 | [11 empty] | Hardin Hilltop Wind LLC | 100 | NRG Energy Inc | 100
solar pv | Bolthouse S&P and Rowen Farms Solar | 56862_G_1 | 56862 | G | 1 |  | Solar PV |  | WECC_SCE | California | 6 | Los Angeles | 37 | 06037 | 0.3 | 0 | 2008 | 9999 |  |  | N | Solar | [13 empty] | 0 | 0 | 0 | 0 | [11 empty] | MMA WBF Power LP | 100 | SunEdison | 100
solar pv | Bolthouse S&P and Rowen Farms Solar | 56862_G_2 | 56862 | G | 2 |  | Solar PV |  | WECC_SCE | California | 6 | Los Angeles | 37 | 06037 | 0.3 | 0 | 2008 | 9999 |  |  | N | Solar | [13 empty] | 0 | 0 | 0 | 0 | [11 empty] | MMA WBF Power LP | 100 | SunEdison | 100
solar pv | Bolthouse S&P and Rowen Farms Solar | 56862_G_3 | 56862 | G | 3 |  | Solar PV |  | WECC_SCE | California | 6 | Los Angeles | 37 | 06037 | 0.3 | 0 | 2008 | 9999 |  |  | N | Solar | [13 empty] | 0 | 0 | 0 | 0 | [11 empty] | MMA WBF Power LP | 100 | SunEdison | 100
solar pv | Bolthouse S&P and Rowen Farms Solar | 56862_G_4 | 56862 | G | 4 |  | Solar PV |  | WECC_SCE | California | 6 | Los Angeles | 37 | 06037 | 0.3 | 0 | 2008 | 9999 |  |  | N | Solar | [13 empty] | 0 | 0 | 0 | 0 | [11 empty] | MMA WBF Power LP | 100 | SunEdison | 100
biomass | Covel Gardens Gas Recovery | 56864_G_1 | 56864 | G | 1 |  | Landfill Gas |  | ERC_REST | Texas | 48 | Bexar | 29 | 48029 | 1.6 | 14911 | 2005 | 9999 |  |  | N | Landfill Gas | [13 empty] | 0.0887 | 0.0887 | 0.0887 | 0.0887 | [11 empty] | Bio Energy (Texas) LLC | 100 | Energy Developments | 100
biomass | Covel Gardens Gas Recovery | 56864_G_2 | 56864 | G | 2 |  | Landfill Gas |  | ERC_REST | Texas | 48 | Bexar | 29 | 48029 | 1.6 | 14912 | 2005 | 9999 |  |  | N | Landfill Gas | [13 empty] | 0.0887 | 0.0887 | 0.0887 | 0.0887 | [11 empty] | Bio Energy (Texas) LLC | 100 | Energy Developments | 100
biomass | Covel Gardens Gas Recovery | 56864_G_3 | 56864 | G | 3 |  | Landfill Gas |  | ERC_REST | Texas | 48 | Bexar | 29 | 48029 | 1.6 | 14912 | 2005 | 9999 |  |  | N | Landfill Gas | [13 empty] | 0.0887 | 0.0887 | 0.0887 | 0.0887 | [11 empty] | Bio Energy (Texas) LLC | 100 | Energy Developments | 100
biomass | Covel Gardens Gas Recovery | 56864_G_4 | 56864 | G | 4 |  | Landfill Gas |  | ERC_REST | Texas | 48 | Bexar | 29 | 48029 | 1.6 | 14912 | 2005 | 9999 |  |  | N | Landfill Gas | [13 empty] | 0.0887 | 0.0887 | 0.0887 | 0.0887 | [11 empty] | Bio Energy (Texas) LLC | 100 | Energy Developments | 100
biomass | Covel Gardens Gas Recovery | 56864_G_5 | 56864 | G | 5 |  | Landfill Gas |  | ERC_REST | Texas | 48 | Bexar | 29 | 48029 | 1.6 | 14912 | 2005 | 9999 |  |  | N | Landfill Gas | [13 empty] | 0.0887 | 0.0887 | 0.0887 | 0.0887 | [11 empty] | Bio Energy (Texas) LLC | 100 | Energy Developments | 100
biomass | Covel Gardens Gas Recovery | 56864_G_6 | 56864 | G | 6 |  | Landfill Gas |  | ERC_REST | Texas | 48 | Bexar | 29 | 48029 | 1.6 | 14912 | 2005 | 9999 |  |  | N | Landfill Gas | [13 empty] | 0.0887 | 0.0887 | 0.0887 | 0.0887 | [11 empty] | Bio Energy (Texas) LLC | 100 | Energy Developments | 100
biomass | Loraine County Project | 56869_G_1 | 56869 | G | 1 |  | Landfill Gas |  | PJM_ATSI | Ohio | 39 | Lorain | 93 | 39093 | 1.4 | 13500 | 2001 | 9999 |  |  | N | Landfill Gas | [13 empty] | 0.22117 | 0.22117 | 0.22117 | 0.22117 | [11 empty] | Bio Energy (Ohio II) LLC | 100 | Energy Developments | 100
biomass | Loraine County Project | 56869_G_2 | 56869 | G | 2 |  | Landfill Gas |  | PJM_ATSI | Ohio | 39 | Lorain | 93 | 39093 | 1.4 | 13500 | 2001 | 9999 |  |  | N | Landfill Gas | [13 empty] | 0.22117 | 0.22117 | 0.22117 | 0.22117 | [11 empty] | Bio Energy (Ohio II) LLC | 100 | Energy Developments | 100
biomass | Loraine County Project | 56869_G_3 | 56869 | G | 3 |  | Landfill Gas |  | PJM_ATSI | Ohio | 39 | Lorain | 93 | 39093 | 1.4 | 13500 | 2001 | 9999 |  |  | N | Landfill Gas | [13 empty] | 0.22117 | 0.22117 | 0.22117 | 0.22117 | [11 empty] | Bio Energy (Ohio II) LLC | 100 | Energy Developments | 100
biomass | Loraine County Project | 56869_G_4 | 56869 | G | 4 |  | Landfill Gas |  | PJM_ATSI | Ohio | 39 | Lorain | 93 | 39093 | 1.4 | 13500 | 2001 | 9999 |  |  | N | Landfill Gas | [13 empty] | 0.22117 | 0.22117 | 0.22117 | 0.22117 | [11 empty] | Bio Energy (Ohio II) LLC | 100 | Energy Developments | 100
biomass | Loraine County Project | 56869_G_5 | 56869 | G | 5 |  | Landfill Gas |  | PJM_ATSI | Ohio | 39 | Lorain | 93 | 39093 | 1.4 | 13500 | 2001 | 9999 |  |  | N | Landfill Gas | [13 empty] | 0.22117 | 0.22117 | 0.22117 | 0.22117 | [11 empty] | Bio Energy (Ohio II) LLC | 100 | Energy Developments | 100
biomass | Loraine County Project | 56869_G_6 | 56869 | G | 6 |  | Landfill Gas |  | PJM_ATSI | Ohio | 39 | Lorain | 93 | 39093 | 1.4 | 13500 | 2001 | 9999 |  |  | N | Landfill Gas | [13 empty] | 0.22117 | 0.22117 | 0.22117 | 0.22117 | [11 empty] | Bio Energy (Ohio II) LLC | 100 | Energy Developments | 100
biomass | Loraine County Project | 56869_G_7 | 56869 | G | 7 |  | Landfill Gas |  | PJM_ATSI | Ohio | 39 | Lorain | 93 | 39093 | 1.4 | 13500 | 2003 | 9999 |  |  | N | Landfill Gas | [13 empty] | 0.22117 | 0.22117 | 0.22117 | 0.22117 | [11 empty] | Bio Energy (Ohio II) LLC | 100 | Energy Developments | 100
biomass | Loraine County Project | 56869_G_8 | 56869 | G | 8 |  | Landfill Gas |  | PJM_ATSI | Ohio | 39 | Lorain | 93 | 39093 | 1.4 | 13500 | 2003 | 9999 |  |  | N | Landfill Gas | [13 empty] | 0.22117 | 0.22117 | 0.22117 | 0.22117 | [11 empty] | Bio Energy (Ohio II) LLC | 100 | Energy Developments | 100
biomass | Loraine County Project | 56869_G_10 | 56869 | G | 10 |  | Landfill Gas |  | PJM_ATSI | Ohio | 39 | Lorain | 93 | 39093 | 1.6 | 13500 | 2012 | 9999 |  |  | N | Landfill Gas | [13 empty] | 0.22117 | 0.22117 | 0.22117 | 0.22117 | [11 empty] | Bio Energy (Ohio II) LLC | 100 | Energy Developments | 100
biomass | Loraine County Project | 56869_G_11 | 56869 | G | 11 |  | Landfill Gas |  | PJM_ATSI | Ohio | 39 | Lorain | 93 | 39093 | 1.6 | 13500 | 2012 | 9999 |  |  | N | Landfill Gas | [13 empty] | 0.22117 | 0.22117 | 0.22117 | 0.22117 | [11 empty] | Bio Energy (Ohio II) LLC | 100 | Energy Developments | 100
biomass | Loraine County Project | 56869_G_12 | 56869 | G | 12 |  | Landfill Gas |  | PJM_ATSI | Ohio | 39 | Lorain | 93 | 39093 | 1.6 | 13500 | 2012 | 9999 |  |  | N | Landfill Gas | [13 empty] | 0.22117 | 0.22117 | 0.22117 | 0.22117 | [11 empty] | Bio Energy (Ohio II) LLC | 100 | Energy Developments | 100
biomass | Loraine County Project | 56869_G_13 | 56869 | G | 13 |  | Landfill Gas |  | PJM_ATSI | Ohio | 39 | Lorain | 93 | 39093 | 1.6 | 13500 | 2012 | 9999 |  |  | N | Landfill Gas | [13 empty] | 0.22117 | 0.22117 | 0.22117 | 0.22117 | [11 empty] | Bio Energy (Ohio II) LLC | 100 | Energy Developments | 100
biomass | Loraine County Project | 56869_G_14 | 56869 | G | 14 |  | Landfill Gas |  | PJM_ATSI | Ohio | 39 | Lorain | 93 | 39093 | 1.6 | 13500 | 2012 | 9999 |  |  | N | Landfill Gas | [13 empty] | 0.22117 | 0.22117 | 0.22117 | 0.22117 | [11 empty] | Bio Energy (Ohio II) LLC | 100 | Energy Developments | 100
biomass | Loraine County Project | 56869_G_15 | 56869 | G | 15 |  | Landfill Gas |  | PJM_ATSI | Ohio | 39 | Lorain | 93 | 39093 | 1.6 | 13500 | 2012 | 9999 |  |  | N | Landfill Gas | [13 empty] | 0.22117 | 0.22117 | 0.22117 | 0.22117 | [11 empty] | Bio Energy (Ohio II) LLC | 100 | Energy Developments | 100
biomass | Loraine County Project | 56869_G_16 | 56869 | G | 16 |  | Landfill Gas |  | PJM_ATSI | Ohio | 39 | Lorain | 93 | 39093 | 1.6 | 13500 | 2012 | 9999 |  |  | N | Landfill Gas | [13 empty] | 0.22117 | 0.22117 | 0.22117 | 0.22117 | [11 empty] | Bio Energy (Ohio II) LLC | 100 | Energy Developments | 100
biomass | Loraine County Project | 56869_G_17 | 56869 | G | 17 |  | Landfill Gas |  | PJM_ATSI | Ohio | 39 | Lorain | 93 | 39093 | 1.6 | 13500 | 2012 | 9999 |  |  | N | Landfill Gas | [13 empty] | 0.22117 | 0.22117 | 0.22117 | 0.22117 | [11 empty] | Bio Energy (Ohio II) LLC | 100 | Energy Developments | 100
biomass | Loraine County Project | 56869_G_18 | 56869 | G | 18 |  | Landfill Gas |  | PJM_ATSI | Ohio | 39 | Lorain | 93 | 39093 | 1.6 | 13500 | 2012 | 9999 |  |  | N | Landfill Gas | [13 empty] | 0.22117 | 0.22117 | 0.22117 | 0.22117 | [11 empty] | Bio Energy (Ohio II) LLC | 100 | Energy Developments | 100
biomass | Loraine County Project | 56869_G_9 | 56869 | G | 9 |  | Landfill Gas |  | PJM_ATSI | Ohio | 39 | Lorain | 93 | 39093 | 1.6 | 13500 | 2012 | 9999 |  |  | N | Landfill Gas | [13 empty] | 0.22117 | 0.22117 | 0.22117 | 0.22117 | [11 empty] | Bio Energy (Ohio II) LLC | 100 | Energy Developments | 100
biomass | Taylor | 56870_G_1 | 56870 | G | 1 |  | Landfill Gas |  | S_SOU | Georgia | 13 | Taylor | 269 | 13269 | 1 | 13797 | 2003 | 9999 |  |  | N | Landfill Gas | [13 empty] | 0.22117 | 0.22117 | 0.22117 | 0.22117 | [11 empty] | Bio Energy (Georgia) LLC | 100 | Energy Developments | 100
biomass | Taylor | 56870_G_2 | 56870 | G | 2 |  | Landfill Gas |  | S_SOU | Georgia | 13 | Taylor | 269 | 13269 | 1 | 13798 | 2003 | 9999 |  |  | N | Landfill Gas | [13 empty] | 0.22117 | 0.22117 | 0.22117 | 0.22117 | [11 empty] | Bio Energy (Georgia) LLC | 100 | Energy Developments | 100
biomass | Taylor | 56870_G_3 | 56870 | G | 3 |  | Landfill Gas |  | S_SOU | Georgia | 13 | Taylor | 269 | 13269 | 1 | 13798 | 2003 | 9999 |  |  | N | Landfill Gas | [13 empty] | 0.22117 | 0.22117 | 0.22117 | 0.22117 | [11 empty] | Bio Energy (Georgia) LLC | 100 | Energy Developments | 100
biomass | Taylor | 56870_G_4 | 56870 | G | 4 |  | Landfill Gas |  | S_SOU | Georgia | 13 | Taylor | 269 | 13269 | 1 | 13798 | 2003 | 9999 |  |  | N | Landfill Gas | [13 empty] | 0.22117 | 0.22117 | 0.22117 | 0.22117 | [11 empty] | Bio Energy (Georgia) LLC | 100 | Energy Developments | 100
biomass | Taylor | 56870_G_5 | 56870 | G | 5 |  | Landfill Gas |  | S_SOU | Georgia | 13 | Taylor | 269 | 13269 | 1 | 13798 | 2011 | 9999 |  |  | N | Landfill Gas | [13 empty] | 0.22117 | 0.22117 | 0.22117 | 0.22117 | [11 empty] | Bio Energy (Georgia) LLC | 100 | Energy Developments | 100
biomass | Taylor | 56870_G_6 | 56870 | G | 6 |  | Landfill Gas |  | S_SOU | Georgia | 13 | Taylor | 269 | 13269 | 1 | 13798 | 2011 | 9999 |  |  | N | Landfill Gas | [13 empty] | 0.22117 | 0.22117 | 0.22117 | 0.22117 | [11 empty] | Bio Energy (Georgia) LLC | 100 | Energy Developments | 100
biomass | Taylor | 56870_G_7 | 56870 | G | 7 |  | Landfill Gas |  | S_SOU | Georgia | 13 | Taylor | 269 | 13269 | 1 | 13798 | 2011 | 9999 |  |  | N | Landfill Gas | [13 empty] | 0.22117 | 0.22117 | 0.22117 | 0.22117 | [11 empty] | Bio Energy (Georgia) LLC | 100 | Energy Developments | 100
biomass | Taylor | 56870_G_8 | 56870 | G | 8 |  | Landfill Gas |  | S_SOU | Georgia | 13 | Taylor | 269 | 13269 | 1 | 13798 | 2011 | 9999 |  |  | N | Landfill Gas | [13 empty] | 0.22117 | 0.22117 | 0.22117 | 0.22117 | [11 empty] | Bio Energy (Georgia) LLC | 100 | Energy Developments | 100
hydro | Meldahl Hydroelectric Project | 56872_G_1 | 56872 | G | 1 |  | Hydro |  | PJM_West | Kentucky | 21 | Bracken | 23 | 21023 | 35 | 0 | 2016 | 9999 |  |  | N | Hydro | [13 empty] | 0 | 0 | 0 | 0 | [11 empty] | Hamilton Dept of Public Utilities | 51.4 | Hamilton Dept of Public Utilities | 51.4
hydro | Meldahl Hydroelectric Project | 56872_G_2 | 56872 | G | 2 |  | Hydro |  | PJM_West | Kentucky | 21 | Bracken | 23 | 21023 | 35 | 0 | 2016 | 9999 |  |  | N | Hydro | [13 empty] | 0 | 0 | 0 | 0 | [11 empty] | Hamilton Dept of Public Utilities | 51.4 | Hamilton Dept of Public Utilities | 51.4
hydro | Meldahl Hydroelectric Project | 56872_G_3 | 56872 | G | 3 |  | Hydro |  | PJM_West | Kentucky | 21 | Bracken | 23 | 21023 | 35 | 0 | 2016 | 9999 |  |  | N | Hydro | [13 empty] | 0 | 0 | 0 | 0 | [11 empty] | Hamilton Dept of Public Utilities | 51.4 | Hamilton Dept of Public Utilities | 51.4
biomass | SECCRA Community Landfill | 56873_G_1 | 56873 | G | 1 |  | Landfill Gas |  | PJM_EMAC | Pennsylvania | 42 | Chester | 29 | 42029 | 0.9 | 14103 | 2007 | 9999 |  |  | N | Landfill Gas | [13 empty] | 0.22117 | 0.22117 | 0.22117 | 0.22117 | [11 empty] | Southeastern Chester County Refuse Authority | 100 | Southeastern Chester County Refuse Authority | 100
biomass | SECCRA Community Landfill | 56873_G_3 | 56873 | G | 3 |  | Landfill Gas |  | PJM_EMAC | Pennsylvania | 42 | Chester | 29 | 42029 | 1.6 | 14103 | 2010 | 9999 |  |  | N | Landfill Gas | [13 empty] | 0.22117 | 0.22117 | 0.22117 | 0.22117 | [11 empty] | Southeastern Chester County Refuse Authority | 100 | Southeastern Chester County Refuse Authority | 100
onshore wind | Shiloh Wind Project 2 LLC | 56874_G_TBD | 56874 | G | TBD |  | Onshore Wind |  | WEC_CALN | California | 6 | Solano | 95 | 06095 | 150 | 0 | 2009 | 9999 |  |  | N | Wind | [13 empty] | 0 | 0 | 0 | 0 | [11 empty] | Shiloh Wind Project 2 LLC | 100 | EDF Group | 100
solar pv | Sacramento Soleil LLC | 56875_G_TBD | 56875 | G | TBD |  | Solar PV |  | WEC_BANC | California | 6 | Sacramento | 67 | 06067 | 1 | 0 | 2008 | 9999 |  |  | N | Solar | [13 empty] | 0 | 0 | 0 | 0 | [11 empty] | Sacramento Soleil LLC | 100 | EDF Group | 100
onshore wind | Wapsipinicon Wind Project | 56876_G_TBD | 56876 | G | TBD |  | Onshore Wind |  | MIS_MNWI | Minnesota | 27 | Mower | 99 | 27099 | 100.5 | 0 | 2009 | 9999 |  |  | N | Wind | [13 empty] | 0 | 0 | 0 | 0 | [11 empty] | Wapsipinicon Wind Project LLC | 100 | EDF Group | 100
solar pv | Hall's Warehouse Solar Project | 56877_G_TBD | 56877 | G | TBD |  | Solar PV |  | PJM_EMAC | New Jersey | 34 | Middlesex | 23 | 34023 | 1.6 | 0 | 2009 | 9999 |  |  | N | Solar | [13 empty] | 0 | 0 | 0 | 0 | [11 empty] | enXco Service Corp | 100 | EDF Group | 100
onshore wind | Hoosier Wind Project LLC | 56878_G_TBD | 56878 | G | TBD |  | Onshore Wind |  | MIS_INKY | Indiana | 18 | Benton | 7 | 18007 | 106 | 0 | 2009 | 9999 |  |  | N | Wind | [13 empty] | 0 | 0 | 0 | 0 | [11 empty] | Hoosier Wind Project LLC | 100 | EDF Group | 100
onshore wind | Flat Ridge Wind Energy LLC | 56879_G_1 | 56879 | G | 1 |  | Onshore Wind |  | SPP_N | Kansas | 20 | Barber | 7 | 20007 | 44 | 0 | 2009 | 9999 |  |  | N | Wind | [13 empty] | 0 | 0 | 0 | 0 | [11 empty] | Evergy Kansas Central Inc | 50 | BP plc | 50
municipal solid waste | OREG 2 Inc | 56880_G_CS8 | 56880 | G | CS8 |  | Non-Fossil Waste |  | SPP_WAUE | Montana | 30 | Roosevelt | 85 | 30085 | 5 | 9273 | 2008 | 9999 |  |  | N | Non-Fossil Waste | [13 empty] | 0 | 0 | 0 | 0 | [11 empty] | OREG 2 Inc | 100 | Northleaf Capital Partners | 100
municipal solid waste | OREG 2 Inc | 56880_G_CS12 | 56880 | G | CS12 |  | Non-Fossil Waste |  | SPP_WAUE | Montana | 30 | Roosevelt | 85 | 30085 | 5 | 9272 | 2009 | 9999 |  |  | N | Non-Fossil Waste | [13 empty] | 0 | 0 | 0 | 0 | [11 empty] | OREG 2 Inc | 100 | Northleaf Capital Partners | 100
municipal solid waste | OREG 2 Inc | 56880_G_CS3 | 56880 | G | CS3 |  | Non-Fossil Waste |  | SPP_WAUE | Montana | 30 | Roosevelt | 85 | 30085 | 5 | 9273 | 2009 | 9999 |  |  | N | Non-Fossil Waste | [13 empty] | 0 | 0 | 0 | 0 | [11 empty] | OREG 2 Inc | 100 | Northleaf Capital Partners | 100
municipal solid waste | OREG 2 Inc | 56880_G_CS5 | 56880 | G | CS5 |  | Non-Fossil Waste |  | SPP_WAUE | Montana | 30 | Roosevelt | 85 | 30085 | 5 | 9273 | 2009 | 9999 |  |  | N | Non-Fossil Waste | [13 empty] | 0 | 0 | 0 | 0 | [11 empty] | OREG 2 Inc | 100 | Northleaf Capital Partners | 100
solar pv | Pennsauken Solar | 56883_G_GEN 1 | 56883 | G | GEN 1 |  | Solar PV |  | PJM_EMAC | New Jersey | 34 | Camden | 7 | 34007 | 0.2 | 0 | 2006 | 9999 |  |  | N | Solar | [13 empty] | 0 | 0 | 0 | 0 | [11 empty] | EPP New Jersey Biogas LLC | 100 | Exelon Corp | 100
solar pv | Pennsauken Solar | 56883_G_GEN 2 | 56883 | G | GEN 2 |  | Solar PV |  | PJM_EMAC | New Jersey | 34 | Camden | 7 | 34007 | 0.2 | 0 | 2006 | 9999 |  |  | N | Solar | [13 empty] | 0 | 0 | 0 | 0 | [11 empty] | EPP New Jersey Biogas LLC | 100 | Exelon Corp | 100
solar pv | Pennsauken Solar | 56883_G_GEN 3 | 56883 | G | GEN 3 |  | Solar PV |  | PJM_EMAC | New Jersey | 34 | Camden | 7 | 34007 | 0.1 | 0 | 2007 | 9999 |  |  | N | Solar | [13 empty] | 0 | 0 | 0 | 0 | [11 empty] | EPP New Jersey Biogas LLC | 100 | Exelon Corp | 100
solar pv | Pennsauken Solar | 56883_G_GEN 4 | 56883 | G | GEN 4 |  | Solar PV |  | PJM_EMAC | New Jersey | 34 | Camden | 7 | 34007 | 0.2 | 0 | 2007 | 9999 |  |  | N | Solar | [13 empty] | 0 | 0 | 0 | 0 | [11 empty] | EPP New Jersey Biogas LLC | 100 | Exelon Corp | 100
solar pv | Pennsauken Solar | 56883_G_GEN 5 | 56883 | G | GEN 5 |  | Solar PV |  | PJM_EMAC | New Jersey | 34 | Camden | 7 | 34007 | 0.1 | 0 | 2007 | 9999 |  |  | N | Solar | [13 empty] | 0 | 0 | 0 | 0 | [11 empty] | EPP New Jersey Biogas LLC | 100 | Exelon Corp | 100
solar pv | Pennsauken Solar | 56883_G_GEN 6 | 56883 | G | GEN 6 |  | Solar PV |  | PJM_EMAC | New Jersey | 34 | Camden | 7 | 34007 | 0.2 | 0 | 2007 | 9999 |  |  | N | Solar | [13 empty] | 0 | 0 | 0 | 0 | [11 empty] | EPP New Jersey Biogas LLC | 100 | Exelon Corp | 100
solar pv | Pennsauken Solar | 56883_G_GEN 7 | 56883 | G | GEN 7 |  | Solar PV |  | PJM_EMAC | New Jersey | 34 | Camden | 7 | 34007 | 0.2 | 0 | 2007 | 9999 |  |  | N | Solar | [13 empty] | 0 | 0 | 0 | 0 | [11 empty] | EPP New Jersey Biogas LLC | 100 | Exelon Corp | 100
solar pv | Pennsauken Solar | 56883_G_GEN 8 | 56883 | G | GEN 8 |  | Solar PV |  | PJM_EMAC | New Jersey | 34 | Camden | 7 | 34007 | 0.2 | 0 | 2007 | 9999 |  |  | N | Solar | [13 empty] | 0 | 0 | 0 | 0 | [11 empty] | EPP New Jersey Biogas LLC | 100 | Exelon Corp | 100
solar pv | Pennsauken Solar | 56883_G_GEN 9 | 56883 | G | GEN 9 |  | Solar PV |  | PJM_EMAC | New Jersey | 34 | Camden | 7 | 34007 | 0.1 | 0 | 2007 | 9999 |  |  | N | Solar | [13 empty] | 0 | 0 | 0 | 0 | [11 empty] | EPP New Jersey Biogas LLC | 100 | Exelon Corp | 100
solar pv | Pennsauken Solar | 56883_G_GEN10 | 56883 | G | GEN10 |  | Solar PV |  | PJM_EMAC | New Jersey | 34 | Camden | 7 | 34007 | 2.4 | 0 | 2018 | 9999 |  |  | N | Solar | [13 empty] | 0 | 0 | 0 | 0 | [11 empty] | EPP New Jersey Biogas LLC | 100 | Exelon Corp | 100
biomass | Cumberland County Solid Waste Complex | 56884_G_GEN 2 | 56884 | G | GEN 2 |  | Landfill Gas |  | PJM_EMAC | New Jersey | 34 | Cumberland | 11 | 34011 | 1.6 | 13500 | 2008 | 9999 |  |  | N | Landfill Gas | [13 empty] | 0.07761 | 0.07761 | 0.07761 | 0.07761 | [11 empty] | EPP New Jersey Biogas LLC | 100 | Exelon Corp | 100
biomass | Cumberland County Solid Waste Complex | 56884_G_GEN 3 | 56884 | G | GEN 3 |  | Landfill Gas |  | PJM_EMAC | New Jersey | 34 | Cumberland | 11 | 34011 | 1.6 | 13500 | 2008 | 9999 |  |  | N | Landfill Gas | [13 empty] | 0.07761 | 0.07761 | 0.07761 | 0.07761 | [11 empty] | EPP New Jersey Biogas LLC | 100 | Exelon Corp | 100
biomass | Cumberland County Solid Waste Complex | 56884_G_GEN1 | 56884 | G | GEN1 |  | Landfill Gas |  | PJM_EMAC | New Jersey | 34 | Cumberland | 11 | 34011 | 1.6 | 13500 | 2008 | 9999 |  |  | N | Landfill Gas | [13 empty] | 0.07761 | 0.07761 | 0.07761 | 0.07761 | [11 empty] | EPP New Jersey Biogas LLC | 100 | Exelon Corp | 100
biomass | Cumberland County PA LFG Recovery | 56887_G_GEN 1 | 56887 | G | GEN 1 |  | Landfill Gas |  | PJM_PENE | Pennsylvania | 42 | Cumberland | 41 | 42041 | 1.6 | 13500 | 2009 | 9999 |  |  | N | Landfill Gas | [13 empty] | 0.22117 | 0.22117 | 0.22117 | 0.22117 | [11 empty] | EPP Renewable Energy LLC | 100 | Exelon Corp | 100
biomass | Cumberland County PA LFG Recovery | 56887_G_GEN 2 | 56887 | G | GEN 2 |  | Landfill Gas |  | PJM_PENE | Pennsylvania | 42 | Cumberland | 41 | 42041 | 1.6 | 13500 | 2009 | 9999 |  |  | N | Landfill Gas | [13 empty] | 0.22117 | 0.22117 | 0.22117 | 0.22117 | [11 empty] | EPP Renewable Energy LLC | 100 | Exelon Corp | 100
biomass | Cumberland County PA LFG Recovery | 56887_G_GEN 3 | 56887 | G | GEN 3 |  | Landfill Gas |  | PJM_PENE | Pennsylvania | 42 | Cumberland | 41 | 42041 | 1.6 | 13500 | 2009 | 9999 |  |  | N | Landfill Gas | [13 empty] | 0.22117 | 0.22117 | 0.22117 | 0.22117 | [11 empty] | EPP Renewable Energy LLC | 100 | Exelon Corp | 100
biomass | Cumberland County PA LFG Recovery | 56887_G_GEN 4 | 56887 | G | GEN 4 |  | Landfill Gas |  | PJM_PENE | Pennsylvania | 42 | Cumberland | 41 | 42041 | 1.6 | 13500 | 2009 | 9999 |  |  | N | Landfill Gas | [13 empty] | 0.22117 | 0.22117 | 0.22117 | 0.22117 | [11 empty] | EPP Renewable Energy LLC | 100 | Exelon Corp | 100
solar pv | Warren County Solar | 56888_G_GEN 1 | 56888 | G | GEN 1 |  | Solar PV |  | PJM_EMAC | New Jersey | 34 | Warren | 41 | 34041 | 0.5 | 0 | 2012 | 9999 |  |  | N | Solar | [13 empty] | 0 | 0 | 0 | 0 | [11 empty] | EPP Renewable Energy LLC | 100 | Exelon Corp | 100
solar pv | Warren County Solar | 56888_G_GEN 2 | 56888 | G | GEN 2 |  | Solar PV |  | PJM_EMAC | New Jersey | 34 | Warren | 41 | 34041 | 0.5 | 0 | 2012 | 9999 |  |  | N | Solar | [13 empty] | 0 | 0 | 0 | 0 | [11 empty] | EPP Renewable Energy LLC | 100 | Exelon Corp | 100
solar pv | Warren County Solar | 56888_G_GEN 3 | 56888 | G | GEN 3 |  | Solar PV |  | PJM_EMAC | New Jersey | 34 | Warren | 41 | 34041 | 0.5 | 0 | 2012 | 9999 |  |  | N | Solar | [13 empty] | 0 | 0 | 0 | 0 | [11 empty] | EPP Renewable Energy LLC | 100 | Exelon Corp | 100
solar pv | Warren County Solar | 56888_G_GEN 4 | 56888 | G | GEN 4 |  | Solar PV |  | PJM_EMAC | New Jersey | 34 | Warren | 41 | 34041 | 0.5 | 0 | 2012 | 9999 |  |  | N | Solar | [13 empty] | 0 | 0 | 0 | 0 | [11 empty] | EPP Renewable Energy LLC | 100 | Exelon Corp | 100
solar pv | PPL Renewable Energy Merck Solar | 56889_G_GEN 1 | 56889 | G | GEN 1 |  | Solar PV |  | PJM_EMAC | New Jersey | 34 | Union | 39 | 34039 | 1.7 | 0 | 2009 | 9999 |  |  | N | Solar | [13 empty] | 0 | 0 | 0 | 0 | [11 empty] | EPP New Jersey Solar LLC | 100 | Exelon Corp | 100
biomass | Norther Tier Landfill | 56890_G_GEN 1 | 56890 | G | GEN 1 |  | Landfill Gas |  | PJM_PENE | Pennsylvania | 42 | Bradford | 15 | 42015 | 1.6 | 13500 | 2009 | 9999 |  |  | N | Landfill Gas | [13 empty] | 0.22117 | 0.22117 | 0.22117 | 0.22117 | [11 empty] | Northern Tier Solid Waste Authority | 100 | Exelon Corp | 100
biomass | Moretown | 56891_G_GEN 2 | 56891 | G | GEN 2 |  | Landfill Gas |  | NENGREST | Vermont | 50 | Washington | 23 | 50023 | 1.6 | 13500 | 2008 | 9999 |  |  | N | Landfill Gas | [13 empty] | 0.22117 | 0.22117 | 0.22117 | 0.22117 | [11 empty] | EPP Renewable Energy LLC | 50 | Exelon Corp | 50
hydro | Chester Diversion Hydroelectric Project | 56893_G_1 | 56893 | G | 1 |  | Hydro |  | WECC_ID | Idaho | 16 | Fremont | 43 | 16043 | 1.2 | 0 | 2014 | 9999 |  |  | N | Hydro | [13 empty] | 0 | 0 | 0 | 0 | [11 empty] | Northwest Power Service Inc | 100 | Riverbank Power Corp | 100
hydro | Chester Diversion Hydroelectric Project | 56893_G_2 | 56893 | G | 2 |  | Hydro |  | WECC_ID | Idaho | 16 | Fremont | 43 | 16043 | 1.2 | 0 | 2014 | 9999 |  |  | N | Hydro | [13 empty] | 0 | 0 | 0 | 0 | [11 empty] | Northwest Power Service Inc | 100 | Riverbank Power Corp | 100
hydro | Chester Diversion Hydroelectric Project | 56893_G_3 | 56893 | G | 3 |  | Hydro |  | WECC_ID | Idaho | 16 | Fremont | 43 | 16043 | 1.2 | 0 | 2014 | 9999 |  |  | N | Hydro | [13 empty] | 0 | 0 | 0 | 0 | [11 empty] | Northwest Power Service Inc | 100 | Riverbank Power Corp | 100
biomass | Ameresco Stafford | 56894_G_1 | 56894 | G | 1 |  | Landfill Gas |  | PJM_Dom | Virginia | 51 | Stafford | 179 | 51179 | 1 | 13500 | 2009 | 9999 |  |  | N | Landfill Gas | [13 empty] | 0.6 | 0.6 | 0.6 | 0.6 | [11 empty] | Ameresco Stafford LLC | 100 | Ameresco Inc | 100
biomass | Ameresco Stafford | 56894_G_2 | 56894 | G | 2 |  | Landfill Gas |  | PJM_Dom | Virginia | 51 | Stafford | 179 | 51179 | 1 | 13500 | 2009 | 9999 |  |  | N | Landfill Gas | [13 empty] | 0.6 | 0.6 | 0.6 | 0.6 | [11 empty] | Ameresco Stafford LLC | 100 | Ameresco Inc | 100
biomass | Ameresco Ox Mountain | 56895_G_1 | 56895 | G | 1 |  | Landfill Gas |  | WEC_CALN | California | 6 | San Mateo | 81 | 06081 | 1.8 | 13500 | 2008 | 9999 |  |  | N | Landfill Gas | [13 empty] | 0.10624 | 0.10624 | 0.10624 | 0.10624 | [11 empty] | Ameresco Ox Mountain Energy LLC | 100 | Ameresco Inc | 100
biomass | Ameresco Ox Mountain | 56895_G_2 | 56895 | G | 2 |  | Landfill Gas |  | WEC_CALN | California | 6 | San Mateo | 81 | 06081 | 1.8 | 13500 | 2008 | 9999 |  |  | N | Landfill Gas | [13 empty] | 0.10624 | 0.10624 | 0.10624 | 0.10624 | [11 empty] | Ameresco Ox Mountain Energy LLC | 100 | Ameresco Inc | 100
biomass | Ameresco Ox Mountain | 56895_G_3 | 56895 | G | 3 |  | Landfill Gas |  | WEC_CALN | California | 6 | San Mateo | 81 | 06081 | 1.8 | 13500 | 2008 | 9999 |  |  | N | Landfill Gas | [13 empty] | 0.10624 | 0.10624 | 0.10624 | 0.10624 | [11 empty] | Ameresco Ox Mountain Energy LLC | 100 | Ameresco Inc | 100
biomass | Ameresco Ox Mountain | 56895_G_4 | 56895 | G | 4 |  | Landfill Gas |  | WEC_CALN | California | 6 | San Mateo | 81 | 06081 | 1.8 | 13500 | 2008 | 9999 |  |  | N | Landfill Gas | [13 empty] | 0.10624 | 0.10624 | 0.10624 | 0.10624 | [11 empty] | Ameresco Ox Mountain Energy LLC | 100 | Ameresco Inc | 100
biomass | Ameresco Ox Mountain | 56895_G_5 | 56895 | G | 5 |  | Landfill Gas |  | WEC_CALN | California | 6 | San Mateo | 81 | 06081 | 1.8 | 13500 | 2008 | 9999 |  |  | N | Landfill Gas | [13 empty] | 0.10624 | 0.10624 | 0.10624 | 0.10624 | [11 empty] | Ameresco Ox Mountain Energy LLC | 100 | Ameresco Inc | 100
biomass | Ameresco Ox Mountain | 56895_G_6 | 56895 | G | 6 |  | Landfill Gas |  | WEC_CALN | California | 6 | San Mateo | 81 | 06081 | 1.8 | 13500 | 2008 | 9999 |  |  | N | Landfill Gas | [13 empty] | 0.10624 | 0.10624 | 0.10624 | 0.10624 | [11 empty] | Ameresco Ox Mountain Energy LLC | 100 | Ameresco Inc | 100
biomass | Ameresco Jefferson City | 56896_G_1 | 56896 | G | 1 |  | Landfill Gas |  | MIS_MO | Missouri | 29 | Cole | 51 | 29051 | 0.9 | 13500 | 2009 | 9999 |  |  | N | Landfill Gas | [13 empty] | 0.22117 | 0.22117 | 0.22117 | 0.22117 | [11 empty] | Ameresco Jefferson City LLC | 100 | Ameresco Inc | 100
biomass | Ameresco Jefferson City | 56896_G_2 | 56896 | G | 2 |  | Landfill Gas |  | MIS_MO | Missouri | 29 | Cole | 51 | 29051 | 0.9 | 13500 | 2009 | 9999 |  |  | N | Landfill Gas | [13 empty] | 0.22117 | 0.22117 | 0.22117 | 0.22117 | [11 empty] | Ameresco Jefferson City LLC | 100 | Ameresco Inc | 100
biomass | Ameresco Jefferson City | 56896_G_3 | 56896 | G | 3 |  | Landfill Gas |  | MIS_MO | Missouri | 29 | Cole | 51 | 29051 | 0.9 | 13500 | 2009 | 9999 |  |  | N | Landfill Gas | [13 empty] | 0.22117 | 0.22117 | 0.22117 | 0.22117 | [11 empty] | Ameresco Jefferson City LLC | 100 | Ameresco Inc | 100
biomass | Ameresco Keller Canyon | 56897_G_1 | 56897 | G | 1 |  | Landfill Gas |  | WEC_CALN | California | 6 | Contra Costa | 13 | 06013 | 1.8 | 13500 | 2009 | 9999 |  |  | N | Landfill Gas | [13 empty] | 0.19633 | 0.19633 | 0.19633 | 0.19633 | [11 empty] | Ameresco Keller Canyon LLC | 100 | Ameresco Inc | 100
biomass | Ameresco Keller Canyon | 56897_G_2 | 56897 | G | 2 |  | Landfill Gas |  | WEC_CALN | California | 6 | Contra Costa | 13 | 06013 | 1.8 | 13500 | 2009 | 9999 |  |  | N | Landfill Gas | [13 empty] | 0.21737 | 0.21737 | 0.21737 | 0.21737 | [11 empty] | Ameresco Keller Canyon LLC | 100 | Ameresco Inc | 100
biomass | Ameresco Chiquita Canyon | 56898_G_1 | 56898 | G | 1 |  | Landfill Gas |  | WECC_SCE | California | 6 | Los Angeles | 37 | 06037 | 4 | 13824 | 2010 | 9999 |  |  | N | Landfill Gas | [13 empty] | 0.01489 | 0.01489 | 0.01489 | 0.01489 | [11 empty] | Ameresco Chiquita Energy LLC | 100 | Ameresco Inc | 100
biomass | Ameresco Chiquita Canyon | 56898_G_2 | 56898 | G | 2 |  | Landfill Gas |  | WECC_SCE | California | 6 | Los Angeles | 37 | 06037 | 4 | 13824 | 2010 | 9999 |  |  | N | Landfill Gas | [13 empty] | 0.01489 | 0.01489 | 0.01489 | 0.01489 | [11 empty] | Ameresco Chiquita Energy LLC | 100 | Ameresco Inc | 100
solar pv | Atlantic City Convention Center | 56900_G_1 | 56900 | G | 1 |  | Solar PV |  | PJM_EMAC | New Jersey | 34 | Atlantic | 1 | 34001 | 0.5 | 0 | 2008 | 9999 |  |  | N | Solar | [13 empty] | 0 | 0 | 0 | 0 | [11 empty] | Pepco Energy Services Inc | 100 | Exelon Corp | 100
solar pv | Atlantic City Convention Center | 56900_G_2 | 56900 | G | 2 |  | Solar PV |  | PJM_EMAC | New Jersey | 34 | Atlantic | 1 | 34001 | 0.5 | 0 | 2008 | 9999 |  |  | N | Solar | [13 empty] | 0 | 0 | 0 | 0 | [11 empty] | Pepco Energy Services Inc | 100 | Exelon Corp | 100
solar pv | Atlantic City Convention Center | 56900_G_3 | 56900 | G | 3 |  | Solar PV |  | PJM_EMAC | New Jersey | 34 | Atlantic | 1 | 34001 | 0.5 | 0 | 2008 | 9999 |  |  | N | Solar | [13 empty] | 0 | 0 | 0 | 0 | [11 empty] | Pepco Energy Services Inc | 100 | Exelon Corp | 100
solar pv | Atlantic City Convention Center | 56900_G_4 | 56900 | G | 4 |  | Solar PV |  | PJM_EMAC | New Jersey | 34 | Atlantic | 1 | 34001 | 0.5 | 0 | 2008 | 9999 |  |  | N | Solar | [13 empty] | 0 | 0 | 0 | 0 | [11 empty] | Pepco Energy Services Inc | 100 | Exelon Corp | 100
onshore wind | Noble Altona Windpark LLC | 56901_G_1 | 56901 | G | 1 |  | Onshore Wind |  | NY_Z_D | New York | 36 | Clinton | 19 | 36019 | 97.5 | 0 | 2009 | 9999 |  |  | N | Wind | [13 empty] | 0 | 0 | 0 | 0 | [11 empty] | Valcour Altona Windpark LLC | 100 | AES Corp (The) | 100
onshore wind | Noble Wethersfield Windpark LLC | 56902_G_1 | 56902 | G | 1 |  | Onshore Wind |  | NY_Z_C&E | New York | 36 | Wyoming | 121 | 36121 | 126 | 0 | 2009 | 9999 |  |  | N | Wind | [13 empty] | 0 | 0 | 0 | 0 | [11 empty] | Valcour Wethersfield Windpark LLC | 100 | AES Corp (The) | 100
onshore wind | Noble Chateaugay Windpark LLC | 56904_G_1 | 56904 | G | 1 |  | Onshore Wind |  | NY_Z_D | New York | 36 | Franklin | 33 | 36033 | 106.5 | 0 | 2009 | 9999 |  |  | N | Wind | [13 empty] | 0 | 0 | 0 | 0 | [11 empty] | Valcour Chateaugay Windpark LLC | 100 | AES Corp (The) | 100
onshore wind | Great Plains Windpark LLC | 56905_G_1 | 56905 | G | 1 |  | Onshore Wind |  | SPP_SPS | Texas | 48 | Hansford | 195 | 48195 | 114 | 0 | 2009 | 9999 |  |  | N | Wind | [13 empty] | 0 | 0 | 0 | 0 | [11 empty] | Great Plains Windpark Legacy LLC | 100 | Rahn Group | 100
natural gas peaker | Dave Gates Generating Station | 56908_G_1 | 56908 | G | 1 | 90619 | Combustion Turbine |  | WECC_MT | Montana | 30 | Deer Lodge | 23 | 30023 | 44.1 | 12179 | 2011 | 9999 |  |  | N | Natural Gas, Distillate Fuel Oil |  |  |  | H2O | SCR | [8 empty] | 0.01234 | 0.01234 | 0.01234 | 0.01234 | [11 empty] | NorthWestern Corp | 100 | NorthWestern Corp | 100
natural gas peaker | Dave Gates Generating Station | 56908_G_2 | 56908 | G | 2 | 90621 | Combustion Turbine |  | WECC_MT | Montana | 30 | Deer Lodge | 23 | 30023 | 44.1 | 12179 | 2011 | 9999 |  |  | N | Natural Gas, Distillate Fuel Oil |  |  |  | H2O | SCR | [8 empty] | 0.0147 | 0.0147 | 0.0147 | 0.0147 | [11 empty] | NorthWestern Corp | 100 | NorthWestern Corp | 100
natural gas peaker | Dave Gates Generating Station | 56908_G_3 | 56908 | G | 3 | 90623 | Combustion Turbine |  | WECC_MT | Montana | 30 | Deer Lodge | 23 | 30023 | 44.1 | 12179 | 2011 | 9999 |  |  | N | Natural Gas, Distillate Fuel Oil |  |  |  | H2O | SCR | [8 empty] | 0.01476 | 0.01476 | 0.01476 | 0.01476 | [11 empty] | NorthWestern Corp | 100 | NorthWestern Corp | 100
solar pv | Gap Pacific Distribution Center | 56909_G_1 | 56909 | G | 1 |  | Solar PV |  | WEC_CALN | California | 6 | Fresno | 19 | 06019 | 0.3 | 0 | 2008 | 9999 |  |  | N | Solar | [13 empty] | 0 | 0 | 0 | 0 | [11 empty] | MMA GDC Power LP | 100 | SunEdison | 100
solar pv | Gap Pacific Distribution Center | 56909_G_2 | 56909 | G | 2 |  | Solar PV |  | WEC_CALN | California | 6 | Fresno | 19 | 06019 | 0.3 | 0 | 2008 | 9999 |  |  | N | Solar | [13 empty] | 0 | 0 | 0 | 0 | [11 empty] | MMA GDC Power LP | 100 | SunEdison | 100
solar pv | Gap Pacific Distribution Center | 56909_G_3 | 56909 | G | 3 |  | Solar PV |  | WEC_CALN | California | 6 | Fresno | 19 | 06019 | 0.3 | 0 | 2008 | 9999 |  |  | N | Solar | [13 empty] | 0 | 0 | 0 | 0 | [11 empty] | MMA GDC Power LP | 100 | SunEdison | 100
solar pv | Gap Pacific Distribution Center | 56909_G_4 | 56909 | G | 4 |  | Solar PV |  | WEC_CALN | California | 6 | Fresno | 19 | 06019 | 0.3 | 0 | 2008 | 9999 |  |  | N | Solar | [13 empty] | 0 | 0 | 0 | 0 | [11 empty] | MMA GDC Power LP | 100 | SunEdison | 100
biomass | Broad Mountain | 56911_G_GEN1 | 56911 | G | GEN1 |  | Landfill Gas |  | PJM_WMAC | Pennsylvania | 42 | Schuylkill | 107 | 42107 | 4.1 | 16381 | 2009 | 9999 |  |  | N | Landfill Gas | [13 empty] | 0.22117 | 0.22117 | 0.22117 | 0.22117 | [11 empty] | Commonwealth Environmental Systems LP | 100 | UGI Corp | 100
biomass | Broad Mountain | 56911_G_GEN2 | 56911 | G | GEN2 |  | Landfill Gas |  | PJM_WMAC | Pennsylvania | 42 | Schuylkill | 107 | 42107 | 4.1 | 16386 | 2009 | 9999 |  |  | N | Landfill Gas | [13 empty] | 0.22117 | 0.22117 | 0.22117 | 0.22117 | [11 empty] | Commonwealth Environmental Systems LP | 100 | UGI Corp | 100
onshore wind | Langdon Wind II LLC | 56912_G_GE15 | 56912 | G | GE15 |  | Onshore Wind |  | MIS_MAPP | North Dakota | 38 | Cavalier | 19 | 38019 | 40.5 | 0 | 2008 | 9999 |  |  | N | Wind | [13 empty] | 0 | 0 | 0 | 0 | [11 empty] | Otter Tail Power Co | 100 | Otter Tail Corp | 100
onshore wind | Osceola Windpower II | 56913_G_CL25 | 56913 | G | CL25 |  | Onshore Wind |  | MIS_IA | Iowa | 19 | Osceola | 143 | 19143 | 50 | 0 | 2008 | 9999 |  |  | N | Wind | [13 empty] | 0 | 0 | 0 | 0 | [11 empty] | Endeavor Wind II LLC | 100 | NextEra Energy Inc | 100
natural gas peaker | Orange Grove Peaking Facility | 56914_G_CTG1 | 56914 | G | CTG1 | 90426 | Combustion Turbine |  | WEC_SDGE | California | 6 | San Diego | 73 | 06073 | 49.1 | 10835 | 2010 | 9999 |  |  | N | Natural Gas |  |  |  | H2O + NH3 | SCR | [8 empty] | 0.01464 | 0.01464 | 0.01464 | 0.01464 | [11 empty] | Orange Grove Energy LP | 100 | Electric Power Development Co Ltd (J Power) | 100
natural gas peaker | Orange Grove Peaking Facility | 56914_G_CTG2 | 56914 | G | CTG2 | 90427 | Combustion Turbine |  | WEC_SDGE | California | 6 | San Diego | 73 | 06073 | 49.1 | 10835 | 2010 | 9999 |  |  | N | Natural Gas |  |  |  | H2O + NH3 | SCR | [8 empty] | 0.01237 | 0.01237 | 0.01237 | 0.01237 | [11 empty] | Orange Grove Energy LP | 100 | Electric Power Development Co Ltd (J Power) | 100
solar pv | SAS Solar Farm | 56915_G_1 | 56915 | G | 1 |  | Solar PV |  | S_VACA | North Carolina | 37 | Wake | 183 | 37183 | 0.5 | 0 | 2008 | 9999 |  |  | N | Solar | [13 empty] | 0 | 0 | 0 | 0 | [11 empty] | SAS Institute Inc | 100 | SAS Institute Inc | 100
solar pv | SAS Solar Farm | 56915_G_2 | 56915 | G | 2 |  | Solar PV |  | S_VACA | North Carolina | 37 | Wake | 183 | 37183 | 0.5 | 0 | 2008 | 9999 |  |  | N | Solar | [13 empty] | 0 | 0 | 0 | 0 | [11 empty] | SAS Institute Inc | 100 | SAS Institute Inc | 100
solar pv | SAS Solar Farm | 56915_G_3 | 56915 | G | 3 |  | Solar PV |  | S_VACA | North Carolina | 37 | Wake | 183 | 37183 | 0.5 | 0 | 2010 | 9999 |  |  | N | Solar | [13 empty] | 0 | 0 | 0 | 0 | [11 empty] | SAS Institute Inc | 100 | SAS Institute Inc | 100
solar pv | SAS Solar Farm | 56915_G_4 | 56915 | G | 4 |  | Solar PV |  | S_VACA | North Carolina | 37 | Wake | 183 | 37183 | 0.5 | 0 | 2010 | 9999 |  |  | N | Solar | [13 empty] | 0 | 0 | 0 | 0 | [11 empty] | SAS Institute Inc | 100 | SAS Institute Inc | 100
solar pv | Imperial Valley Solar, LLC | 56917_G_1 | 56917 | G | 1 |  | Solar PV |  | WECC_IID | California | 6 | Imperial | 25 | 06025 | 101 | 0 | 2013 | 9999 |  |  | N | Solar | [13 empty] | 0 | 0 | 0 | 0 | [11 empty] | Imperial Valley Solar 1 LLC | 100 | Brookfield Asset Management Inc | 100
solar pv | Imperial Valley Solar, LLC | 56917_G_1A | 56917 | G | 1A |  | Solar PV |  | WECC_IID | California | 6 | Imperial | 25 | 06025 | 64.6 | 0 | 2013 | 9999 |  |  | N | Solar | [13 empty] | 0 | 0 | 0 | 0 | [11 empty] | Imperial Valley Solar 1 LLC | 100 | Brookfield Asset Management Inc | 100
solar pv | Imperial Valley Solar, LLC | 56917_G_1B | 56917 | G | 1B |  | Solar PV |  | WECC_IID | California | 6 | Imperial | 25 | 06025 | 34.3 | 0 | 2014 | 9999 |  |  | N | Solar | [13 empty] | 0 | 0 | 0 | 0 | [11 empty] | Imperial Valley Solar 1 LLC | 100 | Brookfield Asset Management Inc | 100
onshore wind | FPL Energy Ashtabula Wind LLC | 56919_G_GE15 | 56919 | G | GE15 |  | Onshore Wind |  | MIS_MAPP | North Dakota | 38 | Barnes | 3 | 38003 | 148.5 | 0 | 2008 | 9999 |  |  | N | Wind | [13 empty] | 0 | 0 | 0 | 0 | [11 empty] | Ashtabula Wind I LLC | 100 | NextEra Energy Inc | 100
onshore wind | EC&R Panther Creek Wind Farm I | 56920_G_1 | 56920 | G | 1 |  | Onshore Wind |  | ERC_WEST | Texas | 48 | Howard | 227 | 48227 | 142.5 | 0 | 2008 | 9999 |  |  | N | Wind | [13 empty] | 0 | 0 | 0 | 0 | [11 empty] | Panther Creek Wind Farm I & II LLC | 100 | RWE Group | 100
onshore wind | EC&R Panther Creek Wind Farm II | 56921_G_1 | 56921 | G | 1 |  | Onshore Wind |  | ERC_WEST | Texas | 48 | Glasscock | 173 | 48173 | 115.5 | 0 | 2008 | 9999 |  |  | N | Wind | [13 empty] | 0 | 0 | 0 | 0 | [11 empty] | Panther Creek Wind Farm I & II LLC | 100 | RWE Group | 100
solar pv | WWRF Solar Plant | 56922_G_EAST | 56922 | G | EAST |  | Solar PV |  | WECC_CO | Colorado | 8 | Garfield | 45 | 08045 | 0.4 | 0 | 2009 | 9999 |  |  | N | Solar | [13 empty] | 0 | 0 | 0 | 0 | [11 empty] | SunE SR1 Rifle Eic LLC | 100 | SunEdison | 100
solar pv | WWRF Solar Plant | 56922_G_WEST | 56922 | G | WEST |  | Solar PV |  | WECC_CO | Colorado | 8 | Garfield | 45 | 08045 | 0.9 | 0 | 2009 | 9999 |  |  | N | Solar | [13 empty] | 0 | 0 | 0 | 0 | [11 empty] | SunE SR1 Rifle Eic LLC | 100 | SunEdison | 100
onshore wind | FPL Energy Crystal Lake Wind LLC | 56923_G_GE15 | 56923 | G | GE15 |  | Onshore Wind |  | MIS_IA | Iowa | 19 | Hancock | 81 | 19081 | 150 | 0 | 2008 | 9999 |  |  | N | Wind | [13 empty] | 0 | 0 | 0 | 0 | [11 empty] | Crystal Lake Wind Energy I LLC | 100 | NextEra Energy Inc | 100
onshore wind | FPL Energy Story Wind LLC | 56924_G_GE15 | 56924 | G | GE15 |  | Onshore Wind |  | MIS_MIDA | Iowa | 19 | Story | 169 | 19169 | 150 | 0 | 2008 | 9999 |  |  | N | Wind | [13 empty] | 0 | 0 | 0 | 0 | [11 empty] | Story County Wind LLC | 100 | NextEra Energy Inc | 100
onshore wind | FPL Energy Crystal Lake Wind II LLC | 56925_G_CL25 | 56925 | G | CL25 |  | Onshore Wind |  | MIS_IA | Iowa | 19 | Hancock | 81 | 19081 | 200 | 0 | 2009 | 9999 |  |  | N | Wind | [13 empty] | 0 | 0 | 0 | 0 | [11 empty] | Crystal Lake Wind Energy II LLC | 100 | NextEra Energy Inc | 100
natural gas peaker | Fairfield University CHP Plant | 56928_G_CHP1 | 56928 | G | CHP1 |  | Combustion Turbine |  | NENG_CT | Connecticut | 9 | Fairfield | 1 | 09001 | 4.5 | 8700 | 2007 | 9999 |  |  | Y | Natural Gas | [13 empty] | 0.01155 | 0.01155 | 0.01155 | 0.01155 | [11 empty] | Fairfield University | 100 | Fairfield University | 100
solar pv | DeSoto Next Generation Solar Energy | 56929_G_1 | 56929 | G | 1 |  | Solar PV |  | FRCC | Florida | 12 | DeSoto | 27 | 12027 | 25 | 0 | 2009 | 9999 |  |  | N | Solar | [13 empty] | 0 | 0 | 0 | 0 | [11 empty] | Florida Power & Light Co | 100 | NextEra Energy Inc | 100
solar pv | Space Coast Next Gen Solar Energy | 56930_G_1 | 56930 | G | 1 |  | Solar PV |  | FRCC | Florida | 12 | Brevard | 9 | 12009 | 10 | 0 | 2010 | 9999 |  |  | N | Solar | [13 empty] | 0 | 0 | 0 | 0 | [11 empty] | Florida Power & Light Co | 100 | NextEra Energy Inc | 100
natural gas peaker | Biotech LS 0836 | 56932_G_BLS1 | 56932 | G | BLS1 |  | Combustion Turbine | IC Engine | WECC_PNW | Washington | 53 | Whitman | 75 | 53075 | 1 | 13469 | 2009 | 9999 |  |  | N | Distillate Fuel Oil | [13 empty] | 1.6498 | 1.6498 | 1.6498 | 1.6498 | [11 empty] | Washington State University | 100 | Washington State University | 100
onshore wind | Threemile Canyon | 56933_G_1 | 56933 | G | 1 |  | Onshore Wind |  | WECC_PNW | Oregon | 41 | Morrow | 49 | 41049 | 9.9 | 0 | 2009 | 9999 |  |  | N | Wind | [13 empty] | 0 | 0 | 0 | 0 | [11 empty] | Threemile Canyon Wind I LLC | 100 | Exelon Corp | 100
onshore wind | Cassia Wind | 56934_G_1 | 56934 | G | 1 |  | Onshore Wind |  | WECC_ID | Idaho | 16 | Twin Falls | 83 | 16083 | 10.5 | 0 | 2009 | 9999 |  |  | N | Wind | [13 empty] | 0 | 0 | 0 | 0 | [11 empty] | Cassia Wind Farm LLC | 100 | Exelon Corp | 100
onshore wind | Cassia Gulch | 56935_G_1 | 56935 | G | 1 |  | Onshore Wind |  | WECC_ID | Idaho | 16 | Twin Falls | 83 | 16083 | 18.9 | 0 | 2009 | 9999 |  |  | N | Wind | [13 empty] | 0 | 0 | 0 | 0 | [11 empty] | Cassia Gulch Wind Park LLC | 100 | Exelon Corp | 100
hydro | Brookfield Power Glen Falls Hydro | 56936_G_GEN1 | 56936 | G | GEN1 |  | Hydro |  | NY_Z_F | New York | 36 | Warren | 113 | 36113 | 2.3 | 0 | 1944 | 9999 |  |  | N | Hydro | [13 empty] | 0 | 0 | 0 | 0 | [11 empty] | Brookfield Renewable Energy Partners LP | 100 | Brookfield Asset Management Inc | 100
hydro | Brookfield Power Glen Falls Hydro | 56936_G_GEN2 | 56936 | G | GEN2 |  | Hydro |  | NY_Z_F | New York | 36 | Warren | 113 | 36113 | 1.9 | 0 | 1957 | 9999 |  |  | N | Hydro | [13 empty] | 0 | 0 | 0 | 0 | [11 empty] | Brookfield Renewable Energy Partners LP | 100 | Brookfield Asset Management Inc | 100
hydro | Brookfield Power Glen Falls Hydro | 56936_G_GEN5 | 56936 | G | GEN5 |  | Hydro |  | NY_Z_F | New York | 36 | Warren | 113 | 36113 | 2.7 | 0 | 1965 | 9999 |  |  | N | Hydro | [13 empty] | 0 | 0 | 0 | 0 | [11 empty] | Brookfield Renewable Energy Partners LP | 100 | Brookfield Asset Management Inc | 100
hydro | Brookfield Power Glen Falls Hydro | 56936_G_GEN3 | 56936 | G | GEN3 |  | Hydro |  | NY_Z_F | New York | 36 | Warren | 113 | 36113 | 2.1 | 0 | 1980 | 9999 |  |  | N | Hydro | [13 empty] | 0 | 0 | 0 | 0 | [11 empty] | Brookfield Renewable Energy Partners LP | 100 | Brookfield Asset Management Inc | 100
hydro | Brookfield Power Glen Falls Hydro | 56936_G_GEN4 | 56936 | G | GEN4 |  | Hydro |  | NY_Z_F | New York | 36 | Warren | 113 | 36113 | 2.3 | 0 | 1980 | 9999 |  |  | N | Hydro | [13 empty] | 0 | 0 | 0 | 0 | [11 empty] | Brookfield Renewable Energy Partners LP | 100 | Brookfield Asset Management Inc | 100
solar pv | SunEdison LV Sutton Plant Site | 56938_G_NCP1 | 56938 | G | NCP1 |  | Solar PV |  | S_VACA | North Carolina | 37 | New Hanover | 129 | 37129 | 1.2 | 0 | 2008 | 9999 |  |  | N | Solar | [13 empty] | 0 | 0 | 0 | 0 | [11 empty] | WF SE 1 Solar Statutory Trust | 100 | Wells Fargo & Co | 100
solar pv | NRG Solar Blythe LLC | 56939_G_1 | 56939 | G | 1 |  | Solar PV |  | WECC_SCE | California | 6 | Riverside | 65 | 06065 | 21 | 0 | 2009 | 9999 |  |  | N | Solar | [13 empty] | 0 | 0 | 0 | 0 | [11 empty] | Solar Blythe LLC | 100 | Global Infrastructure Partners | 100
natural gas combined cycle | CPV Valley Energy Center | 56940_G_CTG1 | 56940 | G | CTG1 | 90434 | Combined Cycle |  | NY_Z_G-I | New York | 36 | Orange | 71 | 36071 | 198.2 | 7050 | 2018 | 9999 |  |  | N | Natural Gas, Distillate Fuel Oil |  |  |  |  | SCR | [8 empty] | 0.0064927 | 0.0064927 | 0.0064927 | 0.0064927 | [11 empty] | CPV Valley LLC | 100 | Competitive Power Ventures Inc | 100
natural gas combined cycle | CPV Valley Energy Center | 56940_G_CTG2 | 56940 | G | CTG2 | 90435 | Combined Cycle |  | NY_Z_G-I | New York | 36 | Orange | 71 | 36071 | 198.2 | 7050 | 2018 | 9999 |  |  | N | Natural Gas, Distillate Fuel Oil |  |  |  |  | SCR | [8 empty] | 0.0064927 | 0.0064927 | 0.0064927 | 0.0064927 | [11 empty] | CPV Valley LLC | 100 | Competitive Power Ventures Inc | 100
natural gas combined cycle | CPV Valley Energy Center | 56940_G_STG | 56940 | G | STG | 90434 | Combined Cycle |  | NY_Z_G-I | New York | 36 | Orange | 71 | 36071 | 308.7 | 7050 | 2018 | 9999 | other | dry | N | Natural Gas, Distillate Fuel Oil |  |  |  | LNB + NH3 | SCR | [8 empty] | 0.0064927 | 0.0064927 | 0.0064927 | 0.0064927 | [11 empty] | CPV Valley LLC | 100 | Competitive Power Ventures Inc | 100
onshore wind | Grand Ridge Wind Energy Center | 56941_G_1 | 56941 | G | 1 |  | Onshore Wind |  | PJM_COMD | Illinois | 17 | LaSalle | 99 | 17099 | 99 | 0 | 2008 | 9999 |  |  | N | Wind | [13 empty] | 0 | 0 | 0 | 0 | [11 empty] | Grand Ridge Energy LLC | 100 | Invenergy LLC | 100
onshore wind | Grand Ridge Wind Energy Center | 56941_G_2 | 56941 | G | 2 |  | Onshore Wind |  | PJM_COMD | Illinois | 17 | LaSalle | 99 | 17099 | 51 | 0 | 2009 | 9999 |  |  | N | Wind | [13 empty] | 0 | 0 | 0 | 0 | [11 empty] | Grand Ridge Energy II LLC | 100 | Invenergy LLC | 100
onshore wind | Grand Ridge Wind Energy Center | 56941_G_3 | 56941 | G | 3 |  | Onshore Wind |  | PJM_COMD | Illinois | 17 | LaSalle | 99 | 17099 | 49.5 | 0 | 2009 | 9999 |  |  | N | Wind | [13 empty] | 0 | 0 | 0 | 0 | [11 empty] | Grand Ridge Energy III LLC | 100 | Invenergy LLC | 100
onshore wind | Grand Ridge Wind Energy Center | 56941_G_4 | 56941 | G | 4 |  | Onshore Wind |  | PJM_COMD | Illinois | 17 | LaSalle | 99 | 17099 | 10.5 | 0 | 2009 | 9999 |  |  | N | Wind | [13 empty] | 0 | 0 | 0 | 0 | [11 empty] | Grand Ridge Energy IV LLC | 100 | Invenergy LLC | 100
onshore wind | Forward Wind Energy Center | 56942_G_1 | 56942 | G | 1 |  | Onshore Wind |  | MIS_WUMS | Wisconsin | 55 | Dodge | 27 | 55027 | 99 | 0 | 2008 | 9999 |  |  | N | Wind | [13 empty] | 0 | 0 | 0 | 0 | [11 empty] | Forward Energy LLC | 100 | Invenergy LLC | 100
onshore wind | Forward Wind Energy Center | 56942_G_2 | 56942 | G | 2 |  | Onshore Wind |  | MIS_WUMS | Wisconsin | 55 | Dodge | 27 | 55027 | 30 | 0 | 2009 | 9999 |  |  | N | Wind | [13 empty] | 0 | 0 | 0 | 0 | [11 empty] | Forward Energy LLC | 100 | Invenergy LLC | 100
solar pv | CM10 | 56944_G_PV01 | 56944 | G | PV01 |  | Solar PV |  | WECC_SNV | Nevada | 32 | Clark | 3 | 32003 | 10 | 0 | 2008 | 9999 |  |  | N | Solar | [13 empty] | 0 | 0 | 0 | 0 | [11 empty] | Copper Mountain Solar 1 LLC | 100 | Sempra Energy | 100
onshore wind | High Lonesome Mesa LLC | 56945_G_1 | 56945 | G | 1 |  | Onshore Wind |  | WECC_NM | New Mexico | 35 | Torrance | 57 | 35057 | 100 | 0 | 2009 | 9999 |  |  | N | Wind | [13 empty] | 0 | 0 | 0 | 0 | [11 empty] | High Lonesome Mesa Wind LLC | 100 | NextEra Energy Inc | 100
onshore wind | Buffalo Bear LLC | 56946_G_1 | 56946 | G | 1 |  | Onshore Wind |  | SPP_WEST | Oklahoma | 40 | Harper | 59 | 40059 | 18.9 | 0 | 2008 | 9999 |  |  | N | Wind | [13 empty] | 0 | 0 | 0 | 0 | [11 empty] | Buffalo Bear LLC | 100 | NRG Energy Inc | 100
onshore wind | Elkhorn Ridge Wind LLC | 56947_G_1 | 56947 | G | 1 |  | Onshore Wind |  | SPP_NEBR | Nebraska | 31 | Knox | 107 | 31107 | 81 | 0 | 2009 | 9999 |  |  | N | Wind | [13 empty] | 0 | 0 | 0 | 0 | [11 empty] | Elkhorn Ridge Wind LLC | 100 | Global Infrastructure Partners | 100
natural gas peaker | Coolidge Generation Station | 56948_G_1 | 56948 | G | 1 | 90464 | Combustion Turbine |  | WECC_AZ | Arizona | 4 | Pinal | 21 | 04021 | 43.4 | 10745 | 2011 | 9999 |  |  | N | Natural Gas |  |  |  | H2O | SCR | [8 empty] | 0.00789 | 0.00789 | 0.00789 | 0.00789 | [11 empty] | Coolidge Power LLC | 100 | TC Energy Corp | 100
natural gas peaker | Coolidge Generation Station | 56948_G_10 | 56948 | G | 10 | 90473 | Combustion Turbine |  | WECC_AZ | Arizona | 4 | Pinal | 21 | 04021 | 43.4 | 10745 | 2011 | 9999 |  |  | N | Natural Gas |  |  |  | H2O | SCR | [8 empty] | 0.0087 | 0.0087 | 0.0087 | 0.0087 | [11 empty] | Coolidge Power LLC | 100 | TC Energy Corp | 100
natural gas peaker | Coolidge Generation Station | 56948_G_11 | 56948 | G | 11 | 90474 | Combustion Turbine |  | WECC_AZ | Arizona | 4 | Pinal | 21 | 04021 | 43.4 | 10745 | 2011 | 9999 |  |  | N | Natural Gas |  |  |  | H2O | SCR | [8 empty] | 0.00898 | 0.00898 | 0.00898 | 0.00898 | [11 empty] | Coolidge Power LLC | 100 | TC Energy Corp | 100
natural gas peaker | Coolidge Generation Station | 56948_G_12 | 56948 | G | 12 | 90475 | Combustion Turbine |  | WECC_AZ | Arizona | 4 | Pinal | 21 | 04021 | 43.4 | 10745 | 2011 | 9999 |  |  | N | Natural Gas |  |  |  | H2O | SCR | [8 empty] | 0.00852 | 0.00852 | 0.00852 | 0.00852 | [11 empty] | Coolidge Power LLC | 100 | TC Energy Corp | 100
natural gas peaker | Coolidge Generation Station | 56948_G_2 | 56948 | G | 2 | 90465 | Combustion Turbine |  | WECC_AZ | Arizona | 4 | Pinal | 21 | 04021 | 43.4 | 10745 | 2011 | 9999 |  |  | N | Natural Gas |  |  |  | H2O | SCR | [8 empty] | 0.00828 | 0.00828 | 0.00828 | 0.00828 | [11 empty] | Coolidge Power LLC | 100 | TC Energy Corp | 100
natural gas peaker | Coolidge Generation Station | 56948_G_3 | 56948 | G | 3 | 90466 | Combustion Turbine |  | WECC_AZ | Arizona | 4 | Pinal | 21 | 04021 | 43.4 | 10745 | 2011 | 9999 |  |  | N | Natural Gas |  |  |  | H2O | SCR | [8 empty] | 0.00889 | 0.00889 | 0.00889 | 0.00889 | [11 empty] | Coolidge Power LLC | 100 | TC Energy Corp | 100
natural gas peaker | Coolidge Generation Station | 56948_G_4 | 56948 | G | 4 | 90467 | Combustion Turbine |  | WECC_AZ | Arizona | 4 | Pinal | 21 | 04021 | 43.4 | 10745 | 2011 | 9999 |  |  | N | Natural Gas |  |  |  | H2O | SCR | [8 empty] | 0.00886 | 0.00886 | 0.00886 | 0.00886 | [11 empty] | Coolidge Power LLC | 100 | TC Energy Corp | 100
natural gas peaker | Coolidge Generation Station | 56948_G_5 | 56948 | G | 5 | 90468 | Combustion Turbine |  | WECC_AZ | Arizona | 4 | Pinal | 21 | 04021 | 43.4 | 10745 | 2011 | 9999 |  |  | N | Natural Gas |  |  |  | H2O | SCR | [8 empty] | 0.00967 | 0.00967 | 0.00967 | 0.00967 | [11 empty] | Coolidge Power LLC | 100 | TC Energy Corp | 100
natural gas peaker | Coolidge Generation Station | 56948_G_6 | 56948 | G | 6 | 90469 | Combustion Turbine |  | WECC_AZ | Arizona | 4 | Pinal | 21 | 04021 | 43.4 | 10745 | 2011 | 9999 |  |  | N | Natural Gas |  |  |  | H2O | SCR | [8 empty] | 0.00956 | 0.00956 | 0.00956 | 0.00956 | [11 empty] | Coolidge Power LLC | 100 | TC Energy Corp | 100
natural gas peaker | Coolidge Generation Station | 56948_G_7 | 56948 | G | 7 | 90470 | Combustion Turbine |  | WECC_AZ | Arizona | 4 | Pinal | 21 | 04021 | 43.4 | 10745 | 2011 | 9999 |  |  | N | Natural Gas |  |  |  | H2O | SCR | [8 empty] | 0.01041 | 0.01041 | 0.01041 | 0.01041 | [11 empty] | Coolidge Power LLC | 100 | TC Energy Corp | 100
natural gas peaker | Coolidge Generation Station | 56948_G_8 | 56948 | G | 8 | 90471 | Combustion Turbine |  | WECC_AZ | Arizona | 4 | Pinal | 21 | 04021 | 43.4 | 10745 | 2011 | 9999 |  |  | N | Natural Gas |  |  |  | H2O | SCR | [8 empty] | 0.01045 | 0.01045 | 0.01045 | 0.01045 | [11 empty] | Coolidge Power LLC | 100 | TC Energy Corp | 100
natural gas peaker | Coolidge Generation Station | 56948_G_9 | 56948 | G | 9 | 90472 | Combustion Turbine |  | WECC_AZ | Arizona | 4 | Pinal | 21 | 04021 | 43.4 | 10745 | 2011 | 9999 |  |  | N | Natural Gas |  |  |  | H2O | SCR | [8 empty] | 0.00966 | 0.00966 | 0.00966 | 0.00966 | [11 empty] | Coolidge Power LLC | 100 | TC Energy Corp | 100
biomass | Enoree Phase II Landfill Gas Recovery | 56951_G_1 | 56951 | G | 1 |  | Landfill Gas |  | S_VACA | South Carolina | 45 | Greenville | 45 | 45045 | 1.5 | 13500 | 2008 | 9999 |  |  | N | Landfill Gas | [13 empty] | 0.22117 | 0.22117 | 0.22117 | 0.22117 | [11 empty] | Greenville Gas Producers LLC | 100 | Greenville Gas Producers LLC | 100
biomass | Enoree Phase II Landfill Gas Recovery | 56951_G_2 | 56951 | G | 2 |  | Landfill Gas |  | S_VACA | South Carolina | 45 | Greenville | 45 | 45045 | 1.5 | 13500 | 2008 | 9999 |  |  | N | Landfill Gas | [13 empty] | 0.22117 | 0.22117 | 0.22117 | 0.22117 | [11 empty] | Greenville Gas Producers LLC | 100 | Greenville Gas Producers LLC | 100
onshore wind | Willow Creek Energy Center | 56952_G_1 | 56952 | G | 1 |  | Onshore Wind |  | WECC_PNW | Oregon | 41 | Morrow | 49 | 41049 | 72 | 0 | 2009 | 9999 |  |  | N | Wind | [13 empty] | 0 | 0 | 0 | 0 | [11 empty] | Willow Creek Energy LLC | 100 | Invenergy LLC | 100
onshore wind | High Sheldon Wind Farm | 56953_G_1 | 56953 | G | 1 |  | Onshore Wind |  | NY_Z_C&E | New York | 36 | Wyoming | 121 | 36121 | 112 | 0 | 2009 | 9999 |  |  | N | Wind | [13 empty] | 0 | 0 | 0 | 0 | [11 empty] | Sheldon Energy LLC | 100 | Invenergy LLC | 100
natural gas peaker | Gastonia Prime Power Park | 56954_G_1 | 56954 | G | 1 |  | Combustion Turbine | IC Engine | S_VACA | North Carolina | 37 | Gaston | 71 | 37071 | 2 | 25000 | 2008 | 9999 |  |  | N | Distillate Fuel Oil | [13 empty] | 1.6498 | 1.6498 | 1.6498 | 1.6498 | [11 empty] | North Carolina Municipal Power Agency No 1 | 100 | North Carolina Municipal Power Agency No 1 | 100
natural gas peaker | Gastonia Prime Power Park | 56954_G_2 | 56954 | G | 2 |  | Combustion Turbine | IC Engine | S_VACA | North Carolina | 37 | Gaston | 71 | 37071 | 2 | 25000 | 2008 | 9999 |  |  | N | Distillate Fuel Oil | [13 empty] | 1.6498 | 1.6498 | 1.6498 | 1.6498 | [11 empty] | North Carolina Municipal Power Agency No 1 | 100 | North Carolina Municipal Power Agency No 1 | 100
natural gas peaker | Gastonia Prime Power Park | 56954_G_3 | 56954 | G | 3 |  | Combustion Turbine | IC Engine | S_VACA | North Carolina | 37 | Gaston | 71 | 37071 | 1.8 | 25000 | 2012 | 9999 |  |  | N | Distillate Fuel Oil | [13 empty] | 1.6498 | 1.6498 | 1.6498 | 1.6498 | [11 empty] | North Carolina Municipal Power Agency No 1 | 100 | North Carolina Municipal Power Agency No 1 | 100
natural gas peaker | Gastonia Prime Power Park | 56954_G_4 | 56954 | G | 4 |  | Combustion Turbine | IC Engine | S_VACA | North Carolina | 37 | Gaston | 71 | 37071 | 1.8 | 25000 | 2012 | 9999 |  |  | N | Distillate Fuel Oil | [13 empty] | 1.6498 | 1.6498 | 1.6498 | 1.6498 | [11 empty] | North Carolina Municipal Power Agency No 1 | 100 | North Carolina Municipal Power Agency No 1 | 100
natural gas peaker | Gastonia Prime Power Park | 56954_G_5 | 56954 | G | 5 |  | Combustion Turbine | IC Engine | S_VACA | North Carolina | 37 | Gaston | 71 | 37071 | 1.8 | 25000 | 2013 | 9999 |  |  | N | Distillate Fuel Oil | [13 empty] | 1.6498 | 1.6498 | 1.6498 | 1.6498 | [11 empty] | North Carolina Municipal Power Agency No 1 | 100 | North Carolina Municipal Power Agency No 1 | 100
natural gas peaker | Gastonia Prime Power Park | 56954_G_6 | 56954 | G | 6 |  | Combustion Turbine | IC Engine | S_VACA | North Carolina | 37 | Gaston | 71 | 37071 | 1.8 | 25000 | 2013 | 9999 |  |  | N | Distillate Fuel Oil | [13 empty] | 1.6498 | 1.6498 | 1.6498 | 1.6498 | [11 empty] | North Carolina Municipal Power Agency No 1 | 100 | North Carolina Municipal Power Agency No 1 | 100
onshore wind | Bull Creek Wind | 56956_G_001 | 56956 | G | 001 |  | Onshore Wind |  | ERC_WEST | Texas | 48 | Borden | 33 | 48033 | 180 | 0 | 2008 | 9999 |  |  | N | Wind | [13 empty] | 0 | 0 | 0 | 0 | [11 empty] | Bull Creek Wind LLC | 100 | Tokyo Electric Power Co | 100
biomass | Pioneer Crossing Energy, LLC | 56957_G_LFG1 | 56957 | G | LFG1 |  | Landfill Gas |  | PJM_WMAC | Pennsylvania | 42 | Berks | 11 | 42011 | 1.6 | 13500 | 2008 | 9999 |  |  | N | Landfill Gas | [13 empty] | 0.12476 | 0.12476 | 0.12476 | 0.12476 | [11 empty] | Green Gas Pioneer Crossing Energy LLC | 100 | Green Gas DPB | 100
biomass | Pioneer Crossing Energy, LLC | 56957_G_LFG2 | 56957 | G | LFG2 |  | Landfill Gas |  | PJM_WMAC | Pennsylvania | 42 | Berks | 11 | 42011 | 1.6 | 13500 | 2008 | 9999 |  |  | N | Landfill Gas | [13 empty] | 0.12476 | 0.12476 | 0.12476 | 0.12476 | [11 empty] | Green Gas Pioneer Crossing Energy LLC | 100 | Green Gas DPB | 100
biomass | Pioneer Crossing Energy, LLC | 56957_G_LFG3 | 56957 | G | LFG3 |  | Landfill Gas |  | PJM_WMAC | Pennsylvania | 42 | Berks | 11 | 42011 | 1.6 | 13500 | 2008 | 9999 |  |  | N | Landfill Gas | [13 empty] | 0.12476 | 0.12476 | 0.12476 | 0.12476 | [11 empty] | Green Gas Pioneer Crossing Energy LLC | 100 | Green Gas DPB | 100
biomass | Pioneer Crossing Energy, LLC | 56957_G_LFG4 | 56957 | G | LFG4 |  | Landfill Gas |  | PJM_WMAC | Pennsylvania | 42 | Berks | 11 | 42011 | 1.6 | 13500 | 2008 | 9999 |  |  | N | Landfill Gas | [13 empty] | 0.12476 | 0.12476 | 0.12476 | 0.12476 | [11 empty] | Green Gas Pioneer Crossing Energy LLC | 100 | Green Gas DPB | 100
biomass | Pioneer Crossing Energy, LLC | 56957_G_LFG5 | 56957 | G | LFG5 |  | Landfill Gas |  | PJM_WMAC | Pennsylvania | 42 | Berks | 11 | 42011 | 1.6 | 13500 | 2013 | 9999 |  |  | N | Landfill Gas | [13 empty] | 0.22117 | 0.22117 | 0.22117 | 0.22117 | [11 empty] | Green Gas Pioneer Crossing Energy LLC | 100 | Green Gas DPB | 100
biomass | DANC LFGTE Facility | 56958_G_GEN1 | 56958 | G | GEN1 |  | Landfill Gas |  | NY_Z_C&E | New York | 36 | Jefferson | 45 | 36045 | 1.6 | 13500 | 2008 | 9999 |  |  | N | Landfill Gas | [13 empty] | 0.12573 | 0.12573 | 0.12573 | 0.12573 | [11 empty] | Innovative/Danc LLC | 100 | Archaea Energy Inc | 100
biomass | DANC LFGTE Facility | 56958_G_GEN2 | 56958 | G | GEN2 |  | Landfill Gas |  | NY_Z_C&E | New York | 36 | Jefferson | 45 | 36045 | 1.6 | 13500 | 2008 | 9999 |  |  | N | Landfill Gas | [13 empty] | 0.12573 | 0.12573 | 0.12573 | 0.12573 | [11 empty] | Innovative/Danc LLC | 100 | Archaea Energy Inc | 100
biomass | DANC LFGTE Facility | 56958_G_GEN3 | 56958 | G | GEN3 |  | Landfill Gas |  | NY_Z_C&E | New York | 36 | Jefferson | 45 | 36045 | 1.6 | 13500 | 2008 | 9999 |  |  | N | Landfill Gas | [13 empty] | 0.12573 | 0.12573 | 0.12573 | 0.12573 | [11 empty] | Innovative/Danc LLC | 100 | Archaea Energy Inc | 100
biomass | DANC LFGTE Facility | 56958_G_GEN4 | 56958 | G | GEN4 |  | Landfill Gas |  | NY_Z_C&E | New York | 36 | Jefferson | 45 | 36045 | 1.6 | 13500 | 2012 | 9999 |  |  | N | Landfill Gas | [13 empty] | 0.12573 | 0.12573 | 0.12573 | 0.12573 | [11 empty] | Innovative/Danc LLC | 100 | Archaea Energy Inc | 100
onshore wind | Ocotillo Windpower | 56959_G_OWF | 56959 | G | OWF |  | Onshore Wind |  | ERC_WEST | Texas | 48 | Howard | 227 | 48227 | 58.8 | 0 | 2008 | 9999 |  |  | N | Wind | [13 empty] | 0 | 0 | 0 | 0 | [11 empty] | Ocotillo Windpower LP | 100 | Duke Energy Corp | 100
onshore wind | Happy Jack Windpower Project | 56960_G_HJW01 | 56960 | G | HJW01 |  | Onshore Wind |  | WECC_WY | Wyoming | 56 | Laramie | 21 | 56021 | 29.4 | 0 | 2008 | 9999 |  |  | N | Wind | [13 empty] | 0 | 0 | 0 | 0 | [11 empty] | Happy Jack Windpower LLC | 100 | Duke Energy Corp | 100
onshore wind | Notrees Windpower Hybrid | 56961_G_GE | 56961 | G | GE |  | Onshore Wind |  | ERC_WEST | Texas | 48 | Ector | 135 | 48135 | 60 | 0 | 2009 | 9999 |  |  | N | Wind | [13 empty] | 0 | 0 | 0 | 0 | [11 empty] | Notrees Windpower LP | 100 | Duke Energy Corp | 100
onshore wind | Notrees Windpower Hybrid | 56961_G_VESTA | 56961 | G | VESTA |  | Onshore Wind |  | ERC_WEST | Texas | 48 | Ector | 135 | 48135 | 92.5 | 0 | 2009 | 9999 |  |  | N | Wind | [13 empty] | 0 | 0 | 0 | 0 | [11 empty] | Notrees Windpower LP | 100 | Duke Energy Corp | 100
0 | Notrees Windpower Hybrid | 56961_G_BATT | 56961 | G | BATT |  | Energy Storage |  | ERC_WEST | Texas | 48 | Ector | 135 | 48135 | 36 | 0 | 2012 | 9999 |  |  | N | Energy Storage | [13 empty] | 0 | 0 | 0 | 0 | [11 empty] | Notrees Windpower LP | 100 | Duke Energy Corp | 100
biomass | Iredell County LFG Facility | 56962_G_1 | 56962 | G | 1 |  | Landfill Gas |  | S_VACA | North Carolina | 37 | Iredell | 97 | 37097 | 1.6 | 13500 | 2008 | 9999 |  |  | N | Landfill Gas | [13 empty] | 0.22117 | 0.22117 | 0.22117 | 0.22117 | [11 empty] | Iredell Transmission LLC | 100 | DTE Energy Co | 100
biomass | Iredell County LFG Facility | 56962_G_2 | 56962 | G | 2 |  | Landfill Gas |  | S_VACA | North Carolina | 37 | Iredell | 97 | 37097 | 1.6 | 13500 | 2008 | 9999 |  |  | N | Landfill Gas | [13 empty] | 0.22117 | 0.22117 | 0.22117 | 0.22117 | [11 empty] | Iredell Transmission LLC | 100 | DTE Energy Co | 100
natural gas combined cycle | West Deptford Energy Station | 56963_G_E101 | 56963 | G | E101 | 90891 | Combined Cycle |  | PJM_EMAC | New Jersey | 34 | Gloucester | 15 | 34015 | 216.5 | 7074 | 2014 | 9999 |  |  | N | Natural Gas |  |  |  | DLNB | SCR | [8 empty] | 0.0061343 | 0.0061343 | 0.0061343 | 0.0061343 | [11 empty] | West Deptford Energy LLC | 100 | LS Power Group | 100
natural gas combined cycle | West Deptford Energy Station | 56963_G_E102 | 56963 | G | E102 | 90892 | Combined Cycle |  | PJM_EMAC | New Jersey | 34 | Gloucester | 15 | 34015 | 216.5 | 7074 | 2014 | 9999 |  |  | N | Natural Gas |  |  |  | DLNB | SCR | [8 empty] | 0.0061343 | 0.0061343 | 0.0061343 | 0.0061343 | [11 empty] | West Deptford Energy LLC | 100 | LS Power Group | 100
natural gas combined cycle | West Deptford Energy Station | 56963_G_STG1 | 56963 | G | STG1 | 90891 | Combined Cycle |  | PJM_EMAC | New Jersey | 34 | Gloucester | 15 | 34015 | 305.9 | 7074 | 2014 | 9999 |  |  | N | Natural Gas |  |  |  | DLNB | SCR | [8 empty] | 0.0061343 | 0.0061343 | 0.0061343 | 0.0061343 | [11 empty] | West Deptford Energy LLC | 100 | LS Power Group | 100
natural gas peaker | Bayonne Energy Center | 56964_G_GT1 | 56964 | G | GT1 | 90481 | Combustion Turbine |  | NY_Z_J | New Jersey | 34 | Hudson | 17 | 34017 | 56.3 | 10745 | 2012 | 9999 |  |  | N | Natural Gas, Distillate Fuel Oil |  |  |  | H2O + NH3 | SCR | [8 empty] | 0.00695 | 0.00664 | 0.00695 | 0.00664 | [11 empty] | Bayonne Energy Center LLC | 100 | Macquarie Bank Limited | 100
natural gas peaker | Bayonne Energy Center | 56964_G_GT2 | 56964 | G | GT2 | 90482 | Combustion Turbine |  | NY_Z_J | New Jersey | 34 | Hudson | 17 | 34017 | 54.7 | 10745 | 2012 | 9999 |  |  | N | Natural Gas, Distillate Fuel Oil |  |  |  | H2O + NH3 | SCR | [8 empty] | 0.00692 | 0.00656 | 0.00692 | 0.00656 | [11 empty] | Bayonne Energy Center LLC | 100 | Macquarie Bank Limited | 100
natural gas peaker | Bayonne Energy Center | 56964_G_GT3 | 56964 | G | GT3 | 90483 | Combustion Turbine |  | NY_Z_J | New Jersey | 34 | Hudson | 17 | 34017 | 59.2 | 10745 | 2012 | 9999 |  |  | N | Natural Gas, Distillate Fuel Oil |  |  |  | H2O + NH3 | SCR | [8 empty] | 0.00688 | 0.00655 | 0.00688 | 0.00655 | [11 empty] | Bayonne Energy Center LLC | 100 | Macquarie Bank Limited | 100
natural gas peaker | Bayonne Energy Center | 56964_G_GT4 | 56964 | G | GT4 | 90484 | Combustion Turbine |  | NY_Z_J | New Jersey | 34 | Hudson | 17 | 34017 | 58.5 | 10745 | 2012 | 9999 |  |  | N | Natural Gas, Distillate Fuel Oil |  |  |  | H2O + NH3 | SCR | [8 empty] | 0.00712 | 0.00655 | 0.00712 | 0.00655 | [11 empty] | Bayonne Energy Center LLC | 100 | Macquarie Bank Limited | 100
natural gas peaker | Bayonne Energy Center | 56964_G_GT5 | 56964 | G | GT5 | 90485 | Combustion Turbine |  | NY_Z_J | New Jersey | 34 | Hudson | 17 | 34017 | 57.3 | 10745 | 2012 | 9999 |  |  | N | Natural Gas, Distillate Fuel Oil |  |  |  | H2O + NH3 | SCR | [8 empty] | 0.00684 | 0.00649 | 0.00684 | 0.00649 | [11 empty] | Bayonne Energy Center LLC | 100 | Macquarie Bank Limited | 100
natural gas peaker | Bayonne Energy Center | 56964_G_GT6 | 56964 | G | GT6 | 90486 | Combustion Turbine |  | NY_Z_J | New Jersey | 34 | Hudson | 17 | 34017 | 56.9 | 10745 | 2012 | 9999 |  |  | N | Natural Gas, Distillate Fuel Oil |  |  |  | H2O + NH3 | SCR | [8 empty] | 0.00688 | 0.00648 | 0.00688 | 0.00648 | [11 empty] | Bayonne Energy Center LLC | 100 | Macquarie Bank Limited | 100
natural gas peaker | Bayonne Energy Center | 56964_G_GT7 | 56964 | G | GT7 | 90487 | Combustion Turbine |  | NY_Z_J | New Jersey | 34 | Hudson | 17 | 34017 | 57.7 | 10745 | 2012 | 9999 |  |  | N | Natural Gas, Distillate Fuel Oil |  |  |  | H2O + NH3 | SCR | [8 empty] | 0.00669 | 0.00643 | 0.00669 | 0.00643 | [11 empty] | Bayonne Energy Center LLC | 100 | Macquarie Bank Limited | 100
natural gas peaker | Bayonne Energy Center | 56964_G_GT8 | 56964 | G | GT8 | 90488 | Combustion Turbine |  | NY_Z_J | New Jersey | 34 | Hudson | 17 | 34017 | 57.6 | 10745 | 2012 | 9999 |  |  | N | Natural Gas, Distillate Fuel Oil |  |  |  | H2O + NH3 | SCR | [8 empty] | 0.00698 | 0.0066 | 0.00698 | 0.0066 | [11 empty] | Bayonne Energy Center LLC | 100 | Macquarie Bank Limited | 100
natural gas peaker | Bayonne Energy Center | 56964_G_GT10 | 56964 | G | GT10 | 91188 | Combustion Turbine |  | NY_Z_J | New Jersey | 34 | Hudson | 17 | 34017 | 61.3 | 10745 | 2018 | 9999 |  |  | N | Natural Gas, Distillate Fuel Oil |  |  |  | H2O + NH3 | SCR | [8 empty] | 0.02751 | 0.02751 | 0.02751 | 0.02751 | [11 empty] | Bayonne Energy Center LLC | 100 | Macquarie Bank Limited | 100
natural gas peaker | Bayonne Energy Center | 56964_G_GT9 | 56964 | G | GT9 | 91187 | Combustion Turbine |  | NY_Z_J | New Jersey | 34 | Hudson | 17 | 34017 | 61.3 | 10745 | 2018 | 9999 |  |  | N | Natural Gas, Distillate Fuel Oil |  |  |  | H2O + NH3 | SCR | [8 empty] | 0.02352 | 0.02303 | 0.02352 | 0.02303 | [11 empty] | Bayonne Energy Center LLC | 100 | Macquarie Bank Limited | 100
solar pv | QVC Inc | 56966_G_1 | 56966 | G | 1 |  | Solar PV |  | S_VACA | North Carolina | 37 | Edgecombe | 65 | 37065 | 1 | 0 | 2008 | 9999 |  |  | N | Solar | [13 empty] | 0 | 0 | 0 | 0 | [11 empty] | QVC Inc | 100 | QVC Inc | 100
solar pv | QVC Inc | 56966_G_2 | 56966 | G | 2 |  | Solar PV |  | S_VACA | North Carolina | 37 | Edgecombe | 65 | 37065 | 2.9 | 0 | 2013 | 9999 |  |  | N | Solar | [13 empty] | 0 | 0 | 0 | 0 | [11 empty] | QVC Inc | 100 | QVC Inc | 100
onshore wind | Butter Creek Power LLC | 56967_G_1 | 56967 | G | 1 |  | Onshore Wind |  | WECC_PNW | Oregon | 41 | Umatilla | 59 | 41059 | 5 | 0 | 2009 | 9999 |  |  | N | Wind | [13 empty] | 0 | 0 | 0 | 0 | [11 empty] | Oregon Trail Windfarm LLC | 22.2 | Exelon Corp | 92.5
onshore wind | Big Top LLC | 56968_G_1 | 56968 | G | 1 |  | Onshore Wind |  | WECC_PNW | Oregon | 41 | Morrow | 49 | 41049 | 1.7 | 0 | 2009 | 9999 |  |  | N | Wind | [13 empty] | 0 | 0 | 0 | 0 | [11 empty] | Oregon Trail Windfarm LLC | 22.2 | Exelon Corp | 92.5
onshore wind | Four Corners Windfarm LLC | 56969_G_1 | 56969 | G | 1 |  | Onshore Wind |  | WECC_PNW | Oregon | 41 | Umatilla | 59 | 41059 | 10 | 0 | 2009 | 9999 |  |  | N | Wind | [13 empty] | 0 | 0 | 0 | 0 | [11 empty] | Four Corners Windfarm LLC | 50 | Exelon Corp | 100
onshore wind | Four Mile Canyon Windfarm LLC | 56970_G_1 | 56970 | G | 1 |  | Onshore Wind |  | WECC_PNW | Oregon | 41 | Morrow | 49 | 41049 | 10 | 0 | 2009 | 9999 |  |  | N | Wind | [13 empty] | 0 | 0 | 0 | 0 | [11 empty] | Oregon Trail Windfarm LLC | 22.2 | Exelon Corp | 92.5
onshore wind | Oregon Trail Windfarm LLC | 56971_G_1 | 56971 | G | 1 |  | Onshore Wind |  | WECC_PNW | Oregon | 41 | Umatilla | 59 | 41059 | 9.9 | 0 | 2009 | 9999 |  |  | N | Wind | [13 empty] | 0 | 0 | 0 | 0 | [11 empty] | Oregon Trail Windfarm LLC | 22.2 | Exelon Corp | 92.5
onshore wind | Pacific Canyon Windfarm LLC | 56972_G_1 | 56972 | G | 1 |  | Onshore Wind |  | WECC_PNW | Oregon | 41 | Morrow | 49 | 41049 | 8.3 | 0 | 2009 | 9999 |  |  | N | Wind | [13 empty] | 0 | 0 | 0 | 0 | [11 empty] | Oregon Trail Windfarm LLC | 22.2 | Exelon Corp | 92.5
onshore wind | Sand Ranch Windfarm LLC | 56973_G_1 | 56973 | G | 1 |  | Onshore Wind |  | WECC_PNW | Oregon | 41 | Morrow | 49 | 41049 | 9.9 | 0 | 2009 | 9999 |  |  | N | Wind | [13 empty] | 0 | 0 | 0 | 0 | [11 empty] | Threemile Canyon Wind I LLC | 100 | Exelon Corp | 100
onshore wind | Wagon Trail LLC | 56974_G_1 | 56974 | G | 1 |  | Onshore Wind |  | WECC_PNW | Oregon | 41 | Morrow | 49 | 41049 | 3.3 | 0 | 2009 | 9999 |  |  | N | Wind | [13 empty] | 0 | 0 | 0 | 0 | [11 empty] | Oregon Trail Windfarm LLC | 22.2 | Exelon Corp | 92.5
onshore wind | Ward Butte Windfarm LLC | 56975_G_1 | 56975 | G | 1 |  | Onshore Wind |  | WECC_PNW | Oregon | 41 | Umatilla | 59 | 41059 | 6.6 | 0 | 2009 | 9999 |  |  | N | Wind | [13 empty] | 0 | 0 | 0 | 0 | [11 empty] | Oregon Trail Windfarm LLC | 22.2 | Exelon Corp | 92.5
onshore wind | EC&R Panther Creek Wind Farm III | 56979_G_1 | 56979 | G | 1 |  | Onshore Wind |  | ERC_WEST | Texas | 48 | Sterling | 431 | 48431 | 199.5 | 0 | 2009 | 9999 |  |  | N | Wind | [13 empty] | 0 | 0 | 0 | 0 | [11 empty] | Panther Creek Wind Farm I & II LLC | 100 | RWE Group | 100
onshore wind | Stony Creek Wind Farm LLC | 56980_G_1 | 56980 | G | 1 |  | Onshore Wind |  | PJM_PENE | Pennsylvania | 42 | Somerset | 111 | 42111 | 52.5 | 0 | 2009 | 9999 |  |  | N | Wind | [13 empty] | 0 | 0 | 0 | 0 | [11 empty] | Stony Creek Wind Farm LLC | 100 | RWE Group | 100
onshore wind | Pyron Wind Farm LLC Hybrid | 56981_G_1 | 56981 | G | 1 |  | Onshore Wind |  | ERC_WEST | Texas | 48 | Fisher | 151 | 48151 | 249 | 0 | 2009 | 9999 |  |  | N | Wind | [13 empty] | 0 | 0 | 0 | 0 | [11 empty] | Airtricity Pyron Wind Farm LLC | 100 | E.ON Group | 100
0 | Pyron Wind Farm LLC Hybrid | 56981_G_PYRBT | 56981 | G | PYRBT |  | Energy Storage |  | ERC_WEST | Texas | 48 | Fisher | 151 | 48151 | 9.9 | 0 | 2018 | 9999 |  |  | N | Energy Storage | [13 empty] | 0 | 0 | 0 | 0 | [11 empty] | Airtricity Pyron Wind Farm LLC | 100 | E.ON Group | 100
geothermal | NGP Blue Mountain I LLC | 56982_G_BM1 | 56982 | G | BM1 |  | Geothermal |  | WECC_NNV | Nevada | 32 | Humboldt | 13 | 32013 | 13 | 9771 | 2009 | 9999 |  |  | N | Geothermal | [13 empty] | 0 | 0 | 0 | 0 | 0.4563 | 0.4563 | 0.4563 | [8 empty] | NGP Blue Mountain I LLC | 100 | EIG Global Energy Partners LLC | 100
geothermal | NGP Blue Mountain I LLC | 56982_G_BM2 | 56982 | G | BM2 |  | Geothermal |  | WECC_NNV | Nevada | 32 | Humboldt | 13 | 32013 | 13 | 9771 | 2009 | 9999 |  |  | N | Geothermal | [13 empty] | 0 | 0 | 0 | 0 | 0.4563 | 0.4563 | 0.4563 | [8 empty] | NGP Blue Mountain I LLC | 100 | EIG Global Energy Partners LLC | 100
geothermal | NGP Blue Mountain I LLC | 56982_G_BM3 | 56982 | G | BM3 |  | Geothermal |  | WECC_NNV | Nevada | 32 | Humboldt | 13 | 32013 | 13 | 9771 | 2009 | 9999 |  |  | N | Geothermal | [13 empty] | 0 | 0 | 0 | 0 | 0.4563 | 0.4563 | 0.4563 | [8 empty] | NGP Blue Mountain I LLC | 100 | EIG Global Energy Partners LLC | 100
onshore wind | EC&R Papalote Creek I LLC | 56983_G_1 | 56983 | G | 1 |  | Onshore Wind |  | ERC_REST | Texas | 48 | San Patricio | 409 | 48409 | 180 | 0 | 2009 | 9999 |  |  | N | Wind | [13 empty] | 0 | 0 | 0 | 0 | [11 empty] | Papalote Creek I LLC | 100 | RWE Group | 100
onshore wind | Inadale Wind Farm LLC Hybrid | 56984_G_1 | 56984 | G | 1 |  | Onshore Wind |  | ERC_WEST | Texas | 48 | Nolan | 353 | 48353 | 197 | 0 | 2009 | 9999 |  |  | N | Wind | [13 empty] | 0 | 0 | 0 | 0 | [11 empty] | Airtricity Inadale Wind Farm LLC | 100 | E.ON Group | 100
0 | Inadale Wind Farm LLC Hybrid | 56984_G_INABT | 56984 | G | INABT |  | Energy Storage |  | ERC_WEST | Texas | 48 | Nolan | 353 | 48353 | 9.9 | 0 | 2018 | 9999 |  |  | N | Energy Storage | [13 empty] | 0 | 0 | 0 | 0 | [11 empty] | EC & R North America Inc | 100 | RWE Group | 100
onshore wind | Smoky Hills Wind Project Phase II | 56985_G_SMKII | 56985 | G | SMKII |  | Onshore Wind |  | SPP_WEST | Kansas | 20 | Lincoln | 105 | 20105 | 148.5 | 0 | 2008 | 9999 |  |  | N | Wind | [13 empty] | 0 | 0 | 0 | 0 | [11 empty] | Smoky Hills Wind Project II LLC | 100 | Enel SpA | 100
biomass | Clinton LFGTE Facility | 56986_G_GEN1 | 56986 | G | GEN1 |  | Landfill Gas |  | NY_Z_D | New York | 36 | Clinton | 19 | 36019 | 1.6 | 13500 | 2008 | 9999 |  |  | N | Landfill Gas | [13 empty] | 0.09256 | 0.09256 | 0.09256 | 0.09256 | [11 empty] | New England Waste Services of New York Inc | 100 | Casella Waste Systems Inc | 100
biomass | Clinton LFGTE Facility | 56986_G_GEN2 | 56986 | G | GEN2 |  | Landfill Gas |  | NY_Z_D | New York | 36 | Clinton | 19 | 36019 | 1.6 | 13500 | 2008 | 9999 |  |  | N | Landfill Gas | [13 empty] | 0.09256 | 0.09256 | 0.09256 | 0.09256 | [11 empty] | New England Waste Services of New York Inc | 100 | Casella Waste Systems Inc | 100
biomass | Clinton LFGTE Facility | 56986_G_GEN3 | 56986 | G | GEN3 |  | Landfill Gas |  | NY_Z_D | New York | 36 | Clinton | 19 | 36019 | 1.6 | 13500 | 2008 | 9999 |  |  | N | Landfill Gas | [13 empty] | 0.09256 | 0.09256 | 0.09256 | 0.09256 | [11 empty] | New England Waste Services of New York Inc | 100 | Casella Waste Systems Inc | 100
biomass | Clinton LFGTE Facility | 56986_G_GEN4 | 56986 | G | GEN4 |  | Landfill Gas |  | NY_Z_D | New York | 36 | Clinton | 19 | 36019 | 1.6 | 13500 | 2009 | 9999 |  |  | N | Landfill Gas | [13 empty] | 0.09256 | 0.09256 | 0.09256 | 0.09256 | [11 empty] | New England Waste Services of New York Inc | 100 | Casella Waste Systems Inc | 100
biomass | Hyland LFGTE Facility | 56987_G_GEN1 | 56987 | G | GEN1 |  | Landfill Gas |  | NY_Z_B | New York | 36 | Allegany | 3 | 36003 | 1.6 | 13500 | 2008 | 9999 |  |  | N | Landfill Gas | [13 empty] | 0.15987 | 0.15987 | 0.15987 | 0.15987 | [11 empty] | Hyland Facility Associates | 100 | Casella Waste Systems Inc | 100
biomass | Hyland LFGTE Facility | 56987_G_GEN2 | 56987 | G | GEN2 |  | Landfill Gas |  | NY_Z_B | New York | 36 | Allegany | 3 | 36003 | 1.6 | 13500 | 2008 | 9999 |  |  | N | Landfill Gas | [13 empty] | 0.15987 | 0.15987 | 0.15987 | 0.15987 | [11 empty] | Hyland Facility Associates | 100 | Casella Waste Systems Inc | 100
biomass | Hyland LFGTE Facility | 56987_G_GEN3 | 56987 | G | GEN3 |  | Landfill Gas |  | NY_Z_B | New York | 36 | Allegany | 3 | 36003 | 1.6 | 13500 | 2008 | 9999 |  |  | N | Landfill Gas | [13 empty] | 0.15987 | 0.15987 | 0.15987 | 0.15987 | [11 empty] | Hyland Facility Associates | 100 | Casella Waste Systems Inc | 100
onshore wind | Stetson Wind I | 56989_G_1 | 56989 | G | 1 |  | Onshore Wind |  | NENG_ME | Maine | 23 | Washington | 29 | 23029 | 57 | 0 | 2009 | 9999 |  |  | N | Wind | [13 empty] | 0 | 0 | 0 | 0 | [11 empty] | Stetson Holdings LLC | 100 | Brookfield Asset Management Inc | 100
onshore wind | Rollins Wind Project | 56990_G_1 | 56990 | G | 1 |  | Onshore Wind |  | NENG_ME | Maine | 23 | Penobscot | 19 | 23019 | 60 | 0 | 2011 | 9999 |  |  | N | Wind | [13 empty] | 0 | 0 | 0 | 0 | [11 empty] | Evergreen Wind Power III LLC | 100 | Brookfield Asset Management Inc | 100
onshore wind | Stetson Wind II | 56991_G_1 | 56991 | G | 1 |  | Onshore Wind |  | NENG_ME | Maine | 23 | Washington | 29 | 23029 | 25.5 | 0 | 2010 | 9999 |  |  | N | Wind | [13 empty] | 0 | 0 | 0 | 0 | [11 empty] | Stetson Wind II LLC | 100 | Brookfield Asset Management Inc | 100
solar pv | MF Mesa Lane LLC | 56993_G_MESA | 56993 | G | MESA |  | Solar PV |  | PJM_EMAC | Pennsylvania | 42 | Bucks | 17 | 42017 | 3 | 0 | 2008 | 9999 |  |  | N | Solar | [13 empty] | 0 | 0 | 0 | 0 | [11 empty] | MF Mesa Lane LLC | 100 | Epuron | 100
onshore wind | Grand Meadow | 56994_G_WND67 | 56994 | G | WND67 |  | Onshore Wind |  | MIS_MNWI | Minnesota | 27 | Mower | 99 | 27099 | 100.5 | 0 | 2008 | 9999 |  |  | N | Wind | [13 empty] | 0 | 0 | 0 | 0 | [11 empty] | Northern States Power Co (Minnesota) | 100 | Xcel Energy Inc | 100
biomass | Georgetown LFGTE | 56995_G_G1 | 56995 | G | G1 |  | Landfill Gas |  | S_VACA | South Carolina | 45 | Georgetown | 43 | 45043 | 1 | 13500 | 2010 | 9999 |  |  | N | Landfill Gas | [13 empty] | 0.22117 | 0.22117 | 0.22117 | 0.22117 | [11 empty] | Santee Cooper | 100 | Santee Cooper | 100
solar pv | Solar Photovoltaic Project #02 | 56996_G_S1A | 56996 | G | S1A |  | Solar PV |  | WECC_SCE | California | 6 | San Bernardino | 71 | 06071 | 0.5 | 0 | 2009 | 9999 |  |  | N | Solar | [13 empty] | 0 | 0 | 0 | 0 | [11 empty] | Southern California Edison Co | 100 | Edison International | 100
solar pv | Solar Photovoltaic Project #02 | 56996_G_S1B | 56996 | G | S1B |  | Solar PV |  | WECC_SCE | California | 6 | San Bernardino | 71 | 06071 | 0.5 | 0 | 2009 | 9999 |  |  | N | Solar | [13 empty] | 0 | 0 | 0 | 0 | [11 empty] | Southern California Edison Co | 100 | Edison International | 100
hydro | Arrowrock Hydroelectric Project | 56997_G_1 | 56997 | G | 1 |  | Hydro |  | WECC_ID | Idaho | 16 | Elmore | 39 | 16039 | 8 | 0 | 2010 | 9999 |  |  | N | Hydro | [13 empty] | 0 | 0 | 0 | 0 | [11 empty] | Arrowrock Hydroelectric Project | 100 | Big Bend Irrigation District | 100
hydro | Arrowrock Hydroelectric Project | 56997_G_2 | 56997 | G | 2 |  | Hydro |  | WECC_ID | Idaho | 16 | Elmore | 39 | 16039 | 8 | 0 | 2010 | 9999 |  |  | N | Hydro | [13 empty] | 0 | 0 | 0 | 0 | [11 empty] | Arrowrock Hydroelectric Project | 100 | Big Bend Irrigation District | 100
natural gas combined cycle | Pueblo Airport Generating Station | 56998_G_4 | 56998 | G | 4 | 90499 | Combined Cycle |  | WECC_CO | Colorado | 8 | Pueblo | 101 | 08101 | 37 | 7728 | 2012 | 9999 |  |  | N | Natural Gas |  |  |  | H2O | SCR | [8 empty] | 0.0035188 | 0.0035188 | 0.0035188 | 0.0035188 | [11 empty] | Black Hills Colorado IPP LLC | 100 | Black Hills Corp | 100
natural gas combined cycle | Pueblo Airport Generating Station | 56998_G_43 | 56998 | G | 43 | 90499 | Combined Cycle |  | WECC_CO | Colorado | 8 | Pueblo | 101 | 08101 | 20 | 7728 | 2012 | 9999 |  |  | N | Natural Gas |  |  |  | H2O | SCR | [8 empty] | 0.0035188 | 0.0035188 | 0.0035188 | 0.0035188 | [11 empty] | Black Hills Colorado IPP LLC | 100 | Black Hills Corp | 100
natural gas combined cycle | Pueblo Airport Generating Station | 56998_G_5 | 56998 | G | 5 | 90557 | Combined Cycle |  | WECC_CO | Colorado | 8 | Pueblo | 101 | 08101 | 37 | 7728 | 2012 | 9999 |  |  | N | Natural Gas |  |  |  | H2O | SCR | [8 empty] | 0.0035188 | 0.0035188 | 0.0035188 | 0.0035188 | [11 empty] | Black Hills Colorado IPP LLC | 100 | Black Hills Corp | 100
natural gas combined cycle | Pueblo Airport Generating Station | 56998_G_53 | 56998 | G | 53 | 90559 | Combined Cycle |  | WECC_CO | Colorado | 8 | Pueblo | 101 | 08101 | 20 | 7728 | 2012 | 9999 |  |  | N | Natural Gas |  |  |  | H2O | SCR | [8 empty] | 0.0032825 | 0.0032825 | 0.0032825 | 0.0032825 | [11 empty] | Black Hills Colorado IPP LLC | 100 | Black Hills Corp | 100
natural gas combined cycle | Pueblo Airport Generating Station | 56998_G_6 | 56998 | G | 6 | 90559 | Combined Cycle |  | WECC_CO | Colorado | 8 | Pueblo | 101 | 08101 | 37 | 7728 | 2012 | 9999 |  |  | N | Natural Gas |  |  |  | H2O | SCR | [8 empty] | 0.0032825 | 0.0032825 | 0.0032825 | 0.0032825 | [11 empty] | Black Hills Colorado IPP LLC | 100 | Black Hills Corp | 100
natural gas combined cycle | Pueblo Airport Generating Station | 56998_G_7 | 56998 | G | 7 | 90560 | Combined Cycle |  | WECC_CO | Colorado | 8 | Pueblo | 101 | 08101 | 37 | 7728 | 2012 | 9999 |  |  | N | Natural Gas |  |  |  | H2O | SCR | [8 empty] | 0.0032825 | 0.0032825 | 0.0032825 | 0.0032825 | [11 empty] | Black Hills Colorado IPP LLC | 100 | Black Hills Corp | 100
natural gas peaker | Pueblo Airport Generating Station | 56998_G_GT1 | 56998 | G | GT1 | 90496 | Combustion Turbine |  | WECC_CO | Colorado | 8 | Pueblo | 101 | 08101 | 90 | 10745 | 2012 | 9999 |  |  | N | Natural Gas |  |  |  | H2O | SCR | [8 empty] | 0.00761 | 0.00761 | 0.00761 | 0.00761 | [11 empty] | Black Hills Colorado Electric LLC | 100 | Black Hills Corp | 100
natural gas peaker | Pueblo Airport Generating Station | 56998_G_GT2 | 56998 | G | GT2 | 90497 | Combustion Turbine |  | WECC_CO | Colorado | 8 | Pueblo | 101 | 08101 | 90 | 10745 | 2012 | 9999 |  |  | N | Natural Gas |  |  |  | H2O | SCR | [8 empty] | 0.02918 | 0.02918 | 0.02918 | 0.02918 | [11 empty] | Black Hills Colorado Electric LLC | 100 | Black Hills Corp | 100
natural gas peaker | Pueblo Airport Generating Station | 56998_G_CT08 | 56998 | G | CT08 | 90863 | Combustion Turbine |  | WECC_CO | Colorado | 8 | Pueblo | 101 | 08101 | 40 | 10806 | 2016 | 9999 |  |  | N | Natural Gas |  |  |  |  | SCR | [8 empty] | 0.03701 | 0.03701 | 0.03701 | 0.03701 | [11 empty] | Black Hills Colorado Electric LLC | 100 | Black Hills Corp | 100
natural gas peaker | El Cajon Energy Center | 57001_G_GEN1 | 57001 | G | GEN1 | 90510 | Combustion Turbine |  | WEC_SDGE | California | 6 | San Diego | 73 | 06073 | 43.5 | 10890 | 2010 | 9999 |  |  | N | Natural Gas |  |  |  | H2O | SCR | [8 empty] | 0.02382 | 0.02382 | 0.02382 | 0.02382 | [11 empty] | El Cajon Energy LLC | 100 | Fresno Power Investors LP | 100
onshore wind | Oakfield Wind Project | 57002_G_1 | 57002 | G | 1 |  | Onshore Wind |  | NENG_ME | Maine | 23 | Aroostook | 3 | 23003 | 148 | 0 | 2015 | 9999 |  |  | N | Wind | [13 empty] | 0 | 0 | 0 | 0 | [11 empty] | Evergreen Wind Power II LLC | 100 | Brookfield Asset Management Inc | 100
biomass | Fulton LFGTE Facility | 57003_G_GEN1 | 57003 | G | GEN1 |  | Landfill Gas |  | NY_Z_F | New York | 36 | Fulton | 35 | 36035 | 1.6 | 13500 | 2010 | 9999 |  |  | N | Landfill Gas | [13 empty] | 0.12931 | 0.12931 | 0.12931 | 0.12931 | [11 empty] | Innovative/Fulton LLC | 100 | Archaea Energy Inc | 100
biomass | Fulton LFGTE Facility | 57003_G_GEN2 | 57003 | G | GEN2 |  | Landfill Gas |  | NY_Z_F | New York | 36 | Fulton | 35 | 36035 | 1.6 | 13500 | 2010 | 9999 |  |  | N | Landfill Gas | [13 empty] | 0.12931 | 0.12931 | 0.12931 | 0.12931 | [11 empty] | Innovative/Fulton LLC | 100 | Archaea Energy Inc | 100
solar pv | SunEdison Walgreens Moreno Valley | 57004_G_1 | 57004 | G | 1 |  | Solar PV |  | WECC_SCE | California | 6 | Riverside | 65 | 06065 | 0.9 | 0 | 2007 | 9999 |  |  | N | Solar | [13 empty] | 0 | 0 | 0 | 0 | [11 empty] | SunE WG113 Moreno Valley LLC | 100 | SunEdison | 100
solar pv | Mariani Packing Vacaville Solar | 57005_G_1 | 57005 | G | 1 |  | Solar PV |  | WEC_CALN | California | 6 | Solano | 95 | 06095 | 0.9 | 0 | 2008 | 9999 |  |  | N | Solar | [13 empty] | 0 | 0 | 0 | 0 | [11 empty] | SunE MPC Vacaville LLC | 100 | SunEdison | 100
solar pv | Walgreens Woodland Distribution Center | 57006_G_1 | 57006 | G | 1 |  | Solar PV |  | WEC_CALN | California | 6 | Yolo | 113 | 06113 | 0.9 | 0 | 2007 | 9999 |  |  | N | Solar | [13 empty] | 0 | 0 | 0 | 0 | [11 empty] | SunE WG45 Woodland LLC | 100 | SunEdison | 100
solar pv | SunEdison Ironwood State Prison | 57007_G_1 | 57007 | G | 1 |  | Solar PV |  | WECC_SCE | California | 6 | Riverside | 65 | 06065 | 0.9 | 0 | 2008 | 9999 |  |  | N | Solar | [13 empty] | 0 | 0 | 0 | 0 | [11 empty] | Ironwood Solar LLC | 100 | SunEdison | 100
solar pv | SunEdison Procter & Gamble Oxnard | 57008_G_1 | 57008 | G | 1 |  | Solar PV |  | WEC_CALN | California | 6 | Ventura | 111 | 06111 | 0.8 | 0 | 2009 | 9999 |  |  | N | Solar | [13 empty] | 0 | 0 | 0 | 0 | [11 empty] | SunEdison Origination1 LLC | 100 | SunEdison | 100
solar pv | Kohls San Bernardino Solar Facility | 57009_G_1 | 57009 | G | 1 |  | Solar PV |  | WECC_SCE | California | 6 | San Bernardino | 71 | 06071 | 0.9 | 0 | 2007 | 9999 |  |  | N | Solar | [13 empty] | 0 | 0 | 0 | 0 | [11 empty] | SunE KHL55 San Bernardino | 100 | SunEdison | 100
solar pv | SunEdison Anheuser Busch Fairfield | 57010_G_1 | 57010 | G | 1 |  | Solar PV |  | WEC_CALN | California | 6 | Solano | 95 | 06095 | 0.9 | 0 | 2008 | 9999 |  |  | N | Solar | [13 empty] | 0 | 0 | 0 | 0 | [11 empty] | SunE Ab Fairfield LLC | 100 | SunEdison | 100
solar pv | Chuckawalla Valley State Prison | 57011_G_1 | 57011 | G | 1 |  | Solar PV |  | WECC_SCE | California | 6 | Riverside | 65 | 06065 | 0.9 | 0 | 2006 | 9999 |  |  | N | Solar | [13 empty] | 0 | 0 | 0 | 0 | [11 empty] | SunE CPA CDC1 LLC | 100 | SunEdison | 100
solar pv | SunEdison Walmart Apple Valley DC | 57012_G_1 | 57012 | G | 1 |  | Solar PV |  | WECC_SCE | California | 6 | San Bernardino | 71 | 06071 | 0.9 | 0 | 2009 | 9999 |  |  | N | Solar | [13 empty] | 0 | 0 | 0 | 0 | [11 empty] | SunE WMT7033DC Apple Valley LLC | 100 | SunEdison | 100
biomass | Waste Management Arden LFGTE | 57014_G_GEN1 | 57014 | G | GEN1 |  | Landfill Gas |  | PJM_AP | Pennsylvania | 42 | Washington | 125 | 42125 | 0.8 | 13500 | 2009 | 9999 |  |  | N | Landfill Gas | [13 empty] | 0.22584 | 0.22584 | 0.22584 | 0.22584 | [11 empty] | WM Renewable Energy LLC | 100 | Waste Management Inc | 100
biomass | Waste Management Arden LFGTE | 57014_G_GEN2 | 57014 | G | GEN2 |  | Landfill Gas |  | PJM_AP | Pennsylvania | 42 | Washington | 125 | 42125 | 0.8 | 13500 | 2009 | 9999 |  |  | N | Landfill Gas | [13 empty] | 0.22584 | 0.22584 | 0.22584 | 0.22584 | [11 empty] | WM Renewable Energy LLC | 100 | Waste Management Inc | 100
biomass | Waste Management Arden LFGTE | 57014_G_GEN3 | 57014 | G | GEN3 |  | Landfill Gas |  | PJM_AP | Pennsylvania | 42 | Washington | 125 | 42125 | 0.8 | 13500 | 2009 | 9999 |  |  | N | Landfill Gas | [13 empty] | 0.22584 | 0.22584 | 0.22584 | 0.22584 | [11 empty] | WM Renewable Energy LLC | 100 | Waste Management Inc | 100
biomass | Waste Management Arden LFGTE | 57014_G_GEN4 | 57014 | G | GEN4 |  | Landfill Gas |  | PJM_AP | Pennsylvania | 42 | Washington | 125 | 42125 | 0.8 | 13500 | 2009 | 9999 |  |  | N | Landfill Gas | [13 empty] | 0.22584 | 0.22584 | 0.22584 | 0.22584 | [11 empty] | WM Renewable Energy LLC | 100 | Waste Management Inc | 100
biomass | Waste Management Arden LFGTE | 57014_G_GEN5 | 57014 | G | GEN5 |  | Landfill Gas |  | PJM_AP | Pennsylvania | 42 | Washington | 125 | 42125 | 0.8 | 13500 | 2009 | 9999 |  |  | N | Landfill Gas | [13 empty] | 0.22584 | 0.22584 | 0.22584 | 0.22584 | [11 empty] | WM Renewable Energy LLC | 100 | Waste Management Inc | 100
biomass | Waste Management Arden LFGTE | 57014_G_GEN6 | 57014 | G | GEN6 |  | Landfill Gas |  | PJM_AP | Pennsylvania | 42 | Washington | 125 | 42125 | 0.8 | 13500 | 2009 | 9999 |  |  | N | Landfill Gas | [13 empty] | 0.22584 | 0.22584 | 0.22584 | 0.22584 | [11 empty] | WM Renewable Energy LLC | 100 | Waste Management Inc | 100
biomass | Waste Management Columbia Ridge LFGTE | 57015_G_GEN1 | 57015 | G | GEN1 |  | Landfill Gas |  | WECC_PNW | Oregon | 41 | Gilliam | 21 | 41021 | 0.8 | 13500 | 2009 | 9999 |  |  | N | Landfill Gas | [13 empty] | 0.22117 | 0.22117 | 0.22117 | 0.22117 | [11 empty] | Waste Management Inc | 100 | Waste Management Inc | 100
biomass | Waste Management Columbia Ridge LFGTE | 57015_G_GEN2 | 57015 | G | GEN2 |  | Landfill Gas |  | WECC_PNW | Oregon | 41 | Gilliam | 21 | 41021 | 0.8 | 13500 | 2009 | 9999 |  |  | N | Landfill Gas | [13 empty] | 0.22117 | 0.22117 | 0.22117 | 0.22117 | [11 empty] | Waste Management Inc | 100 | Waste Management Inc | 100
biomass | Waste Management Columbia Ridge LFGTE | 57015_G_GEN3 | 57015 | G | GEN3 |  | Landfill Gas |  | WECC_PNW | Oregon | 41 | Gilliam | 21 | 41021 | 0.8 | 13500 | 2009 | 9999 |  |  | N | Landfill Gas | [13 empty] | 0.22117 | 0.22117 | 0.22117 | 0.22117 | [11 empty] | Waste Management Inc | 100 | Waste Management Inc | 100
biomass | Waste Management Columbia Ridge LFGTE | 57015_G_GEN4 | 57015 | G | GEN4 |  | Landfill Gas |  | WECC_PNW | Oregon | 41 | Gilliam | 21 | 41021 | 0.8 | 13500 | 2009 | 9999 |  |  | N | Landfill Gas | [13 empty] | 0.22117 | 0.22117 | 0.22117 | 0.22117 | [11 empty] | Waste Management Inc | 100 | Waste Management Inc | 100
biomass | Waste Management Columbia Ridge LFGTE | 57015_G_GEN5 | 57015 | G | GEN5 |  | Landfill Gas |  | WECC_PNW | Oregon | 41 | Gilliam | 21 | 41021 | 0.8 | 13500 | 2009 | 9999 |  |  | N | Landfill Gas | [13 empty] | 0.22117 | 0.22117 | 0.22117 | 0.22117 | [11 empty] | Waste Management Inc | 100 | Waste Management Inc | 100
biomass | Waste Management Columbia Ridge LFGTE | 57015_G_GEN6 | 57015 | G | GEN6 |  | Landfill Gas |  | WECC_PNW | Oregon | 41 | Gilliam | 21 | 41021 | 0.8 | 13500 | 2009 | 9999 |  |  | N | Landfill Gas | [13 empty] | 0.22117 | 0.22117 | 0.22117 | 0.22117 | [11 empty] | Waste Management Inc | 100 | Waste Management Inc | 100
biomass | Waste Management Columbia Ridge LFGTE | 57015_G_GEN7 | 57015 | G | GEN7 |  | Landfill Gas |  | WECC_PNW | Oregon | 41 | Gilliam | 21 | 41021 | 0.8 | 13500 | 2009 | 9999 |  |  | N | Landfill Gas | [13 empty] | 0.22117 | 0.22117 | 0.22117 | 0.22117 | [11 empty] | Waste Management Inc | 100 | Waste Management Inc | 100
biomass | Waste Management Columbia Ridge LFGTE | 57015_G_GEN8 | 57015 | G | GEN8 |  | Landfill Gas |  | WECC_PNW | Oregon | 41 | Gilliam | 21 | 41021 | 0.8 | 13500 | 2009 | 9999 |  |  | N | Landfill Gas | [13 empty] | 0.22117 | 0.22117 | 0.22117 | 0.22117 | [11 empty] | Waste Management Inc | 100 | Waste Management Inc | 100
biomass | Waste Management Columbia Ridge LFGTE | 57015_G_GEN10 | 57015 | G | GEN10 |  | Landfill Gas |  | WECC_PNW | Oregon | 41 | Gilliam | 21 | 41021 | 1.6 | 13500 | 2014 | 9999 |  |  | N | Landfill Gas | [13 empty] | 0.35857 | 0.35857 | 0.35857 | 0.35857 | [11 empty] | Waste Management Inc | 100 | Waste Management Inc | 100
biomass | Waste Management Columbia Ridge LFGTE | 57015_G_GEN11 | 57015 | G | GEN11 |  | Landfill Gas |  | WECC_PNW | Oregon | 41 | Gilliam | 21 | 41021 | 1.6 | 13500 | 2014 | 9999 |  |  | N | Landfill Gas | [13 empty] | 0.35857 | 0.35857 | 0.35857 | 0.35857 | [11 empty] | Waste Management Inc | 100 | Waste Management Inc | 100
biomass | Waste Management Columbia Ridge LFGTE | 57015_G_GEN12 | 57015 | G | GEN12 |  | Landfill Gas |  | WECC_PNW | Oregon | 41 | Gilliam | 21 | 41021 | 1.6 | 13500 | 2014 | 9999 |  |  | N | Landfill Gas | [13 empty] | 0.35857 | 0.35857 | 0.35857 | 0.35857 | [11 empty] | Waste Management Inc | 100 | Waste Management Inc | 100
biomass | Waste Management Columbia Ridge LFGTE | 57015_G_GEN9 | 57015 | G | GEN9 |  | Landfill Gas |  | WECC_PNW | Oregon | 41 | Gilliam | 21 | 41021 | 1.6 | 13500 | 2014 | 9999 |  |  | N | Landfill Gas | [13 empty] | 0.35857 | 0.35857 | 0.35857 | 0.35857 | [11 empty] | Waste Management Inc | 100 | Waste Management Inc | 100
biomass | Waste Management Crossroads LFGTE | 57016_G_GEN1 | 57016 | G | GEN1 |  | Landfill Gas |  | NENG_ME | Maine | 23 | Somerset | 25 | 23025 | 1.6 | 13500 | 2009 | 9999 |  |  | N | Landfill Gas | [13 empty] | 0.22117 | 0.22117 | 0.22117 | 0.22117 | [11 empty] | WM Renewable Energy LLC | 100 | Waste Management Inc | 100
biomass | Waste Management Crossroads LFGTE | 57016_G_GEN2 | 57016 | G | GEN2 |  | Landfill Gas |  | NENG_ME | Maine | 23 | Somerset | 25 | 23025 | 1.6 | 13500 | 2009 | 9999 |  |  | N | Landfill Gas | [13 empty] | 0.22117 | 0.22117 | 0.22117 | 0.22117 | [11 empty] | WM Renewable Energy LLC | 100 | Waste Management Inc | 100
biomass | Spruce Ridge Gas Recovery | 57017_G_GEN1 | 57017 | G | GEN1 |  | Landfill Gas |  | MIS_MNWI | Minnesota | 27 | McLeod | 85 | 27085 | 0.8 | 13500 | 2008 | 9999 |  |  | N | Landfill Gas | [13 empty] | 0.22117 | 0.22117 | 0.22117 | 0.22117 | [11 empty] | WM Renewable Energy LLC | 100 | Waste Management Inc | 100
biomass | Spruce Ridge Gas Recovery | 57017_G_GEN2 | 57017 | G | GEN2 |  | Landfill Gas |  | MIS_MNWI | Minnesota | 27 | McLeod | 85 | 27085 | 0.8 | 13500 | 2008 | 9999 |  |  | N | Landfill Gas | [13 empty] | 0.22117 | 0.22117 | 0.22117 | 0.22117 | [11 empty] | WM Renewable Energy LLC | 100 | Waste Management Inc | 100
biomass | Spruce Ridge Gas Recovery | 57017_G_GEN3 | 57017 | G | GEN3 |  | Landfill Gas |  | MIS_MNWI | Minnesota | 27 | McLeod | 85 | 27085 | 0.8 | 13500 | 2008 | 9999 |  |  | N | Landfill Gas | [13 empty] | 0.22117 | 0.22117 | 0.22117 | 0.22117 | [11 empty] | WM Renewable Energy LLC | 100 | Waste Management Inc | 100
biomass | Spruce Ridge Gas Recovery | 57017_G_GEN4 | 57017 | G | GEN4 |  | Landfill Gas |  | MIS_MNWI | Minnesota | 27 | McLeod | 85 | 27085 | 0.8 | 13500 | 2010 | 9999 |  |  | N | Landfill Gas | [13 empty] | 0.22117 | 0.22117 | 0.22117 | 0.22117 | [11 empty] | WM Renewable Energy LLC | 100 | Waste Management Inc | 100
biomass | Waste Management Middle Peninsula LFGTE | 57018_G_GEN1 | 57018 | G | GEN1 |  | Landfill Gas |  | PJM_Dom | Virginia | 51 | Middlesex | 119 | 51119 | 0.8 | 13500 | 2009 | 9999 |  |  | N | Landfill Gas | [13 empty] | 0.3 | 0.3 | 0.3 | 0.3 | [11 empty] | WM Renewable Energy LLC | 100 | Waste Management Inc | 100
biomass | Waste Management Middle Peninsula LFGTE | 57018_G_GEN2 | 57018 | G | GEN2 |  | Landfill Gas |  | PJM_Dom | Virginia | 51 | Middlesex | 119 | 51119 | 0.8 | 13500 | 2009 | 9999 |  |  | N | Landfill Gas | [13 empty] | 0.3 | 0.3 | 0.3 | 0.3 | [11 empty] | WM Renewable Energy LLC | 100 | Waste Management Inc | 100
biomass | Waste Management Middle Peninsula LFGTE | 57018_G_GEN3 | 57018 | G | GEN3 |  | Landfill Gas |  | PJM_Dom | Virginia | 51 | Middlesex | 119 | 51119 | 0.8 | 13500 | 2009 | 9999 |  |  | N | Landfill Gas | [13 empty] | 0.3 | 0.3 | 0.3 | 0.3 | [11 empty] | WM Renewable Energy LLC | 100 | Waste Management Inc | 100
biomass | Waste Management Middle Peninsula LFGTE | 57018_G_GEN4 | 57018 | G | GEN4 |  | Landfill Gas |  | PJM_Dom | Virginia | 51 | Middlesex | 119 | 51119 | 0.8 | 13500 | 2009 | 9999 |  |  | N | Landfill Gas | [13 empty] | 0.3 | 0.3 | 0.3 | 0.3 | [11 empty] | WM Renewable Energy LLC | 100 | Waste Management Inc | 100
biomass | Waste Management Middle Peninsula LFGTE | 57018_G_GEN5 | 57018 | G | GEN5 |  | Landfill Gas |  | PJM_Dom | Virginia | 51 | Middlesex | 119 | 51119 | 0.8 | 13500 | 2009 | 9999 |  |  | N | Landfill Gas | [13 empty] | 0.3 | 0.3 | 0.3 | 0.3 | [11 empty] | WM Renewable Energy LLC | 100 | Waste Management Inc | 100
biomass | Waste Management Middle Peninsula LFGTE | 57018_G_GEN6 | 57018 | G | GEN6 |  | Landfill Gas |  | PJM_Dom | Virginia | 51 | Middlesex | 119 | 51119 | 0.8 | 13500 | 2009 | 9999 |  |  | N | Landfill Gas | [13 empty] | 0.3 | 0.3 | 0.3 | 0.3 | [11 empty] | WM Renewable Energy LLC | 100 | Waste Management Inc | 100
biomass | Waste Management Middle Peninsula LFGTE | 57018_G_GEN7 | 57018 | G | GEN7 |  | Landfill Gas |  | PJM_Dom | Virginia | 51 | Middlesex | 119 | 51119 | 0.8 | 13500 | 2009 | 9999 |  |  | N | Landfill Gas | [13 empty] | 0.3 | 0.3 | 0.3 | 0.3 | [11 empty] | WM Renewable Energy LLC | 100 | Waste Management Inc | 100
biomass | Waste Management Middle Peninsula LFGTE | 57018_G_GEN8 | 57018 | G | GEN8 |  | Landfill Gas |  | PJM_Dom | Virginia | 51 | Middlesex | 119 | 51119 | 0.8 | 13500 | 2009 | 9999 |  |  | N | Landfill Gas | [13 empty] | 0.3 | 0.3 | 0.3 | 0.3 | [11 empty] | WM Renewable Energy LLC | 100 | Waste Management Inc | 100
biomass | Riverbend Landfill | 57019_G_GEN1 | 57019 | G | GEN1 |  | Landfill Gas |  | WECC_PNW | Oregon | 41 | Yamhill | 71 | 41071 | 0.8 | 13500 | 2010 | 9999 |  |  | N | Landfill Gas | [13 empty] | 0.22117 | 0.22117 | 0.22117 | 0.22117 | [11 empty] | Riverbend Landfill Co | 100 | Waste Management Inc | 100
biomass | Riverbend Landfill | 57019_G_GEN2 | 57019 | G | GEN2 |  | Landfill Gas |  | WECC_PNW | Oregon | 41 | Yamhill | 71 | 41071 | 0.8 | 13500 | 2010 | 9999 |  |  | N | Landfill Gas | [13 empty] | 0.22117 | 0.22117 | 0.22117 | 0.22117 | [11 empty] | Riverbend Landfill Co | 100 | Waste Management Inc | 100
biomass | Riverbend Landfill | 57019_G_GEN3 | 57019 | G | GEN3 |  | Landfill Gas |  | WECC_PNW | Oregon | 41 | Yamhill | 71 | 41071 | 0.8 | 13500 | 2010 | 9999 |  |  | N | Landfill Gas | [13 empty] | 0.22117 | 0.22117 | 0.22117 | 0.22117 | [11 empty] | Riverbend Landfill Co | 100 | Waste Management Inc | 100
biomass | Riverbend Landfill | 57019_G_GEN4 | 57019 | G | GEN4 |  | Landfill Gas |  | WECC_PNW | Oregon | 41 | Yamhill | 71 | 41071 | 0.8 | 13500 | 2010 | 9999 |  |  | N | Landfill Gas | [13 empty] | 0.22117 | 0.22117 | 0.22117 | 0.22117 | [11 empty] | Riverbend Landfill Co | 100 | Waste Management Inc | 100
biomass | Riverbend Landfill | 57019_G_GEN5 | 57019 | G | GEN5 |  | Landfill Gas |  | WECC_PNW | Oregon | 41 | Yamhill | 71 | 41071 | 0.8 | 13500 | 2010 | 9999 |  |  | N | Landfill Gas | [13 empty] | 0.22117 | 0.22117 | 0.22117 | 0.22117 | [11 empty] | Riverbend Landfill Co | 100 | Waste Management Inc | 100
biomass | Riverbend Landfill | 57019_G_GEN6 | 57019 | G | GEN6 |  | Landfill Gas |  | WECC_PNW | Oregon | 41 | Yamhill | 71 | 41071 | 0.8 | 13500 | 2010 | 9999 |  |  | N | Landfill Gas | [13 empty] | 0.22117 | 0.22117 | 0.22117 | 0.22117 | [11 empty] | Riverbend Landfill Co | 100 | Waste Management Inc | 100
biomass | Westside Landfill Gas Recovery | 57020_G_GEN1 | 57020 | G | GEN1 |  | Landfill Gas |  | ERC_REST | Texas | 48 | Parker | 367 | 48367 | 1.6 | 13500 | 2010 | 9999 |  |  | N | Landfill Gas | [13 empty] | 0.22117 | 0.22117 | 0.22117 | 0.22117 | [11 empty] | WM Renewable Energy LLC | 100 | Waste Management Inc | 100
biomass | Westside Landfill Gas Recovery | 57020_G_GEN2 | 57020 | G | GEN2 |  | Landfill Gas |  | ERC_REST | Texas | 48 | Parker | 367 | 48367 | 1.6 | 13500 | 2010 | 9999 |  |  | N | Landfill Gas | [13 empty] | 0.22117 | 0.22117 | 0.22117 | 0.22117 | [11 empty] | WM Renewable Energy LLC | 100 | Waste Management Inc | 100
biomass | Waste Management Madison County LFGTE | 57021_G_GEN1 | 57021 | G | GEN1 |  | Landfill Gas |  | NY_Z_C&E | New York | 36 | Madison | 53 | 36053 | 1.6 | 13500 | 2009 | 9999 |  |  | N | Landfill Gas | [13 empty] | 0.22117 | 0.22117 | 0.22117 | 0.22117 | [11 empty] | WM Renewable Energy LLC | 100 | Waste Management Inc | 100
biomass | Waste Management King George LFGTE | 57022_G_GEN1 | 57022 | G | GEN1 |  | Landfill Gas |  | PJM_Dom | Virginia | 51 | King George | 99 | 51099 | 2.8 | 17054 | 2010 | 9999 |  |  | N | Landfill Gas | [13 empty] | 0.6 | 0.6 | 0.6 | 0.6 | [11 empty] | WM Renewable Energy LLC | 100 | Waste Management Inc | 100
biomass | Waste Management King George LFGTE | 57022_G_GEN2 | 57022 | G | GEN2 |  | Landfill Gas |  | PJM_Dom | Virginia | 51 | King George | 99 | 51099 | 2.8 | 17054 | 2010 | 9999 |  |  | N | Landfill Gas | [13 empty] | 0.6 | 0.6 | 0.6 | 0.6 | [11 empty] | WM Renewable Energy LLC | 100 | Waste Management Inc | 100
biomass | Waste Management King George LFGTE | 57022_G_GEN3 | 57022 | G | GEN3 |  | Landfill Gas |  | PJM_Dom | Virginia | 51 | King George | 99 | 51099 | 2.8 | 17054 | 2010 | 9999 |  |  | N | Landfill Gas | [13 empty] | 0.6 | 0.6 | 0.6 | 0.6 | [11 empty] | WM Renewable Energy LLC | 100 | Waste Management Inc | 100
biomass | Waste Management King George LFGTE | 57022_G_GEN4 | 57022 | G | GEN4 |  | Landfill Gas |  | PJM_Dom | Virginia | 51 | King George | 99 | 51099 | 2.9 | 17054 | 2011 | 9999 |  |  | N | Landfill Gas | [13 empty] | 0.6 | 0.6 | 0.6 | 0.6 | [11 empty] | WM Renewable Energy LLC | 100 | Waste Management Inc | 100
biomass | Waste Management Rolling Meadows LFGTE | 57023_G_GEN1 | 57023 | G | GEN1 |  | Landfill Gas |  | SPP_N | Kansas | 20 | Shawnee | 177 | 20177 | 0.8 | 13500 | 2010 | 9999 |  |  | N | Landfill Gas | [13 empty] | 0.22117 | 0.22117 | 0.22117 | 0.22117 | [11 empty] | Waste Management Inc | 100 | Waste Management Inc | 100
biomass | Waste Management Rolling Meadows LFGTE | 57023_G_GEN2 | 57023 | G | GEN2 |  | Landfill Gas |  | SPP_N | Kansas | 20 | Shawnee | 177 | 20177 | 0.8 | 13500 | 2010 | 9999 |  |  | N | Landfill Gas | [13 empty] | 0.22117 | 0.22117 | 0.22117 | 0.22117 | [11 empty] | Waste Management Inc | 100 | Waste Management Inc | 100
biomass | Waste Management Rolling Meadows LFGTE | 57023_G_GEN3 | 57023 | G | GEN3 |  | Landfill Gas |  | SPP_N | Kansas | 20 | Shawnee | 177 | 20177 | 0.8 | 13500 | 2010 | 9999 |  |  | N | Landfill Gas | [13 empty] | 0.22117 | 0.22117 | 0.22117 | 0.22117 | [11 empty] | Waste Management Inc | 100 | Waste Management Inc | 100
biomass | Waste Management Rolling Meadows LFGTE | 57023_G_GEN4 | 57023 | G | GEN4 |  | Landfill Gas |  | SPP_N | Kansas | 20 | Shawnee | 177 | 20177 | 0.8 | 13500 | 2010 | 9999 |  |  | N | Landfill Gas | [13 empty] | 0.22117 | 0.22117 | 0.22117 | 0.22117 | [11 empty] | Waste Management Inc | 100 | Waste Management Inc | 100
biomass | Waste Management Rolling Meadows LFGTE | 57023_G_GEN5 | 57023 | G | GEN5 |  | Landfill Gas |  | SPP_N | Kansas | 20 | Shawnee | 177 | 20177 | 0.8 | 13500 | 2010 | 9999 |  |  | N | Landfill Gas | [13 empty] | 0.22117 | 0.22117 | 0.22117 | 0.22117 | [11 empty] | Waste Management Inc | 100 | Waste Management Inc | 100
biomass | Waste Management Rolling Meadows LFGTE | 57023_G_GEN6 | 57023 | G | GEN6 |  | Landfill Gas |  | SPP_N | Kansas | 20 | Shawnee | 177 | 20177 | 0.8 | 13500 | 2010 | 9999 |  |  | N | Landfill Gas | [13 empty] | 0.22117 | 0.22117 | 0.22117 | 0.22117 | [11 empty] | Waste Management Inc | 100 | Waste Management Inc | 100
biomass | Waste Management Rolling Meadows LFGTE | 57023_G_GEN7 | 57023 | G | GEN7 |  | Landfill Gas |  | SPP_N | Kansas | 20 | Shawnee | 177 | 20177 | 0.8 | 13500 | 2010 | 9999 |  |  | N | Landfill Gas | [13 empty] | 0.22117 | 0.22117 | 0.22117 | 0.22117 | [11 empty] | Waste Management Inc | 100 | Waste Management Inc | 100
biomass | Waste Management Northern Oaks LFGTE | 57024_G_GEN1 | 57024 | G | GEN1 |  | Landfill Gas |  | MIS_LMI | Michigan | 26 | Clare | 35 | 26035 | 1.6 | 13500 | 2010 | 9999 |  |  | N | Landfill Gas | [13 empty] | 0.10438 | 0.10438 | 0.10438 | 0.10438 | [11 empty] | WM Renewable Energy LLC | 100 | Waste Management Inc | 100
biomass | Waste Management Eco Vista LFGTE | 57025_G_GEN1 | 57025 | G | GEN1 |  | Landfill Gas |  | SPP_WEST | Arkansas | 5 | Washington | 143 | 05143 | 0.8 | 13500 | 2010 | 9999 |  |  | N | Landfill Gas | [13 empty] | 0.22117 | 0.22117 | 0.22117 | 0.22117 | [11 empty] | WM Renewable Energy LLC | 100 | Waste Management Inc | 100
biomass | Waste Management Eco Vista LFGTE | 57025_G_GEN2 | 57025 | G | GEN2 |  | Landfill Gas |  | SPP_WEST | Arkansas | 5 | Washington | 143 | 05143 | 0.8 | 13500 | 2010 | 9999 |  |  | N | Landfill Gas | [13 empty] | 0.22117 | 0.22117 | 0.22117 | 0.22117 | [11 empty] | WM Renewable Energy LLC | 100 | Waste Management Inc | 100
biomass | Waste Management Eco Vista LFGTE | 57025_G_GEN3 | 57025 | G | GEN3 |  | Landfill Gas |  | SPP_WEST | Arkansas | 5 | Washington | 143 | 05143 | 0.8 | 13500 | 2010 | 9999 |  |  | N | Landfill Gas | [13 empty] | 0.22117 | 0.22117 | 0.22117 | 0.22117 | [11 empty] | WM Renewable Energy LLC | 100 | Waste Management Inc | 100
biomass | Waste Management Eco Vista LFGTE | 57025_G_GEN4 | 57025 | G | GEN4 |  | Landfill Gas |  | SPP_WEST | Arkansas | 5 | Washington | 143 | 05143 | 0.8 | 13500 | 2010 | 9999 |  |  | N | Landfill Gas | [13 empty] | 0.22117 | 0.22117 | 0.22117 | 0.22117 | [11 empty] | WM Renewable Energy LLC | 100 | Waste Management Inc | 100
biomass | Waste Management Eco Vista LFGTE | 57025_G_GEN5 | 57025 | G | GEN5 |  | Landfill Gas |  | SPP_WEST | Arkansas | 5 | Washington | 143 | 05143 | 0.8 | 13500 | 2010 | 9999 |  |  | N | Landfill Gas | [13 empty] | 0.22117 | 0.22117 | 0.22117 | 0.22117 | [11 empty] | WM Renewable Energy LLC | 100 | Waste Management Inc | 100
biomass | Superior Landfill Gas Recovery | 57026_G_GEN 5 | 57026 | G | GEN 5 |  | Landfill Gas |  | S_SOU | Georgia | 13 | Chatham | 51 | 13051 | 0.8 | 13500 | 2009 | 9999 |  |  | N | Landfill Gas | [13 empty] | 0.34057 | 0.34057 | 0.34057 | 0.34057 | [11 empty] | Waste Management Inc | 100 | Waste Management Inc | 100
biomass | Superior Landfill Gas Recovery | 57026_G_GEN1 | 57026 | G | GEN1 |  | Landfill Gas |  | S_SOU | Georgia | 13 | Chatham | 51 | 13051 | 0.8 | 13500 | 2009 | 9999 |  |  | N | Landfill Gas | [13 empty] | 0.34057 | 0.34057 | 0.34057 | 0.34057 | [11 empty] | Waste Management Inc | 100 | Waste Management Inc | 100
biomass | Superior Landfill Gas Recovery | 57026_G_GEN2 | 57026 | G | GEN2 |  | Landfill Gas |  | S_SOU | Georgia | 13 | Chatham | 51 | 13051 | 0.8 | 13500 | 2009 | 9999 |  |  | N | Landfill Gas | [13 empty] | 0.34057 | 0.34057 | 0.34057 | 0.34057 | [11 empty] | Waste Management Inc | 100 | Waste Management Inc | 100
biomass | Superior Landfill Gas Recovery | 57026_G_GEN3 | 57026 | G | GEN3 |  | Landfill Gas |  | S_SOU | Georgia | 13 | Chatham | 51 | 13051 | 0.8 | 13500 | 2009 | 9999 |  |  | N | Landfill Gas | [13 empty] | 0.34057 | 0.34057 | 0.34057 | 0.34057 | [11 empty] | Waste Management Inc | 100 | Waste Management Inc | 100
biomass | Superior Landfill Gas Recovery | 57026_G_GEN4 | 57026 | G | GEN4 |  | Landfill Gas |  | S_SOU | Georgia | 13 | Chatham | 51 | 13051 | 0.8 | 13500 | 2009 | 9999 |  |  | N | Landfill Gas | [13 empty] | 0.34057 | 0.34057 | 0.34057 | 0.34057 | [11 empty] | Waste Management Inc | 100 | Waste Management Inc | 100
biomass | Superior Landfill Gas Recovery | 57026_G_GEN6 | 57026 | G | GEN6 |  | Landfill Gas |  | S_SOU | Georgia | 13 | Chatham | 51 | 13051 | 0.8 | 13500 | 2009 | 9999 |  |  | N | Landfill Gas | [13 empty] | 0.34057 | 0.34057 | 0.34057 | 0.34057 | [11 empty] | Waste Management Inc | 100 | Waste Management Inc | 100
biomass | Superior Landfill Gas Recovery | 57026_G_GEN7 | 57026 | G | GEN7 |  | Landfill Gas |  | S_SOU | Georgia | 13 | Chatham | 51 | 13051 | 0.8 | 13500 | 2009 | 9999 |  |  | N | Landfill Gas | [13 empty] | 0.34057 | 0.34057 | 0.34057 | 0.34057 | [11 empty] | Waste Management Inc | 100 | Waste Management Inc | 100
biomass | Superior Landfill Gas Recovery | 57026_G_GEN8 | 57026 | G | GEN8 |  | Landfill Gas |  | S_SOU | Georgia | 13 | Chatham | 51 | 13051 | 0.8 | 13500 | 2009 | 9999 |  |  | N | Landfill Gas | [13 empty] | 0.34057 | 0.34057 | 0.34057 | 0.34057 | [11 empty] | Waste Management Inc | 100 | Waste Management Inc | 100
natural gas peaker | Canyon Power Plant | 57027_G_CPP1 | 57027 | G | CPP1 | 90584 | Combustion Turbine |  | WECC_SCE | California | 6 | Orange | 59 | 06059 | 49.4 | 10745 | 2011 | 9999 |  |  | N | Natural Gas |  |  |  | H2O + NH3 | [9 empty] | 0.00997 | 0.00997 | 0.00997 | 0.00997 | [11 empty] | Anaheim Public Utilities Dept | 100 | Anaheim CA (City of) | 100
natural gas peaker | Canyon Power Plant | 57027_G_CPP2 | 57027 | G | CPP2 | 90585 | Combustion Turbine |  | WECC_SCE | California | 6 | Orange | 59 | 06059 | 48 | 10745 | 2011 | 9999 |  |  | N | Natural Gas |  |  |  | H2O + NH3 | [9 empty] | 0.0094 | 0.0094 | 0.0094 | 0.0094 | [11 empty] | Anaheim Public Utilities Dept | 100 | Anaheim CA (City of) | 100
natural gas peaker | Canyon Power Plant | 57027_G_CPP3 | 57027 | G | CPP3 | 90586 | Combustion Turbine |  | WECC_SCE | California | 6 | Orange | 59 | 06059 | 48 | 10745 | 2011 | 9999 |  |  | N | Natural Gas |  |  |  | H2O + NH3 | [9 empty] | 0.00766 | 0.00766 | 0.00766 | 0.00766 | [11 empty] | Anaheim Public Utilities Dept | 100 | Anaheim CA (City of) | 100
natural gas peaker | Canyon Power Plant | 57027_G_CPP4 | 57027 | G | CPP4 | 90587 | Combustion Turbine |  | WECC_SCE | California | 6 | Orange | 59 | 06059 | 49.4 | 10745 | 2011 | 9999 |  |  | N | Natural Gas |  |  |  | H2O + NH3 | [9 empty] | 0.00918 | 0.00918 | 0.00918 | 0.00918 | [11 empty] | Anaheim Public Utilities Dept | 100 | Anaheim CA (City of) | 100
natural gas combined cycle | Langley Gulch Power Plant | 57028_G_GTG | 57028 | G | GTG | 90518 | Combined Cycle |  | WECC_ID | Idaho | 16 | Payette | 75 | 16075 | 176.9 | 7050 | 2012 | 9999 |  |  | N | Natural Gas |  |  |  | DLNB | SCR | [8 empty] | 0.0070049 | 0.0070049 | 0.0070049 | 0.0070049 | [11 empty] | Idaho Power Co | 100 | IDACORP Inc | 100
natural gas combined cycle | Langley Gulch Power Plant | 57028_G_STG | 57028 | G | STG | 90518 | Combined Cycle |  | WECC_ID | Idaho | 16 | Payette | 75 | 16075 | 122.8 | 7050 | 2012 | 9999 |  |  | N | Natural Gas |  |  |  | LNB + NH3 | SCR | [8 empty] | 0.0070049 | 0.0070049 | 0.0070049 | 0.0070049 | [11 empty] | Idaho Power Co | 100 | IDACORP Inc | 100
natural gas peaker | Cleveland Cnty Generating Facility | 57029_G_1 | 57029 | G | 1 | 90576 | Combustion Turbine |  | S_VACA | North Carolina | 37 | Cleveland | 45 | 37045 | 185 | 10745 | 2012 | 9999 |  |  | N | Natural Gas, Distillate Fuel Oil |  |  |  | DLNB + H2O | [8 empty] | 0.06 | 0.03085 | 0.03085 | 0.03085 | 0.03085 | [11 empty] | Southern Power Co | 100 | Southern Co | 100
natural gas peaker | Cleveland Cnty Generating Facility | 57029_G_2 | 57029 | G | 2 | 90577 | Combustion Turbine |  | S_VACA | North Carolina | 37 | Cleveland | 45 | 37045 | 187 | 10745 | 2012 | 9999 |  |  | N | Natural Gas, Distillate Fuel Oil |  |  |  | DLNB + H2O | [8 empty] | 0.06 | 0.02937 | 0.02937 | 0.02937 | 0.02937 | [11 empty] | Southern Power Co | 100 | Southern Co | 100
natural gas peaker | Cleveland Cnty Generating Facility | 57029_G_3 | 57029 | G | 3 | 90578 | Combustion Turbine |  | S_VACA | North Carolina | 37 | Cleveland | 45 | 37045 | 183.2 | 10745 | 2012 | 9999 |  |  | N | Natural Gas, Distillate Fuel Oil |  |  |  | DLNB + H2O | [8 empty] | 0.06 | 0.03061 | 0.03061 | 0.03061 | 0.03061 | [11 empty] | Southern Power Co | 100 | Southern Co | 100
natural gas peaker | Cleveland Cnty Generating Facility | 57029_G_4 | 57029 | G | 4 | 90579 | Combustion Turbine |  | S_VACA | North Carolina | 37 | Cleveland | 45 | 37045 | 183 | 10745 | 2012 | 9999 |  |  | N | Natural Gas, Distillate Fuel Oil |  |  |  | DLNB + H2O | [8 empty] | 0.06 | 0.02988 | 0.02988 | 0.02988 | 0.02988 | [11 empty] | Southern Power Co | 100 | Southern Co | 100
natural gas peaker | Pacolet Diesel Generation Facility | 57030_G_DI 1 | 57030 | G | DI 1 |  | Combustion Turbine | IC Engine | S_VACA | South Carolina | 45 | Spartanburg | 83 | 45083 | 1.8 | 19338 | 2006 | 9999 |  |  | N | Distillate Fuel Oil | [13 empty] | 1.6498 | 1.6498 | 1.6498 | 1.6498 | [11 empty] | Lockhart Power Co | 100 | Milliken & Co | 100
natural gas peaker | Pacolet Diesel Generation Facility | 57030_G_DI 2 | 57030 | G | DI 2 |  | Combustion Turbine | IC Engine | S_VACA | South Carolina | 45 | Spartanburg | 83 | 45083 | 1.8 | 18470 | 2006 | 9999 |  |  | N | Distillate Fuel Oil | [13 empty] | 1.6498 | 1.6498 | 1.6498 | 1.6498 | [11 empty] | Lockhart Power Co | 100 | Milliken & Co | 100
natural gas peaker | Pacolet Diesel Generation Facility | 57030_G_DI 3 | 57030 | G | DI 3 |  | Combustion Turbine | IC Engine | S_VACA | South Carolina | 45 | Spartanburg | 83 | 45083 | 1.8 | 18470 | 2006 | 9999 |  |  | N | Distillate Fuel Oil | [13 empty] | 1.6498 | 1.6498 | 1.6498 | 1.6498 | [11 empty] | Lockhart Power Co | 100 | Milliken & Co | 100
onshore wind | Luverne Wind Farm | 57031_G_1 | 57031 | G | 1 |  | Onshore Wind |  | MIS_MAPP | North Dakota | 38 | Steele | 91 | 38091 | 49.5 | 0 | 2009 | 9999 |  |  | N | Wind | [13 empty] | 0 | 0 | 0 | 0 | [11 empty] | Otter Tail Power Co | 100 | Otter Tail Corp | 100
onshore wind | Ashtabula Wind Energy Center | 57032_G_1 | 57032 | G | 1 |  | Onshore Wind |  | MIS_MAPP | North Dakota | 38 | Barnes | 3 | 38003 | 48 | 0 | 2008 | 9999 |  |  | N | Wind | [13 empty] | 0 | 0 | 0 | 0 | [11 empty] | Otter Tail Power Co | 100 | Otter Tail Corp | 100
onshore wind | Langdon Wind Energy Center | 57033_G_1 | 57033 | G | 1 |  | Onshore Wind |  | MIS_MAPP | North Dakota | 38 | Cavalier | 19 | 38019 | 40.5 | 0 | 2007 | 9999 |  |  | N | Wind | [13 empty] | 0 | 0 | 0 | 0 | [11 empty] | Otter Tail Power Co | 100 | Otter Tail Corp | 100
natural gas peaker | Willmar Municipal East Substation | 57034_G_E04 | 57034 | G | E04 |  | Combustion Turbine | IC Engine | MIS_MNWI | Minnesota | 27 | Kandiyohi | 67 | 27067 | 2 | 10745 | 2000 | 9999 |  |  | N | Distillate Fuel Oil | [13 empty] | 1.6498 | 1.6498 | 1.6498 | 1.6498 | [11 empty] | Willmar Municipal Utilities Commission | 100 | Willmar Municipal Utilities Commission | 100
natural gas peaker | Willmar Municipal East Substation | 57034_G_E05 | 57034 | G | E05 |  | Combustion Turbine | IC Engine | MIS_MNWI | Minnesota | 27 | Kandiyohi | 67 | 27067 | 2 | 10745 | 2000 | 9999 |  |  | N | Distillate Fuel Oil | [13 empty] | 1.6498 | 1.6498 | 1.6498 | 1.6498 | [11 empty] | Willmar Municipal Utilities Commission | 100 | Willmar Municipal Utilities Commission | 100
natural gas peaker | Willmar Municipal East Substation | 57034_G_E06 | 57034 | G | E06 |  | Combustion Turbine | IC Engine | MIS_MNWI | Minnesota | 27 | Kandiyohi | 67 | 27067 | 2 | 10745 | 2000 | 9999 |  |  | N | Distillate Fuel Oil | [13 empty] | 1.6498 | 1.6498 | 1.6498 | 1.6498 | [11 empty] | Willmar Municipal Utilities Commission | 100 | Willmar Municipal Utilities Commission | 100
natural gas peaker | Willmar Municipal SW Substation | 57035_G_SW01 | 57035 | G | SW01 |  | Combustion Turbine | IC Engine | MIS_MNWI | Minnesota | 27 | Kandiyohi | 67 | 27067 | 2 | 10745 | 2000 | 9999 |  |  | N | Distillate Fuel Oil | [13 empty] | 1.6498 | 1.6498 | 1.6498 | 1.6498 | [11 empty] | Willmar Municipal Utilities Commission | 100 | Willmar Municipal Utilities Commission | 100
natural gas peaker | Willmar Municipal SW Substation | 57035_G_SW02 | 57035 | G | SW02 |  | Combustion Turbine | IC Engine | MIS_MNWI | Minnesota | 27 | Kandiyohi | 67 | 27067 | 2 | 10745 | 2000 | 9999 |  |  | N | Distillate Fuel Oil | [13 empty] | 1.6498 | 1.6498 | 1.6498 | 1.6498 | [11 empty] | Willmar Municipal Utilities Commission | 100 | Willmar Municipal Utilities Commission | 100
natural gas peaker | Willmar Municipal SW Substation | 57035_G_SW03 | 57035 | G | SW03 |  | Combustion Turbine | IC Engine | MIS_MNWI | Minnesota | 27 | Kandiyohi | 67 | 27067 | 2 | 10745 | 2000 | 9999 |  |  | N | Distillate Fuel Oil | [13 empty] | 1.6498 | 1.6498 | 1.6498 | 1.6498 | [11 empty] | Willmar Municipal Utilities Commission | 100 | Willmar Municipal Utilities Commission | 100
natural gas combined cycle | Ratcliffe | 57037_G_1A | 57037 | G | 1A | 90830 | Combined Cycle |  | S_SOU | Mississippi | 28 | Kemper | 69 | 28069 | 189.4 | 7604 | 2014 | 9999 |  |  | N | Natural Gas |  |  |  | NDI | SCR | [7 empty] | 1.2 | 0.01032 | 0.01032 | 0.01032 | 0.01032 | [11 empty] | Mississippi Power Co | 81.5 | Southern Co | 81.5
natural gas combined cycle | Ratcliffe | 57037_G_1B | 57037 | G | 1B | 90831 | Combined Cycle |  | S_SOU | Mississippi | 28 | Kemper | 69 | 28069 | 189.4 | 7604 | 2014 | 9999 |  |  | N | Natural Gas |  |  |  | NDI | SCR | [7 empty] | 1.2 | 0.01032 | 0.01032 | 0.01032 | 0.01032 | [11 empty] | Mississippi Power Co | 81.5 | Southern Co | 81.5
natural gas combined cycle | Ratcliffe | 57037_G_1C | 57037 | G | 1C | 90830 | Combined Cycle |  | S_SOU | Mississippi | 28 | Kemper | 69 | 28069 | 296.7 | 7604 | 2014 | 9999 |  |  | N | Natural Gas |  |  |  | STM | SCR | [7 empty] | 1.2 | 0.01032 | 0.01032 | 0.01032 | 0.01032 | [11 empty] | Mississippi Power Co | 81.5 | Southern Co | 81.5
onshore wind | Bison I Wind Energy Center | 57038_G_PHS1 | 57038 | G | PHS1 |  | Onshore Wind |  | MIS_MAPP | North Dakota | 38 | Morton | 59 | 38059 | 36.8 | 0 | 2010 | 9999 |  |  | N | Wind | [13 empty] | 0 | 0 | 0 | 0 | [11 empty] | ALLETE Inc | 100 | ALLETE Inc | 100
onshore wind | Bison I Wind Energy Center | 57038_G_PHS2 | 57038 | G | PHS2 |  | Onshore Wind |  | MIS_MAPP | North Dakota | 38 | Morton | 59 | 38059 | 45 | 0 | 2012 | 9999 |  |  | N | Wind | [13 empty] | 0 | 0 | 0 | 0 | [11 empty] | ALLETE Inc | 100 | ALLETE Inc | 100
onshore wind | McFadden Ridge | 57039_G_1 | 57039 | G | 1 |  | Onshore Wind |  | WECC_WY | Wyoming | 56 | Albany | 1 | 56001 | 28.5 | 0 | 2009 | 9999 |  |  | N | Wind | [13 empty] | 0 | 0 | 0 | 0 | [11 empty] | PacifiCorp | 100 | Berkshire Hathaway Inc | 100
onshore wind | High Plains | 57040_G_1 | 57040 | G | 1 |  | Onshore Wind |  | WECC_WY | Wyoming | 56 | Albany | 1 | 56001 | 99 | 0 | 2009 | 9999 |  |  | N | Wind | [13 empty] | 0 | 0 | 0 | 0 | [11 empty] | PacifiCorp | 100 | Berkshire Hathaway Inc | 100
solar pv | Vaca Dixon Solar Station | 57041_G_1 | 57041 | G | 1 |  | Solar PV |  | WEC_CALN | California | 6 | Solano | 95 | 06095 | 2 | 0 | 2009 | 9999 |  |  | N | Solar | [13 empty] | 0 | 0 | 0 | 0 | [11 empty] | Pacific Gas & Electric Co | 100 | PG&E Corp | 100
onshore wind | Armenia Mountain Wind Farm | 57044_G_1 | 57044 | G | 1 |  | Onshore Wind |  | PJM_PENE | Pennsylvania | 42 | Tioga | 117 | 42117 | 100.5 | 0 | 2009 | 9999 |  |  | N | Wind | [13 empty] | 0 | 0 | 0 | 0 | [11 empty] | Armenia Mountain Wind LLC | 100 | ALLETE Inc | 100
onshore wind | Rolling Thunder Wind Farm Hybrid | 57045_G_1 | 57045 | G | 1 |  | Onshore Wind |  | SPP_WAUE | South Dakota | 46 | Hand | 59 | 46059 | 25 | 0 | 2009 | 9999 |  |  | N | Wind | [13 empty] | 0 | 0 | 0 | 0 | [11 empty] | Rolling Thunder I Power Partners LLC | 100 | BP plc | 100
0 | Rolling Thunder Wind Farm Hybrid | 57045_G_2 | 57045 | G | 2 |  | Energy Storage |  | SPP_WAUE | South Dakota | 46 | Hand | 59 | 46059 | 0.8 | 0 | 2018 | 9999 |  |  | N | Energy Storage | [13 empty] | 0 | 0 | 0 | 0 | [11 empty] | Rolling Thunder I Power Partners LLC | 100 | BP plc | 100
hard coal | Archer Daniels Midland Columbus | 57046_B_CFB1 | 57046 | B | CFB1 | 88220 | Coal Steam |  | SPP_NEBR | Nebraska | 31 | Platte | 141 | 31141 | 30 | 10986 | 2009 | 9999 | FBC | dry | Y | Subbituminous | Reagent Injection | 2009 | 0.9 | LA + NH3 | SNCR |  | 2010 | B | NA |  |  |  | 0.987 | 0.03765 | 0.03765 | 0.03765 | 0.03765 | 0.05 | 0.1 | 0.43 | 0.98 | Yes | 2009 | [5 empty] | Archer Daniels Midland Co | 100 | Archer Daniels Midland Co | 100
hard coal | Archer Daniels Midland Columbus | 57046_B_CFB2 | 57046 | B | CFB2 | 88221 | Coal Steam |  | SPP_NEBR | Nebraska | 31 | Platte | 141 | 31141 | 30 | 10986 | 2009 | 9999 | FBC | dry | Y | Subbituminous | Reagent Injection | 2009 | 0.9 | LA + NH3 | SNCR |  | 2010 | B | NA |  |  |  | 0.987 | 0.03841 | 0.03841 | 0.03841 | 0.03841 | 0.05 | 0.1 | 0.43 | 0.98 | Yes | 2009 | [5 empty] | Archer Daniels Midland Co | 100 | Archer Daniels Midland Co | 100
onshore wind | Nobles Wind Project | 57047_G_1 | 57047 | G | 1 |  | Onshore Wind |  | MIS_MNWI | Minnesota | 27 | Nobles | 105 | 27105 | 200 | 0 | 2010 | 9999 |  |  | N | Wind | [13 empty] | 0 | 0 | 0 | 0 | [11 empty] | Northern States Power Co (Minnesota) | 100 | Xcel Energy Inc | 100
onshore wind | Merricourt Wind Project | 57048_G_1 | 57048 | G | 1 |  | Onshore Wind |  | MIS_MAPP | North Dakota | 38 | Dickey | 21 | 38021 | 150 | 0 | 2020 | 9999 |  |  | N | Wind | [13 empty] | 0 | 0 | 0 | 0 | [11 empty] | Otter Tail Power Co | 100 | Otter Tail Corp | 100
onshore wind | NaturEner Glacier Wind Energy 1 | 57049_G_NGW1 | 57049 | G | NGW1 |  | Onshore Wind |  | WECC_MT | Montana | 30 | Toole | 101 | 30101 | 104.2 | 0 | 2008 | 9999 |  |  | N | Wind | [13 empty] | 0 | 0 | 0 | 0 | [11 empty] | Naturener Glacier Wind Energy 1 LLC | 100 | Sapec | 100
onshore wind | NaturEner Glacier Wind Energy 2 | 57050_G_NGW2 | 57050 | G | NGW2 |  | Onshore Wind |  | WECC_MT | Montana | 30 | Toole | 101 | 30101 | 101.4 | 0 | 2009 | 9999 |  |  | N | Wind | [13 empty] | 0 | 0 | 0 | 0 | [11 empty] | NaturEner Glacier Wind Energy 2 LLC | 100 | Sapec | 100
natural gas peaker | GenConn Middletown LLC | 57068_G_12 | 57068 | G | 12 | 90357 | Combustion Turbine |  | NENG_CT | Connecticut | 9 | Middlesex | 7 | 09007 | 48.5 | 11284 | 2011 | 9999 |  |  | N | Natural Gas, Distillate Fuel Oil |  |  |  | H2O | SCR | [8 empty] | 0.00785 | 0.00785 | 0.00785 | 0.00785 | [11 empty] | GenConn Middletown LLC | 100 | Global Infrastructure Partners | 100
natural gas peaker | GenConn Middletown LLC | 57068_G_13 | 57068 | G | 13 | 90358 | Combustion Turbine |  | NENG_CT | Connecticut | 9 | Middlesex | 7 | 09007 | 48.5 | 11286 | 2011 | 9999 |  |  | N | Natural Gas, Distillate Fuel Oil |  |  |  | H2O | SCR | [8 empty] | 0.00981 | 0.00981 | 0.00981 | 0.00981 | [11 empty] | GenConn Middletown LLC | 100 | Global Infrastructure Partners | 100
natural gas peaker | GenConn Middletown LLC | 57068_G_14 | 57068 | G | 14 | 90359 | Combustion Turbine |  | NENG_CT | Connecticut | 9 | Middlesex | 7 | 09007 | 48.5 | 11286 | 2011 | 9999 |  |  | N | Natural Gas, Distillate Fuel Oil |  |  |  | H2O | SCR | [8 empty] | 0.00991 | 0.00991 | 0.00991 | 0.00991 | [11 empty] | GenConn Middletown LLC | 100 | Global Infrastructure Partners | 100
natural gas peaker | GenConn Middletown LLC | 57068_G_15 | 57068 | G | 15 | 90476 | Combustion Turbine |  | NENG_CT | Connecticut | 9 | Middlesex | 7 | 09007 | 48.5 | 11286 | 2011 | 9999 |  |  | N | Natural Gas, Distillate Fuel Oil |  |  |  | H2O | SCR | [8 empty] | 0.00601 | 0.00601 | 0.00601 | 0.00601 | [11 empty] | GenConn Middletown LLC | 100 | Global Infrastructure Partners | 100
hydro | Twin Cities Hydro LLC | 57069_G_1 | 57069 | G | 1 |  | Hydro |  | MIS_MNWI | Minnesota | 27 | Ramsey | 123 | 27123 | 4.5 | 0 | 1924 | 9999 |  |  | N | Hydro | [13 empty] | 0 | 0 | 0 | 0 | [11 empty] | Twin Cities Hydro LLC | 100 | Brookfield Asset Management Inc | 100
hydro | Twin Cities Hydro LLC | 57069_G_2 | 57069 | G | 2 |  | Hydro |  | MIS_MNWI | Minnesota | 27 | Ramsey | 123 | 27123 | 4.5 | 0 | 1924 | 9999 |  |  | N | Hydro | [13 empty] | 0 | 0 | 0 | 0 | [11 empty] | Twin Cities Hydro LLC | 100 | Brookfield Asset Management Inc | 100
hydro | Twin Cities Hydro LLC | 57069_G_3 | 57069 | G | 3 |  | Hydro |  | MIS_MNWI | Minnesota | 27 | Ramsey | 123 | 27123 | 4.5 | 0 | 1924 | 9999 |  |  | N | Hydro | [13 empty] | 0 | 0 | 0 | 0 | [11 empty] | Twin Cities Hydro LLC | 100 | Brookfield Asset Management Inc | 100
hydro | Twin Cities Hydro LLC | 57069_G_4 | 57069 | G | 4 |  | Hydro |  | MIS_MNWI | Minnesota | 27 | Ramsey | 123 | 27123 | 4.5 | 0 | 1924 | 9999 |  |  | N | Hydro | [13 empty] | 0 | 0 | 0 | 0 | [11 empty] | Twin Cities Hydro LLC | 100 | Brookfield Asset Management Inc | 100
natural gas peaker | GenConn Devon LLC | 57070_G_15 | 57070 | G | 15 | 90352 | Combustion Turbine |  | NENG_CT | Connecticut | 9 | New Haven | 9 | 09009 | 46.9 | 10745 | 2010 | 9999 |  |  | N | Natural Gas, Distillate Fuel Oil |  |  |  | H2O | SCR | [8 empty] | 0.01473 | 0.01473 | 0.01473 | 0.01473 | [11 empty] | Devon Power LLC | 100 | ArcLight Capital Partners LLC | 100
natural gas peaker | GenConn Devon LLC | 57070_G_16 | 57070 | G | 16 | 90353 | Combustion Turbine |  | NENG_CT | Connecticut | 9 | New Haven | 9 | 09009 | 46.9 | 10745 | 2010 | 9999 |  |  | N | Natural Gas, Distillate Fuel Oil |  |  |  | H2O | SCR | [8 empty] | 0.01544 | 0.01544 | 0.01544 | 0.01544 | [11 empty] | Devon Power LLC | 100 | ArcLight Capital Partners LLC | 100
natural gas peaker | GenConn Devon LLC | 57070_G_17 | 57070 | G | 17 | 90354 | Combustion Turbine |  | NENG_CT | Connecticut | 9 | New Haven | 9 | 09009 | 46.9 | 10745 | 2010 | 9999 |  |  | N | Natural Gas, Distillate Fuel Oil |  |  |  | H2O | SCR | [8 empty] | 0.01928 | 0.01928 | 0.01928 | 0.01928 | [11 empty] | Devon Power LLC | 100 | ArcLight Capital Partners LLC | 100
natural gas peaker | GenConn Devon LLC | 57070_G_18 | 57070 | G | 18 | 90355 | Combustion Turbine |  | NENG_CT | Connecticut | 9 | New Haven | 9 | 09009 | 46.9 | 10745 | 2010 | 9999 |  |  | N | Natural Gas, Distillate Fuel Oil |  |  |  | H2O | SCR | [8 empty] | 0.01867 | 0.01867 | 0.01867 | 0.01867 | [11 empty] | Devon Power LLC | 100 | ArcLight Capital Partners LLC | 100
municipal solid waste | Granite City Works | 57072_B_PB-1 | 57072 | B | PB-1 |  | Non-Fossil Waste |  | MIS_IL | Illinois | 17 | Madison | 119 | 17119 | 78 | 9205 | 2010 | 9999 |  |  | Y | Non-Fossil Waste |  |  |  | FR + LNB | [9 empty] | 0.00072 | 0.00072 | 0.00072 | 0.00072 | [11 empty] | US Steel Granite City Works | 100 | United States Steel Corp | 100
solar thermal | Ivanpah 2 | 57073_B_BLR1 | 57073 | B | BLR1 | 90614 | Solar Thermal |  | WECC_SCE | California | 6 | San Bernardino | 71 | 06071 | 133 | 9771 | 2013 | 9999 | other |  | N | Solar | [13 empty] | 0 | 0 | 0 | 0 | [11 empty] | Solar Partners I LLC | 100 | NRG Energy Inc | 100
solar thermal | Ivanpah 1 | 57074_B_BLR1 | 57074 | B | BLR1 | 90615 | Solar Thermal |  | WECC_SCE | California | 6 | San Bernardino | 71 | 06071 | 133 | 9771 | 2013 | 9999 | other |  | N | Solar | [13 empty] | 0 | 0 | 0 | 0 | [11 empty] | Solar Partners II LLC | 100 | NRG Energy Inc | 100
solar thermal | Ivanpah 3 | 57075_B_BLR1 | 57075 | B | BLR1 | 90616 | Solar Thermal |  | WECC_SCE | California | 6 | San Bernardino | 71 | 06071 | 133 | 9771 | 2013 | 9999 | other |  | N | Solar | [13 empty] | 0 | 0 | 0 | 0 | [11 empty] | Solar Partners VIII LLC | 100 | NRG Energy Inc | 100
municipal solid waste | South Columbus Water Resource Facility | 57076_G_GEN2 | 57076 | G | GEN2 |  | Non-Fossil Waste |  | S_SOU | Georgia | 13 | Muscogee | 215 | 13215 | 1.8 | 18343 | 2010 | 9999 |  |  | Y | Non-Fossil Waste | [13 empty] | 0 | 0 | 0 | 0 | [11 empty] | Columbus Water Works | 100 | Columbus Water Works | 100
onshore wind | Steel Winds II | 57078_G_1 | 57078 | G | 1 |  | Onshore Wind |  | NY_Z_A | New York | 36 | Erie | 29 | 36029 | 15 | 0 | 2012 | 9999 |  |  | N | Wind | [13 empty] | 0 | 0 | 0 | 0 | [11 empty] | Erie Wind LLC | 100 | BQ Energy LLC | 100
onshore wind | Milford Wind Corridor I LLC | 57079_G_1 | 57079 | G | 1 |  | Onshore Wind |  | WECC_UT | Utah | 49 | Beaver | 1 | 49001 | 203.5 | 0 | 2009 | 9999 |  |  | N | Wind | [13 empty] | 0 | 0 | 0 | 0 | [11 empty] | Milford Wind Corridor Phase I LLC | 100 | Brookfield Asset Management Inc | 100
onshore wind | Sheffield Wind | 57080_G_1 | 57080 | G | 1 |  | Onshore Wind |  | NENGREST | Vermont | 50 | Caledonia | 5 | 50005 | 40 | 0 | 2011 | 9999 |  |  | N | Wind | [13 empty] | 0 | 0 | 0 | 0 | [11 empty] | Vermont Wind LLC | 100 | Brookfield Asset Management Inc | 100
solar pv | Calpine Vineland Solar LLC | 57081_G_CVS1 | 57081 | G | CVS1 |  | Solar PV |  | PJM_EMAC | New Jersey | 34 | Cumberland | 11 | 34011 | 2.3 | 0 | 2009 | 9999 |  |  | N | Solar | [13 empty] | 0 | 0 | 0 | 0 | [11 empty] | Calpine Vineland Solar LLC | 100 | Energy Capital Partners | 100
solar pv | Calpine Vineland Solar LLC | 57081_G_CVS2 | 57081 | G | CVS2 |  | Solar PV |  | PJM_EMAC | New Jersey | 34 | Cumberland | 11 | 34011 | 1.8 | 0 | 2009 | 9999 |  |  | N | Solar | [13 empty] | 0 | 0 | 0 | 0 | [11 empty] | Calpine Vineland Solar LLC | 100 | Energy Capital Partners | 100
onshore wind | Bull Hill Wind Project | 57083_G_1 | 57083 | G | 1 |  | Onshore Wind |  | NENG_ME | Maine | 23 | Hancock | 9 | 23009 | 34.5 | 0 | 2012 | 9999 |  |  | N | Wind | [13 empty] | 0 | 0 | 0 | 0 | [11 empty] | Blue Sky East LLC | 100 | Brookfield Asset Management Inc | 100
onshore wind | Campbell Hill Windpower | 57090_G_CHWF | 57090 | G | CHWF |  | Onshore Wind |  | WECC_WY | Wyoming | 56 | Converse | 9 | 56009 | 99 | 0 | 2009 | 9999 |  |  | N | Wind | [13 empty] | 0 | 0 | 0 | 0 | [11 empty] | Three Butte Windpower LLC | 100 | Duke Energy Corp | 100
onshore wind | Silver Sage Windpower | 57091_G_SSW01 | 57091 | G | SSW01 |  | Onshore Wind |  | WECC_WY | Wyoming | 56 | Laramie | 21 | 56021 | 42 | 0 | 2009 | 9999 |  |  | N | Wind | [13 empty] | 0 | 0 | 0 | 0 | [11 empty] | Silver Sage Windpower LLC | 100 | Duke Energy Corp | 100
onshore wind | Casper Wind Farm | 57093_G_CWGT | 57093 | G | CWGT |  | Onshore Wind |  | WECC_WY | Wyoming | 56 | Natrona | 25 | 56025 | 17 | 0 | 2009 | 9999 |  |  | N | Wind | [13 empty] | 0 | 0 | 0 | 0 | [11 empty] | Chevron Global Power Co | 100 | Chevron Corp | 100
onshore wind | Streator Cayuga Ridge South | 57094_G_1 | 57094 | G | 1 |  | Onshore Wind |  | PJM_COMD | Illinois | 17 | Livingston | 105 | 17105 | 300 | 0 | 2010 | 9999 |  |  | N | Wind | [13 empty] | 0 | 0 | 0 | 0 | [11 empty] | Streator Cayuga Ridge Wind Power LLC | 100 | Iberdrola SA | 100
onshore wind | Penascal II Wind Project LLC | 57095_G_1 | 57095 | G | 1 |  | Onshore Wind |  | ERC_REST | Texas | 48 | Kenedy | 261 | 48261 | 201 | 0 | 2010 | 9999 |  |  | N | Wind | [13 empty] | 0 | 0 | 0 | 0 | [11 empty] | Penascal II Wind Project LLC | 100 | Iberdrola SA | 100
onshore wind | Star Point Wind Project LLC | 57096_G_1 | 57096 | G | 1 |  | Onshore Wind |  | WECC_PNW | Oregon | 41 | Sherman | 55 | 41055 | 98.7 | 0 | 2010 | 9999 |  |  | N | Wind | [13 empty] | 0 | 0 | 0 | 0 | [11 empty] | Star Point Wind Project LLC | 100 | Iberdrola SA | 100
onshore wind | Rugby Wind Power Project | 57097_G_1 | 57097 | G | 1 |  | Onshore Wind |  | MIS_MAPP | North Dakota | 38 | Pierce | 69 | 38069 | 149 | 0 | 2009 | 9999 |  |  | N | Wind | [13 empty] | 0 | 0 | 0 | 0 | [11 empty] | Rugby Wind LLC | 100 | Iberdrola SA | 100
onshore wind | Dry Lake Wind LLC | 57098_G_1 | 57098 | G | 1 |  | Onshore Wind |  | WECC_AZ | Arizona | 4 | Navajo | 17 | 04017 | 63 | 0 | 2009 | 9999 |  |  | N | Wind | [13 empty] | 0 | 0 | 0 | 0 | [11 empty] | Avangrid Arizona Renewables LLC | 100 | Iberdrola SA | 100
municipal solid waste | WestRock (WA) | 57099_B_4RB | 57099 | B | 4RB |  | Non-Fossil Waste |  | WECC_PNW | Washington | 53 | Pierce | 53 | 53053 | 28 | 11537 | 1973 | 9999 |  |  | Y | Non-Fossil Waste |  |  |  | OFA |  |  |  | ESPC | No |  |  |  |  | 0.10828 | 0.10828 | 0.10828 | 0.10828 | [11 empty] | WestRock CP LLC | 100 | Rock Tenn Co | 100
municipal solid waste | WestRock (WA) | 57099_B_7PB | 57099 | B | 7PB |  | Non-Fossil Waste |  | WECC_PNW | Washington | 53 | Pierce | 53 | 53053 | 28 | 11537 | 1991 | 9999 |  |  | Y | Non-Fossil Waste |  |  |  | OFA |  |  |  | ESPC + C | No |  |  |  |  | 0.2 | 0.2 | 0.2 | 0.2 | [11 empty] | WestRock CP LLC | 100 | Rock Tenn Co | 100
biomass | Santa Maria LFG Power Plant | 57100_G_EN01 | 57100 | G | EN01 |  | Landfill Gas |  | WEC_CALN | California | 6 | Santa Barbara | 83 | 06083 | 1 | 4255 | 2008 | 9999 |  |  | Y | Landfill Gas | [13 empty] | 0.01613 | 0.01613 | 0.01613 | 0.01613 | [11 empty] | J&A Santa Maria LLC | 100 | Janchek & Associates | 100
biomass | J&A-Santa Maria II LLC | 57101_G_1 | 57101 | G | 1 |  | Landfill Gas |  | WEC_CALN | California | 6 | Santa Barbara | 83 | 06083 | 1.4 | 4236 | 2010 | 9999 |  |  | Y | Landfill Gas | [13 empty] | 0.05636 | 0.05636 | 0.05636 | 0.05636 | [11 empty] | J&A Santa Maria II LLC | 100 | Janchek & Associates | 100
biomass | Whittier LFG Power Plant #1 | 57102_G_EN01 | 57102 | G | EN01 |  | Landfill Gas |  | WECC_SCE | California | 6 | Los Angeles | 37 | 06037 | 1 | 4412 | 2006 | 9999 |  |  | Y | Landfill Gas | [13 empty] | 0.22117 | 0.22117 | 0.22117 | 0.22117 | [11 empty] | J&A Whittier LLC | 100 | Janchek & Associates | 100
biomass | Whittier LFG Power Plant #1 | 57102_G_EN02 | 57102 | G | EN02 |  | Landfill Gas |  | WECC_SCE | California | 6 | Los Angeles | 37 | 06037 | 1 | 13500 | 2010 | 9999 |  |  | N | Landfill Gas | [13 empty] | 0.22117 | 0.22117 | 0.22117 | 0.22117 | [11 empty] | J&A Whittier LLC | 100 | Janchek & Associates | 100
onshore wind | Mesalands Comm College Wind Turbine | 57106_G_1 | 57106 | G | 1 |  | Onshore Wind |  | SPP_SPS | New Mexico | 35 | Quay | 37 | 35037 | 1.5 | 0 | 2008 | 9999 |  |  | N | Wind | [13 empty] | 0 | 0 | 0 | 0 | [11 empty] | Mesalands Community College | 100 | Mesalands Community College | 100
onshore wind | Milford Wind Corridor Stage II LLC | 57107_G_1 | 57107 | G | 1 |  | Onshore Wind |  | WECC_UT | Utah | 49 | Beaver | 1 | 49001 | 102 | 0 | 2011 | 9999 |  |  | N | Wind | [13 empty] | 0 | 0 | 0 | 0 | [11 empty] | Milford Wind Corridor Phase II LLC | 100 | SunEdison | 100
onshore wind | Blue Canyon Windpower V LLC | 57108_G_GEN 1 | 57108 | G | GEN 1 |  | Onshore Wind |  | SPP_WEST | Oklahoma | 40 | Caddo | 15 | 40015 | 99 | 0 | 2009 | 9999 |  |  | N | Wind | [13 empty] | 0 | 0 | 0 | 0 | [11 empty] | Blue Canyon Windpower VI LLC | 100 | Infigen Energy | 100
onshore wind | Meadow Lake Wind Farm LLC | 57109_G_GEN 1 | 57109 | G | GEN 1 |  | Onshore Wind |  | PJM_West | Indiana | 18 | White | 181 | 18181 | 199.7 | 0 | 2009 | 9999 |  |  | N | Wind | [13 empty] | 0 | 0 | 0 | 0 | [11 empty] | Meadow Lake Wind Farm LLC | 100 | Axium Infrastructure Inc | 100
onshore wind | Blackstone Wind Farm LLC | 57110_G_GEN 1 | 57110 | G | GEN 1 |  | Onshore Wind |  | PJM_COMD | Illinois | 17 | Livingston | 105 | 17105 | 102 | 0 | 2009 | 9999 |  |  | N | Wind | [13 empty] | 0 | 0 | 0 | 0 | [11 empty] | Blackstone Wind Farm LLC | 100 | Energias de Portugal SA | 100
onshore wind | Lost Lakes Wind Farm LLC | 57111_G_GEN 1 | 57111 | G | GEN 1 |  | Onshore Wind |  | MIS_IA | Iowa | 19 | Dickinson | 59 | 19059 | 100 | 0 | 2009 | 9999 |  |  | N | Wind | [13 empty] | 0 | 0 | 0 | 0 | [11 empty] | Lost Lakes Wind Farm LLC | 100 | Energias de Portugal SA | 100
onshore wind | Meadow Lake Wind Farm II LLC | 57112_G_GEN1 | 57112 | G | GEN1 |  | Onshore Wind |  | PJM_West | Indiana | 18 | White | 181 | 18181 | 99 | 0 | 2010 | 9999 |  |  | N | Wind | [13 empty] | 0 | 0 | 0 | 0 | [11 empty] | Meadow Lake Wind Farm II LLC | 100 | Energias de Portugal SA | 100
onshore wind | Blackstone Wind Farm II LLC | 57113_G_GEN 1 | 57113 | G | GEN 1 |  | Onshore Wind |  | PJM_COMD | Illinois | 17 | Livingston | 105 | 17105 | 200 | 0 | 2010 | 9999 |  |  | N | Wind | [13 empty] | 0 | 0 | 0 | 0 | [11 empty] | Blackstone Wind Farm II LLC | 100 | Energias de Portugal SA | 100
onshore wind | Meadow Lake Wind Farm III LLC | 57115_G_GEN 1 | 57115 | G | GEN 1 |  | Onshore Wind |  | PJM_West | Indiana | 18 | White | 181 | 18181 | 103.5 | 0 | 2010 | 9999 |  |  | N | Wind | [13 empty] | 0 | 0 | 0 | 0 | [11 empty] | Meadow Lake Wind Farm III LLC | 100 | Energias de Portugal SA | 100
onshore wind | Quilt Block Wind Farm LLC | 57116_G_GEN 1 | 57116 | G | GEN 1 |  | Onshore Wind |  | MIS_WUMS | Wisconsin | 55 | Lafayette | 65 | 55065 | 98 | 0 | 2017 | 9999 |  |  | N | Wind | [13 empty] | 0 | 0 | 0 | 0 | [11 empty] | Quilt Block Wind Farm LLC | 100 | Connor Clark & Lunn Financial Group | 100
onshore wind | Greensburg | 57118_G_GEN 1 | 57118 | G | GEN 1 |  | Onshore Wind |  | SPP_N | Kansas | 20 | Kiowa | 97 | 20097 | 12.5 | 0 | 2010 | 9999 |  |  | N | Wind | [13 empty] | 0 | 0 | 0 | 0 | [11 empty] | Greensburg Wind Farm LLC | 100 | Exelon Corp | 100
biomass | Koda Biomass Plant | 57119_B_1111 | 57119 | B | 1111 |  | Biomass |  | MIS_MNWI | Minnesota | 27 | Scott | 139 | 27139 | 20.3 | 8012 | 2009 | 9999 |  |  | Y | Biomass |  |  | 0.5 | LA + OFA | SNCR |  |  | ESPC | No |  |  |  |  | 0.25 | 0.25 | 0.25 | 0.25 |  |  |  |  | Yes | 2017 | [5 empty] | KODA Energy LLC | 100 | Rahr Malting Co | 100
onshore wind | Wilton Wind II LLC | 57120_G_1 | 57120 | G | 1 |  | Onshore Wind |  | SPP_WAUE | North Dakota | 38 | Burleigh | 15 | 38015 | 49.5 | 0 | 2009 | 9999 |  |  | N | Wind | [13 empty] | 0 | 0 | 0 | 0 | [11 empty] | Wilton Wind II LLC | 100 | NextEra Energy Inc | 100
onshore wind | Ashtabula Wind II LLC | 57121_G_1 | 57121 | G | 1 |  | Onshore Wind |  | MIS_MAPP | North Dakota | 38 | Steele | 91 | 38091 | 120 | 0 | 2009 | 9999 |  |  | N | Wind | [13 empty] | 0 | 0 | 0 | 0 | [11 empty] | Ashtabula Wind II LLC | 100 | NextEra Energy Inc | 100
natural gas combined cycle | UCI Facilities Management Central Plant | 57122_G_CTG1 | 57122 | G | CTG1 |  | Combined Cycle |  | WECC_SCE | California | 6 | Orange | 59 | 06059 | 13.5 | 5500 | 2007 | 9999 |  |  | Y | Natural Gas | [13 empty] | 0.024573 | 0.024573 | 0.024573 | 0.024573 | [11 empty] | UCI Facilities Management | 100 | University of California | 100
natural gas combined cycle | UCI Facilities Management Central Plant | 57122_G_STG1 | 57122 | G | STG1 |  | Combined Cycle |  | WECC_SCE | California | 6 | Orange | 59 | 06059 | 5.5 | 5500 | 2007 | 9999 |  |  | Y | Natural Gas | [13 empty] | 0.024573 | 0.024573 | 0.024573 | 0.024573 | [11 empty] | UCI Facilities Management | 100 | University of California | 100
biomass | Trail Ridge Landfill Gas Recovery | 57123_G_1 | 57123 | G | 1 |  | Landfill Gas |  | FRCC | Florida | 12 | Duval | 31 | 12031 | 1.5 | 13500 | 2008 | 9999 |  |  | N | Landfill Gas | [13 empty] | 0.13316 | 0.13316 | 0.13316 | 0.13316 | [11 empty] | Trail Ridge Energy LLC | 100 | Energy Investors Funds Group | 100
biomass | Trail Ridge Landfill Gas Recovery | 57123_G_2 | 57123 | G | 2 |  | Landfill Gas |  | FRCC | Florida | 12 | Duval | 31 | 12031 | 1.5 | 13500 | 2008 | 9999 |  |  | N | Landfill Gas | [13 empty] | 0.13316 | 0.13316 | 0.13316 | 0.13316 | [11 empty] | Trail Ridge Energy LLC | 100 | Energy Investors Funds Group | 100
biomass | Trail Ridge Landfill Gas Recovery | 57123_G_3 | 57123 | G | 3 |  | Landfill Gas |  | FRCC | Florida | 12 | Duval | 31 | 12031 | 1.5 | 13500 | 2008 | 9999 |  |  | N | Landfill Gas | [13 empty] | 0.13316 | 0.13316 | 0.13316 | 0.13316 | [11 empty] | Trail Ridge Energy LLC | 100 | Energy Investors Funds Group | 100
biomass | Trail Ridge Landfill Gas Recovery | 57123_G_4 | 57123 | G | 4 |  | Landfill Gas |  | FRCC | Florida | 12 | Duval | 31 | 12031 | 1.5 | 13500 | 2008 | 9999 |  |  | N | Landfill Gas | [13 empty] | 0.13316 | 0.13316 | 0.13316 | 0.13316 | [11 empty] | Trail Ridge Energy LLC | 100 | Energy Investors Funds Group | 100
biomass | Trail Ridge Landfill Gas Recovery | 57123_G_5 | 57123 | G | 5 |  | Landfill Gas |  | FRCC | Florida | 12 | Duval | 31 | 12031 | 1.5 | 13500 | 2008 | 9999 |  |  | N | Landfill Gas | [13 empty] | 0.13316 | 0.13316 | 0.13316 | 0.13316 | [11 empty] | Trail Ridge Energy LLC | 100 | Energy Investors Funds Group | 100
biomass | Trail Ridge Landfill Gas Recovery | 57123_G_6 | 57123 | G | 6 |  | Landfill Gas |  | FRCC | Florida | 12 | Duval | 31 | 12031 | 1.5 | 13500 | 2008 | 9999 |  |  | N | Landfill Gas | [13 empty] | 0.13316 | 0.13316 | 0.13316 | 0.13316 | [11 empty] | Trail Ridge Energy LLC | 100 | Energy Investors Funds Group | 100
onshore wind | Payne's Ferry | 57124_G_PFWP | 57124 | G | PFWP |  | Onshore Wind |  | WECC_ID | Idaho | 16 | Twin Falls | 83 | 16083 | 21 | 0 | 2010 | 9999 |  |  | N | Wind | [13 empty] | 0 | 0 | 0 | 0 | [11 empty] | Paynes Ferry Wind Park LLC | 100 | Atlantic Power Corp | 100
onshore wind | Camp Reed | 57125_G_CRWP | 57125 | G | CRWP |  | Onshore Wind |  | WECC_ID | Idaho | 16 | Elmore | 39 | 16039 | 22.5 | 0 | 2010 | 9999 |  |  | N | Wind | [13 empty] | 0 | 0 | 0 | 0 | [11 empty] | Camp Reed Wind Park LLC | 100 | Atlantic Power Corp | 100
onshore wind | Yahoo Creek | 57126_G_YCWP | 57126 | G | YCWP |  | Onshore Wind |  | WECC_ID | Idaho | 16 | Twin Falls | 83 | 16083 | 21 | 0 | 2010 | 9999 |  |  | N | Wind | [13 empty] | 0 | 0 | 0 | 0 | [11 empty] | Yahoo Creek Wind Park LLC | 100 | Atlantic Power Corp | 100
biomass | G2 Energy Marion LLC | 57128_G_357 | 57128 | G | 357 |  | Landfill Gas |  | FRCC | Florida | 12 | Marion | 83 | 12083 | 1.5 | 13500 | 2009 | 9999 |  |  | N | Landfill Gas | [13 empty] | 0.22005 | 0.22005 | 0.22005 | 0.22005 | [11 empty] | G2 Energy Marion LLC | 100 | Nick King | 100
biomass | G2 Energy Marion LLC | 57128_G_360 | 57128 | G | 360 |  | Landfill Gas |  | FRCC | Florida | 12 | Marion | 83 | 12083 | 0.8 | 13500 | 2010 | 9999 |  |  | N | Landfill Gas | [13 empty] | 0.22005 | 0.22005 | 0.22005 | 0.22005 | [11 empty] | G2 Energy Marion LLC | 100 | Nick King | 100
onshore wind | Beaver Ridge Wind | 57130_G_BR1 | 57130 | G | BR1 |  | Onshore Wind |  | NENG_ME | Maine | 23 | Waldo | 27 | 23027 | 4.5 | 0 | 2008 | 9999 |  |  | N | Wind | [13 empty] | 0 | 0 | 0 | 0 | [11 empty] | Beaver Ridge Wind LLC | 100 | Jay Cashman Inc | 100
onshore wind | Stoney Corners Wind Farm | 57131_G_SCWF1 | 57131 | G | SCWF1 |  | Onshore Wind |  | MIS_LMI | Michigan | 26 | Missaukee | 113 | 26113 | 59 | 0 | 2009 | 9999 |  |  | N | Wind | [13 empty] | 0 | 0 | 0 | 0 | [11 empty] | DTE Stoney Corners Wind Farm LLC | 100 | Heritage Sustainable Energy LLC | 100
biomass | G2 Energy Ostrom Road LLC | 57133_G_359 | 57133 | G | 359 |  | Landfill Gas |  | WEC_CALN | California | 6 | Yuba | 115 | 06115 | 1.8 | 13500 | 2009 | 9999 |  |  | N | Landfill Gas | [13 empty] | 0.09163 | 0.09163 | 0.09163 | 0.09163 | [11 empty] | G2 Energy Ostrom Road LLC | 100 | G2 Energy LLC | 100
biomass | G2 Energy Ostrom Road LLC | 57133_G_361 | 57133 | G | 361 |  | Landfill Gas |  | WEC_CALN | California | 6 | Yuba | 115 | 06115 | 1.5 | 13500 | 2013 | 9999 |  |  | N | Landfill Gas | [13 empty] | 0.09163 | 0.09163 | 0.09163 | 0.09163 | [11 empty] | G2 Energy Ostrom Road LLC | 100 | G2 Energy LLC | 100
municipal solid waste | OREG 4 Peetz | 57134_G_1 | 57134 | G | 1 |  | Non-Fossil Waste |  | WECC_CO | Colorado | 8 | Logan | 75 | 08075 | 3 | 9232 | 2009 | 9999 |  |  | N | Non-Fossil Waste | [13 empty] | 0 | 0 | 0 | 0 | [11 empty] | OREG 4 Inc | 100 | Ormat Technologies Inc | 100
onshore wind | Big Sky Wind LLC | 57135_G_1 | 57135 | G | 1 |  | Onshore Wind |  | PJM_COMD | Illinois | 17 | Bureau | 11 | 17011 | 240 | 0 | 2011 | 9999 |  |  | N | Wind | [13 empty] | 0 | 0 | 0 | 0 | [11 empty] | Big Sky Wind LLC | 100 | BlackRock Inc | 100
onshore wind | Tuana Springs | 57136_G_1 | 57136 | G | 1 |  | Onshore Wind |  | WECC_ID | Idaho | 16 | Twin Falls | 83 | 16083 | 16.8 | 0 | 2010 | 9999 |  |  | N | Wind | [13 empty] | 0 | 0 | 0 | 0 | [11 empty] | Tuana Springs Energy LLC | 100 | Exelon Corp | 100
onshore wind | Eurus Combine Hills Turbine Ranch 2 | 57137_G_1 | 57137 | G | 1 |  | Onshore Wind |  | WECC_PNW | Oregon | 41 | Umatilla | 59 | 41059 | 63 | 0 | 2010 | 9999 |  |  | N | Wind | [13 empty] | 0 | 0 | 0 | 0 | [11 empty] | Eurus Combine Hills II LLC | 100 | Tokyo Electric Power Co | 100
biomass | Savannah River Site Biomass Cogen | 57138_B_HRSG1 | 57138 | B | HRSG1 |  | Biomass |  | S_VACA | South Carolina | 45 | Aiken | 3 | 45003 | 9.5 | 15395 | 2012 | 9999 |  |  | Y | Biomass |  |  | 0.5 | NH3 |  |  |  | B | NA |  |  |  |  | 0.21426 | 0.21426 | 0.21426 | 0.21426 |  |  |  |  | Yes | 2012 | [5 empty] | Dept of Energy Savannah River Ops | 100 | US Dept of Energy | 100
biomass | Savannah River Site Biomass Cogen | 57138_B_HRSG2 | 57138 | B | HRSG2 |  | Biomass |  | S_VACA | South Carolina | 45 | Aiken | 3 | 45003 | 9.5 | 15395 | 2012 | 9999 |  |  | Y | Biomass |  |  | 0.5 | NH3 |  |  |  | B | NA |  |  |  |  | 0.20881 | 0.20881 | 0.20881 | 0.20881 |  |  |  |  | Yes | 2012 | [5 empty] | Dept of Energy Savannah River Ops | 100 | US Dept of Energy | 100
onshore wind | Highland Wind Project (PA) | 57139_G_1 | 57139 | G | 1 |  | Onshore Wind |  | PJM_PENE | Pennsylvania | 42 | Cambria | 21 | 42021 | 62.5 | 0 | 2009 | 9999 |  |  | N | Wind | [13 empty] | 0 | 0 | 0 | 0 | [11 empty] | Krayn Wind LLC | 100 | BlackRock Inc | 100
solar pv | RV CSU Power LLC | 57141_G_CSU1 | 57141 | G | CSU1 |  | Solar PV |  | WECC_CO | Colorado | 8 | Larimer | 69 | 08069 | 1.9 | 0 | 2009 | 9999 |  |  | N | Solar | [13 empty] | 0 | 0 | 0 | 0 | [11 empty] | RV CSU Power LLC | 100 | SunEdison | 100
onshore wind | Beech Ridge Energy LLC | 57151_G_GEN1 | 57151 | G | GEN1 |  | Onshore Wind |  | PJM_AP | West Virginia | 54 | Greenbrier | 25 | 54025 | 100.5 | 0 | 2010 | 9999 |  |  | N | Wind | [13 empty] | 0 | 0 | 0 | 0 | [11 empty] | Beech Ridge Energy LLC | 100 | Southern Co | 100
onshore wind | Harvest Wind Project | 57152_G_HWP1 | 57152 | G | HWP1 |  | Onshore Wind |  | WECC_PNW | Washington | 53 | Klickitat | 39 | 53039 | 98.9 | 0 | 2009 | 9999 |  |  | N | Wind | [13 empty] | 0 | 0 | 0 | 0 | [11 empty] | Harvest Wind Project TIC | 100 | Lakeview Light & Power | 100
onshore wind | Langford Wind Power | 57153_G_1 | 57153 | G | 1 |  | Onshore Wind |  | ERC_WEST | Texas | 48 | Tom Green | 451 | 48451 | 150 | 0 | 2009 | 9999 |  |  | N | Wind | [13 empty] | 0 | 0 | 0 | 0 | [11 empty] | Langford Wind Power LLC | 100 | Padoma Wind Power LLC | 100
onshore wind | Barton Chapel Wind Farm | 57156_G_BC | 57156 | G | BC |  | Onshore Wind |  | ERC_WEST | Texas | 48 | Jack | 237 | 48237 | 120 | 0 | 2009 | 9999 |  |  | N | Wind | [13 empty] | 0 | 0 | 0 | 0 | [11 empty] | Barton Chapel Wind LLC | 100 | Iberdrola SA | 100
onshore wind | Windy Flats Wind Project | 57159_G_GEN1 | 57159 | G | GEN1 |  | Onshore Wind |  | WECC_PNW | Washington | 53 | Klickitat | 39 | 53039 | 262.2 | 0 | 2009 | 9999 |  |  | N | Wind | [13 empty] | 0 | 0 | 0 | 0 | [11 empty] | Windy Flats Partners LLC | 77.0992 | Tuolumne Wind Project Authority | 77.0992
hydro | White River Lock and Dam 1 | 57160_G_LD#1 | 57160 | G | LD#1 |  | Hydro |  | SPP_WEST | Arkansas | 5 | Independence | 63 | 05063 | 4.3 | 0 | 2007 | 9999 |  |  | N | Hydro | [13 empty] | 0 | 0 | 0 | 0 | [11 empty] | White River Hydroelectric Project | 100 | White River Hydroelectric Project | 100
hydro | White River Lock and Dam 2 | 57161_G_LD#2 | 57161 | G | LD#2 |  | Hydro |  | SPP_WEST | Arkansas | 5 | Independence | 63 | 05063 | 3.5 | 0 | 2007 | 9999 |  |  | N | Hydro | [13 empty] | 0 | 0 | 0 | 0 | [11 empty] | White River Hydroelectric Project | 100 | White River Hydroelectric Project | 100
hydro | White River Lock and Dam 3 | 57162_G_LD#3 | 57162 | G | LD#3 |  | Hydro |  | SPP_WEST | Arkansas | 5 | Stone | 137 | 05137 | 4.3 | 0 | 2006 | 9999 |  |  | N | Hydro | [13 empty] | 0 | 0 | 0 | 0 | [11 empty] | White River Hydroelectric Project | 100 | White River Hydroelectric Project | 100
biomass | Calabasas Gas to Energy Facility | 57163_G_GEN1 | 57163 | G | GEN1 |  | Landfill Gas |  | WECC_SCE | California | 6 | Los Angeles | 37 | 06037 | 3.3 | 14103 | 2010 | 9999 |  |  | N | Landfill Gas | [13 empty] | 0.03522 | 0.03522 | 0.03522 | 0.03522 | [11 empty] | Los Angeles County | 100 | Los Angeles County | 100
biomass | Calabasas Gas to Energy Facility | 57163_G_GEN3 | 57163 | G | GEN3 |  | Landfill Gas |  | WECC_SCE | California | 6 | Los Angeles | 37 | 06037 | 3.3 | 14103 | 2010 | 9999 |  |  | N | Landfill Gas | [13 empty] | 0.03522 | 0.03522 | 0.03522 | 0.03522 | [11 empty] | Los Angeles County | 100 | Los Angeles County | 100
biomass | Farmers Branch Renewable Energy Facility | 57165_G_GEN1 | 57165 | G | GEN1 |  | Landfill Gas |  | ERC_REST | Texas | 48 | Denton | 121 | 48121 | 1.6 | 13500 | 2011 | 9999 |  |  | N | Landfill Gas | [13 empty] | 0.22117 | 0.22117 | 0.22117 | 0.22117 | [11 empty] | Waste Management Inc | 100 | Waste Management Inc | 100
biomass | Farmers Branch Renewable Energy Facility | 57165_G_GEN2 | 57165 | G | GEN2 |  | Landfill Gas |  | ERC_REST | Texas | 48 | Denton | 121 | 48121 | 1.6 | 13500 | 2011 | 9999 |  |  | N | Landfill Gas | [13 empty] | 0.22117 | 0.22117 | 0.22117 | 0.22117 | [11 empty] | Waste Management Inc | 100 | Waste Management Inc | 100
biomass | Waste Management Lockwood LFGTE | 57166_G_GEN1 | 57166 | G | GEN1 |  | Landfill Gas |  | WECC_NNV | Nevada | 32 | Washoe | 31 | 32031 | 1.6 | 13500 | 2012 | 9999 |  |  | N | Landfill Gas | [13 empty] | 0.22117 | 0.22117 | 0.22117 | 0.22117 | [11 empty] | WM Nevada Renewable Energy LLC | 100 | Waste Management Inc | 100
biomass | Waste Management Lockwood LFGTE | 57166_G_GEN2 | 57166 | G | GEN2 |  | Landfill Gas |  | WECC_NNV | Nevada | 32 | Washoe | 31 | 32031 | 1.6 | 13500 | 2012 | 9999 |  |  | N | Landfill Gas | [13 empty] | 0.22117 | 0.22117 | 0.22117 | 0.22117 | [11 empty] | WM Nevada Renewable Energy LLC | 100 | Waste Management Inc | 100
biomass | Mesquite Creek LFGTE Project | 57167_G_GEN1 | 57167 | G | GEN1 |  | Landfill Gas |  | ERC_REST | Texas | 48 | Comal | 91 | 48091 | 1.6 | 13500 | 2010 | 9999 |  |  | N | Landfill Gas | [13 empty] | 0.22117 | 0.22117 | 0.22117 | 0.22117 | [11 empty] | WM Renewable Energy LLC | 100 | Waste Management Inc | 100
biomass | Mesquite Creek LFGTE Project | 57167_G_GEN2 | 57167 | G | GEN2 |  | Landfill Gas |  | ERC_REST | Texas | 48 | Comal | 91 | 48091 | 1.6 | 13500 | 2010 | 9999 |  |  | N | Landfill Gas | [13 empty] | 0.22117 | 0.22117 | 0.22117 | 0.22117 | [11 empty] | WM Renewable Energy LLC | 100 | Waste Management Inc | 100
biomass | Waste Management Naples LFGTE Project | 57168_G_GEN1 | 57168 | G | GEN1 |  | Landfill Gas |  | FRCC | Florida | 12 | Collier | 21 | 12021 | 0.8 | 13500 | 2011 | 9999 |  |  | N | Landfill Gas | [13 empty] | 0.22117 | 0.22117 | 0.22117 | 0.22117 | [11 empty] | WM Renewable Energy LLC | 100 | Waste Management Inc | 100
biomass | Waste Management Naples LFGTE Project | 57168_G_GEN2 | 57168 | G | GEN2 |  | Landfill Gas |  | FRCC | Florida | 12 | Collier | 21 | 12021 | 0.8 | 13500 | 2011 | 9999 |  |  | N | Landfill Gas | [13 empty] | 0.22117 | 0.22117 | 0.22117 | 0.22117 | [11 empty] | WM Renewable Energy LLC | 100 | Waste Management Inc | 100
biomass | Waste Management Naples LFGTE Project | 57168_G_GEN3 | 57168 | G | GEN3 |  | Landfill Gas |  | FRCC | Florida | 12 | Collier | 21 | 12021 | 0.8 | 13500 | 2011 | 9999 |  |  | N | Landfill Gas | [13 empty] | 0.22117 | 0.22117 | 0.22117 | 0.22117 | [11 empty] | WM Renewable Energy LLC | 100 | Waste Management Inc | 100
biomass | Waste Management Naples LFGTE Project | 57168_G_GEN4 | 57168 | G | GEN4 |  | Landfill Gas |  | FRCC | Florida | 12 | Collier | 21 | 12021 | 0.8 | 13500 | 2011 | 9999 |  |  | N | Landfill Gas | [13 empty] | 0.22117 | 0.22117 | 0.22117 | 0.22117 | [11 empty] | WM Renewable Energy LLC | 100 | Waste Management Inc | 100
biomass | Waste Management Naples LFGTE Project | 57168_G_GEN5 | 57168 | G | GEN5 |  | Landfill Gas |  | FRCC | Florida | 12 | Collier | 21 | 12021 | 0.8 | 13500 | 2011 | 9999 |  |  | N | Landfill Gas | [13 empty] | 0.22117 | 0.22117 | 0.22117 | 0.22117 | [11 empty] | WM Renewable Energy LLC | 100 | Waste Management Inc | 100
biomass | Waste Management Piedmont LFGTE Project | 57169_G_GEN1 | 57169 | G | GEN1 |  | Landfill Gas |  | S_VACA | North Carolina | 37 | Forsyth | 67 | 37067 | 0.8 | 13500 | 2011 | 9999 |  |  | N | Landfill Gas | [13 empty] | 0.07358 | 0.07358 | 0.07358 | 0.07358 | [11 empty] | WM of Carolinas Inc | 100 | Waste Management Inc | 100
biomass | Waste Management Piedmont LFGTE Project | 57169_G_GEN2 | 57169 | G | GEN2 |  | Landfill Gas |  | S_VACA | North Carolina | 37 | Forsyth | 67 | 37067 | 0.8 | 13500 | 2011 | 9999 |  |  | N | Landfill Gas | [13 empty] | 0.07358 | 0.07358 | 0.07358 | 0.07358 | [11 empty] | WM of Carolinas Inc | 100 | Waste Management Inc | 100
biomass | Waste Management Piedmont LFGTE Project | 57169_G_GEN3 | 57169 | G | GEN3 |  | Landfill Gas |  | S_VACA | North Carolina | 37 | Forsyth | 67 | 37067 | 0.8 | 13500 | 2011 | 9999 |  |  | N | Landfill Gas | [13 empty] | 0.07358 | 0.07358 | 0.07358 | 0.07358 | [11 empty] | WM of Carolinas Inc | 100 | Waste Management Inc | 100
biomass | Suburban Landfill Gas Recovery | 57170_G_GEN1 | 57170 | G | GEN1 |  | Landfill Gas |  | PJM_West | Ohio | 39 | Perry | 127 | 39127 | 0.8 | 13500 | 2011 | 9999 |  |  | N | Landfill Gas | [13 empty] | 0.22117 | 0.22117 | 0.22117 | 0.22117 | [11 empty] | Waste Management Inc | 100 | Waste Management Inc | 100
biomass | Suburban Landfill Gas Recovery | 57170_G_GEN2 | 57170 | G | GEN2 |  | Landfill Gas |  | PJM_West | Ohio | 39 | Perry | 127 | 39127 | 0.8 | 13500 | 2011 | 9999 |  |  | N | Landfill Gas | [13 empty] | 0.22117 | 0.22117 | 0.22117 | 0.22117 | [11 empty] | Waste Management Inc | 100 | Waste Management Inc | 100
biomass | Suburban Landfill Gas Recovery | 57170_G_GEN3 | 57170 | G | GEN3 |  | Landfill Gas |  | PJM_West | Ohio | 39 | Perry | 127 | 39127 | 0.8 | 13500 | 2011 | 9999 |  |  | N | Landfill Gas | [13 empty] | 0.22117 | 0.22117 | 0.22117 | 0.22117 | [11 empty] | Waste Management Inc | 100 | Waste Management Inc | 100
biomass | Suburban Landfill Gas Recovery | 57170_G_GEN4 | 57170 | G | GEN4 |  | Landfill Gas |  | PJM_West | Ohio | 39 | Perry | 127 | 39127 | 0.8 | 13500 | 2011 | 9999 |  |  | N | Landfill Gas | [13 empty] | 0.22117 | 0.22117 | 0.22117 | 0.22117 | [11 empty] | Waste Management Inc | 100 | Waste Management Inc | 100
biomass | Suburban Landfill Gas Recovery | 57170_G_GEN5 | 57170 | G | GEN5 |  | Landfill Gas |  | PJM_West | Ohio | 39 | Perry | 127 | 39127 | 0.8 | 13500 | 2011 | 9999 |  |  | N | Landfill Gas | [13 empty] | 0.22117 | 0.22117 | 0.22117 | 0.22117 | [11 empty] | Waste Management Inc | 100 | Waste Management Inc | 100
biomass | Suburban Landfill Gas Recovery | 57170_G_GEN6 | 57170 | G | GEN6 |  | Landfill Gas |  | PJM_West | Ohio | 39 | Perry | 127 | 39127 | 0.8 | 13500 | 2011 | 9999 |  |  | N | Landfill Gas | [13 empty] | 0.22117 | 0.22117 | 0.22117 | 0.22117 | [11 empty] | Waste Management Inc | 100 | Waste Management Inc | 100
biomass | Suburban Landfill Gas Recovery | 57170_G_GEN7 | 57170 | G | GEN7 |  | Landfill Gas |  | PJM_West | Ohio | 39 | Perry | 127 | 39127 | 0.8 | 13500 | 2011 | 9999 |  |  | N | Landfill Gas | [13 empty] | 0.22117 | 0.22117 | 0.22117 | 0.22117 | [11 empty] | Waste Management Inc | 100 | Waste Management Inc | 100
onshore wind | Cedar Hills Wind Farm | 57171_G_1 | 57171 | G | 1 |  | Onshore Wind |  | MIS_MAPP | North Dakota | 38 | Bowman | 11 | 38011 | 19.5 | 0 | 2010 | 9999 |  |  | N | Wind | [13 empty] | 0 | 0 | 0 | 0 | [11 empty] | MDU Resources Group Inc | 100 | MDU Resources Group Inc | 100
municipal solid waste | Glen Ullin Station 6 | 57172_G_1 | 57172 | G | 1 |  | Non-Fossil Waste |  | MIS_MAPP | North Dakota | 38 | Morton | 59 | 38059 | 5.3 | 9262 | 2009 | 9999 |  |  | N | Non-Fossil Waste | [13 empty] | 0 | 0 | 0 | 0 | [11 empty] | MDU Resources Group Inc | 100 | MDU Resources Group Inc | 100
onshore wind | Colorado Highlands Wind | 57174_G_CHW1 | 57174 | G | CHW1 |  | Onshore Wind |  | WECC_CO | Colorado | 8 | Logan | 75 | 08075 | 71 | 0 | 2012 | 9999 |  |  | N | Wind | [13 empty] | 0 | 0 | 0 | 0 | [11 empty] | Colorado Highlands Wind LLC | 100 | Alliance Power Inc | 100
onshore wind | Colorado Highlands Wind | 57174_G_CHW2 | 57174 | G | CHW2 |  | Onshore Wind |  | WECC_CO | Colorado | 8 | Logan | 75 | 08075 | 25.1 | 0 | 2013 | 9999 |  |  | N | Wind | [13 empty] | 0 | 0 | 0 | 0 | [11 empty] | Colorado Highlands Wind LLC | 100 | Alliance Power Inc | 100
onshore wind | University of Delaware Wind Turbine | 57176_G_FSMW | 57176 | G | FSMW |  | Onshore Wind |  | PJM_EMAC | Delaware | 10 | Sussex | 5 | 10005 | 2 | 0 | 2010 | 9999 |  |  | N | Wind | [13 empty] | 0 | 0 | 0 | 0 | [11 empty] | First State Marine Wind | 100 | Gamesa Corporación Tecnológica SA | 100
onshore wind | Meadow Lake Wind Farm IV | 57177_G_GEN 1 | 57177 | G | GEN 1 |  | Onshore Wind |  | PJM_West | Indiana | 18 | White | 181 | 18181 | 98.7 | 0 | 2010 | 9999 |  |  | N | Wind | [13 empty] | 0 | 0 | 0 | 0 | [11 empty] | Meadow Lake Wind Farm IV LLC | 100 | Energias de Portugal SA | 100
natural gas peaker | HSCo CHP | 57179_G_1 | 57179 | G | 1 |  | Combustion Turbine |  | NENG_CT | Connecticut | 9 | Hartford | 3 | 09003 | 3.5 | 8700 | 2009 | 9999 |  |  | Y | Natural Gas | [13 empty] | 0.01155 | 0.01155 | 0.01155 | 0.01155 | [11 empty] | Hartford Steam Co LLC | 100 | South Jersey Industries Inc | 100
onshore wind | PPL Frey Farm Landfill Wind | 57182_G_1 | 57182 | G | 1 |  | Onshore Wind |  | PJM_EMAC | Pennsylvania | 42 | Lancaster | 71 | 42071 | 3.2 | 0 | 2011 | 9999 |  |  | N | Wind | [13 empty] | 0 | 0 | 0 | 0 | [11 empty] | EPP Renewable Energy LLC | 100 | Exelon Corp | 100
hydro | Orono Hydro Station | 57184_G_1 | 57184 | G | 1 |  | Hydro |  | NENG_ME | Maine | 23 | Penobscot | 19 | 23019 | 0.5 | 0 | 2009 | 9999 |  |  | N | Hydro | [13 empty] | 0 | 0 | 0 | 0 | [11 empty] | Black Bear Hydro Partners LLC | 100 | Brookfield Asset Management Inc | 100
hydro | Orono Hydro Station | 57184_G_2 | 57184 | G | 2 |  | Hydro |  | NENG_ME | Maine | 23 | Penobscot | 19 | 23019 | 0.6 | 0 | 2009 | 9999 |  |  | N | Hydro | [13 empty] | 0 | 0 | 0 | 0 | [11 empty] | Black Bear Hydro Partners LLC | 100 | Brookfield Asset Management Inc | 100
hydro | Orono Hydro Station | 57184_G_3 | 57184 | G | 3 |  | Hydro |  | NENG_ME | Maine | 23 | Penobscot | 19 | 23019 | 0.8 | 0 | 2009 | 9999 |  |  | N | Hydro | [13 empty] | 0 | 0 | 0 | 0 | [11 empty] | Black Bear Hydro Partners LLC | 100 | Brookfield Asset Management Inc | 100
hydro | Orono Hydro Station | 57184_G_4 | 57184 | G | 4 |  | Hydro |  | NENG_ME | Maine | 23 | Penobscot | 19 | 23019 | 0.8 | 0 | 2009 | 9999 |  |  | N | Hydro | [13 empty] | 0 | 0 | 0 | 0 | [11 empty] | Black Bear Hydro Partners LLC | 100 | Brookfield Asset Management Inc | 100
natural gas combined cycle | Cricket Valley Energy | 57185_G_U001 | 57185 | G | U001 |  | Combined Cycle |  | NY_Z_G-I | New York | 36 | Dutchess | 27 | 36027 | 143.3 | 7050 | 2020 | 9999 |  |  | N | Natural Gas | [13 empty] | 0.011 | 0.011 | 0.011 | 0.011 | [11 empty] | Cricket Valley Energy Center LLC | 100 | Advanced Power | 100
natural gas combined cycle | Cricket Valley Energy | 57185_G_U002 | 57185 | G | U002 |  | Combined Cycle |  | NY_Z_G-I | New York | 36 | Dutchess | 27 | 36027 | 143.3 | 7050 | 2020 | 9999 |  |  | N | Natural Gas | [13 empty] | 0.011 | 0.011 | 0.011 | 0.011 | [11 empty] | Cricket Valley Energy Center LLC | 100 | Advanced Power | 100
natural gas combined cycle | Cricket Valley Energy | 57185_G_U003 | 57185 | G | U003 |  | Combined Cycle |  | NY_Z_G-I | New York | 36 | Dutchess | 27 | 36027 | 143.3 | 7050 | 2020 | 9999 |  |  | N | Natural Gas | [13 empty] | 0.011 | 0.011 | 0.011 | 0.011 | [11 empty] | Cricket Valley Energy Center LLC | 100 | Advanced Power | 100
natural gas combined cycle | Cricket Valley Energy | 57185_G_U004 | 57185 | G | U004 |  | Combined Cycle |  | NY_Z_G-I | New York | 36 | Dutchess | 27 | 36027 | 195.4 | 7050 | 2020 | 9999 |  |  | N | Natural Gas | [13 empty] | 0.011 | 0.011 | 0.011 | 0.011 | [11 empty] | Cricket Valley Energy Center LLC | 100 | Advanced Power | 100
natural gas combined cycle | Cricket Valley Energy | 57185_G_U005 | 57185 | G | U005 |  | Combined Cycle |  | NY_Z_G-I | New York | 36 | Dutchess | 27 | 36027 | 195.4 | 7050 | 2020 | 9999 |  |  | N | Natural Gas | [13 empty] | 0.011 | 0.011 | 0.011 | 0.011 | [11 empty] | Cricket Valley Energy Center LLC | 100 | Advanced Power | 100
natural gas combined cycle | Cricket Valley Energy | 57185_G_U006 | 57185 | G | U006 |  | Combined Cycle |  | NY_Z_G-I | New York | 36 | Dutchess | 27 | 36027 | 195.4 | 7050 | 2020 | 9999 |  |  | N | Natural Gas | [13 empty] | 0.011 | 0.011 | 0.011 | 0.011 | [11 empty] | Cricket Valley Energy Center LLC | 100 | Advanced Power | 100
biomass | Chautauqua LFGTE Facility | 57186_G_GEN1 | 57186 | G | GEN1 |  | Landfill Gas |  | NY_Z_A | New York | 36 | Chautauqua | 13 | 36013 | 1.6 | 13500 | 2010 | 9999 |  |  | N | Landfill Gas | [13 empty] | 0.10407 | 0.10407 | 0.10407 | 0.10407 | [11 empty] | Chautauqua County | 100 | Chautauqua County | 100
biomass | Chautauqua LFGTE Facility | 57186_G_GEN2 | 57186 | G | GEN2 |  | Landfill Gas |  | NY_Z_A | New York | 36 | Chautauqua | 13 | 36013 | 1.6 | 13500 | 2010 | 9999 |  |  | N | Landfill Gas | [13 empty] | 0.10407 | 0.10407 | 0.10407 | 0.10407 | [11 empty] | Chautauqua County | 100 | Chautauqua County | 100
biomass | Chautauqua LFGTE Facility | 57186_G_GEN3 | 57186 | G | GEN3 |  | Landfill Gas |  | NY_Z_A | New York | 36 | Chautauqua | 13 | 36013 | 1.6 | 13500 | 2010 | 9999 |  |  | N | Landfill Gas | [13 empty] | 0.10407 | 0.10407 | 0.10407 | 0.10407 | [11 empty] | Chautauqua County | 100 | Chautauqua County | 100
biomass | Chautauqua LFGTE Facility | 57186_G_GEN4 | 57186 | G | GEN4 |  | Landfill Gas |  | NY_Z_A | New York | 36 | Chautauqua | 13 | 36013 | 1.6 | 13500 | 2010 | 9999 |  |  | N | Landfill Gas | [13 empty] | 0.10407 | 0.10407 | 0.10407 | 0.10407 | [11 empty] | Chautauqua County | 100 | Chautauqua County | 100
biomass | Chautauqua LFGTE Facility | 57186_G_GEN5 | 57186 | G | GEN5 |  | Landfill Gas |  | NY_Z_A | New York | 36 | Chautauqua | 13 | 36013 | 1.6 | 13500 | 2011 | 9999 |  |  | N | Landfill Gas | [13 empty] | 0.10407 | 0.10407 | 0.10407 | 0.10407 | [11 empty] | Chautauqua County | 100 | Chautauqua County | 100
biomass | Chautauqua LFGTE Facility | 57186_G_GEN6 | 57186 | G | GEN6 |  | Landfill Gas |  | NY_Z_A | New York | 36 | Chautauqua | 13 | 36013 | 1.6 | 13500 | 2011 | 9999 |  |  | N | Landfill Gas | [13 empty] | 0.10407 | 0.10407 | 0.10407 | 0.10407 | [11 empty] | Chautauqua County | 100 | Chautauqua County | 100
onshore wind | Vantage Wind Energy LLC | 57188_G_1 | 57188 | G | 1 |  | Onshore Wind |  | WECC_PNW | Washington | 53 | Kittitas | 37 | 53037 | 90 | 0 | 2010 | 9999 |  |  | N | Wind | [13 empty] | 0 | 0 | 0 | 0 | [11 empty] | Vantage Wind Energy LLC | 100 | Invenergy LLC | 100
onshore wind | Lost Creek Wind Energy Facility | 57189_G_LCW | 57189 | G | LCW |  | Onshore Wind |  | S_D_AECI | Missouri | 29 | DeKalb | 63 | 29063 | 150 | 0 | 2010 | 9999 |  |  | N | Wind | [13 empty] | 0 | 0 | 0 | 0 | [11 empty] | Lost Creek Wind LLC | 100 | Riverstone Holdings LLC | 100
hydro | Little Quinnesec Falls Hydro Project | 57190_G_UNIT2 | 57190 | G | UNIT2 |  | Hydro |  | MIS_WUMS | Wisconsin | 55 | Marinette | 75 | 55075 | 0.8 | 0 | 1900 | 9999 |  |  | N | Hydro | [13 empty] | 0 | 0 | 0 | 0 | [11 empty] | Northbrook Wisconsin LLC | 100 | Energy Investors Funds Group | 100
hydro | Little Quinnesec Falls Hydro Project | 57190_G_UNIT4 | 57190 | G | UNIT4 |  | Hydro |  | MIS_WUMS | Wisconsin | 55 | Marinette | 75 | 55075 | 1 | 0 | 1900 | 9999 |  |  | N | Hydro | [13 empty] | 0 | 0 | 0 | 0 | [11 empty] | Northbrook Wisconsin LLC | 100 | Energy Investors Funds Group | 100
hydro | Little Quinnesec Falls Hydro Project | 57190_G_UNIT5 | 57190 | G | UNIT5 |  | Hydro |  | MIS_WUMS | Wisconsin | 55 | Marinette | 75 | 55075 | 1 | 0 | 1900 | 9999 |  |  | N | Hydro | [13 empty] | 0 | 0 | 0 | 0 | [11 empty] | Northbrook Wisconsin LLC | 100 | Energy Investors Funds Group | 100
hydro | Little Quinnesec Falls Hydro Project | 57190_G_UNIT1 | 57190 | G | UNIT1 |  | Hydro |  | MIS_WUMS | Wisconsin | 55 | Marinette | 75 | 55075 | 1.9 | 0 | 1909 | 9999 |  |  | N | Hydro | [13 empty] | 0 | 0 | 0 | 0 | [11 empty] | Northbrook Wisconsin LLC | 100 | Energy Investors Funds Group | 100
hydro | Little Quinnesec Falls Hydro Project | 57190_G_UNIT3 | 57190 | G | UNIT3 |  | Hydro |  | MIS_WUMS | Wisconsin | 55 | Marinette | 75 | 55075 | 1.9 | 0 | 1911 | 9999 |  |  | N | Hydro | [13 empty] | 0 | 0 | 0 | 0 | [11 empty] | Northbrook Wisconsin LLC | 100 | Energy Investors Funds Group | 100
hydro | Little Quinnesec Falls Hydro Project | 57190_G_UNIT6 | 57190 | G | UNIT6 |  | Hydro |  | MIS_WUMS | Wisconsin | 55 | Marinette | 75 | 55075 | 2.4 | 0 | 1916 | 9999 |  |  | N | Hydro | [13 empty] | 0 | 0 | 0 | 0 | [11 empty] | Northbrook Wisconsin LLC | 100 | Energy Investors Funds Group | 100
solar pv | Exelon Solar Chicago | 57191_G_ECS1 | 57191 | G | ECS1 |  | Solar PV |  | PJM_COMD | Illinois | 17 | Cook | 31 | 17031 | 9 | 0 | 2009 | 9999 |  |  | N | Solar | [13 empty] | 0 | 0 | 0 | 0 | [11 empty] | Exelon Corp | 100 | Exelon Corp | 100
onshore wind | Spring Valley Wind Project | 57192_G_WTG | 57192 | G | WTG |  | Onshore Wind |  | WECC_NNV | Nevada | 32 | White Pine | 33 | 32033 | 150 | 0 | 2012 | 9999 |  |  | N | Wind | [13 empty] | 0 | 0 | 0 | 0 | [11 empty] | Spring Valley Wind LLC | 100 | Riverstone Holdings LLC | 100
onshore wind | Day County Wind LLC | 57194_G_GE15 | 57194 | G | GE15 |  | Onshore Wind |  | SPP_WAUE | South Dakota | 46 | Day | 37 | 46037 | 99 | 0 | 2010 | 9999 |  |  | N | Wind | [13 empty] | 0 | 0 | 0 | 0 | [11 empty] | Day County Wind I LLC | 100 | NextEra Energy Inc | 100
onshore wind | Lower Snake River Wind Energy Project | 57195_G_LSR 1 | 57195 | G | LSR 1 |  | Onshore Wind |  | WECC_PNW | Washington | 53 | Garfield | 23 | 53023 | 342.7 | 0 | 2012 | 9999 |  |  | N | Wind | [13 empty] | 0 | 0 | 0 | 0 | [11 empty] | Puget Sound Energy Inc | 100 | Puget Energy Inc | 100
natural gas peaker | High Point, POLO | 57196_G_1 | 57196 | G | 1 |  | Combustion Turbine | IC Engine | S_VACA | North Carolina | 37 | Guilford | 81 | 37081 | 1.8 | 25000 | 2007 | 9999 |  |  | N | Distillate Fuel Oil | [13 empty] | 1.6498 | 1.6498 | 1.6498 | 1.6498 | [11 empty] | North Carolina Municipal Power Agency No 1 | 100 | North Carolina Municipal Power Agency No 1 | 100
solar pv | Blue Wing Solar Energy Generation | 57197_G_1 | 57197 | G | 1 |  | Solar PV |  | ERC_REST | Texas | 48 | Bexar | 29 | 48029 | 13.5 | 0 | 2010 | 9999 |  |  | N | Solar | [13 empty] | 0 | 0 | 0 | 0 | [11 empty] | TX Solar I LLC | 100 | Duke Energy Corp | 100
onshore wind | Bent Tree Wind Farm Phase 1 | 57198_G_1 | 57198 | G | 1 |  | Onshore Wind |  | MIS_MNWI | Minnesota | 27 | Freeborn | 47 | 27047 | 201.3 | 0 | 2011 | 9999 |  |  | N | Wind | [13 empty] | 0 | 0 | 0 | 0 | [11 empty] | Wisconsin Power & Light Co | 100 | Alliant Energy Corp | 100
onshore wind | Glacier Hills | 57199_G_1 | 57199 | G | 1 |  | Onshore Wind |  | MIS_WUMS | Wisconsin | 55 | Columbia | 21 | 55021 | 28 | 0 | 2011 | 9999 |  |  | N | Wind | [13 empty] | 0 | 0 | 0 | 0 | [11 empty] | Wisconsin Electric Power Co | 100 | WEC Energy Group Inc | 100
solar pv | Shelby Solar Energy Generation Facility | 57200_G_1 | 57200 | G | 1 |  | Solar PV |  | S_VACA | North Carolina | 37 | Cleveland | 45 | 37045 | 1 | 0 | 2010 | 9999 |  |  | N | Solar | [13 empty] | 0 | 0 | 0 | 0 | [11 empty] | Solar Star North Carolina I LLC | 100 | Duke Energy Corp | 100
onshore wind | FPL Energy Montezuma Winds LLC | 57201_G_S2.3 | 57201 | G | S2.3 |  | Onshore Wind |  | WEC_CALN | California | 6 | Solano | 95 | 06095 | 36.8 | 0 | 2010 | 9999 |  |  | N | Wind | [13 empty] | 0 | 0 | 0 | 0 | [11 empty] | FPL Energy Montezuma Wind LLC | 100 | NextEra Energy Inc | 100
solar pv | Jacksonville Solar | 57202_G_1 | 57202 | G | 1 |  | Solar PV |  | FRCC | Florida | 12 | Duval | 31 | 12031 | 12.5 | 0 | 2010 | 9999 |  |  | N | Solar | [13 empty] | 0 | 0 | 0 | 0 | [11 empty] | Jacksonville Solar LLC | 100 | Public Service Enterprise Group Inc | 100
solar pv | Wyandot Solar Farm | 57203_G_1 | 57203 | G | 1 |  | Solar PV |  | PJM_West | Ohio | 39 | Wyandot | 175 | 39175 | 10 | 0 | 2010 | 9999 |  |  | N | Solar | [13 empty] | 0 | 0 | 0 | 0 | [11 empty] | PSEG Solar Source LLC | 100 | LS Power Group | 100
solar pv | PSEG Hackettstown | 57204_G_1 | 57204 | G | 1 |  | Solar PV |  | PJM_EMAC | New Jersey | 34 | Warren | 41 | 34041 | 2.2 | 0 | 2009 | 9999 |  |  | N | Solar | [13 empty] | 0 | 0 | 0 | 0 | [11 empty] | PSEG Hackettstown LLC | 100 | LS Power Group | 100
solar pv | CM48 | 57205_G_PV02 | 57205 | G | PV02 |  | Solar PV |  | WECC_SNV | Nevada | 32 | Clark | 3 | 32003 | 8 | 0 | 2010 | 9999 |  |  | N | Solar | [13 empty] | 0 | 0 | 0 | 0 | [11 empty] | Copper Mountain Solar 4 LLC | 100 | Consolidated Edison Inc | 100
solar pv | CM48 | 57205_G_PV03 | 57205 | G | PV03 |  | Solar PV |  | WECC_SNV | Nevada | 32 | Clark | 3 | 32003 | 10 | 0 | 2010 | 9999 |  |  | N | Solar | [13 empty] | 0 | 0 | 0 | 0 | [11 empty] | Copper Mountain Solar 4 LLC | 100 | Consolidated Edison Inc | 100
solar pv | CM48 | 57205_G_PV04 | 57205 | G | PV04 |  | Solar PV |  | WECC_SNV | Nevada | 32 | Clark | 3 | 32003 | 10 | 0 | 2010 | 9999 |  |  | N | Solar | [13 empty] | 0 | 0 | 0 | 0 | [11 empty] | Copper Mountain Solar 4 LLC | 100 | Consolidated Edison Inc | 100
solar pv | CM48 | 57205_G_PV05 | 57205 | G | PV05 |  | Solar PV |  | WECC_SNV | Nevada | 32 | Clark | 3 | 32003 | 10 | 0 | 2010 | 9999 |  |  | N | Solar | [13 empty] | 0 | 0 | 0 | 0 | [11 empty] | Copper Mountain Solar 4 LLC | 100 | Consolidated Edison Inc | 100
solar pv | CM48 | 57205_G_PV06 | 57205 | G | PV06 |  | Solar PV |  | WECC_SNV | Nevada | 32 | Clark | 3 | 32003 | 10 | 0 | 2010 | 9999 |  |  | N | Solar | [13 empty] | 0 | 0 | 0 | 0 | [11 empty] | Copper Mountain Solar 4 LLC | 100 | Consolidated Edison Inc | 100
natural gas peaker | Thomson Reuters Data Center Bldg ES101 | 57207_G_1 | 57207 | G | 1 |  | Combustion Turbine | IC Engine | MIS_MNWI | Minnesota | 27 | Dakota | 37 | 27037 | 0.6 | 13469 | 2009 | 9999 |  |  | N | Distillate Fuel Oil | [13 empty] | 1.6498 | 1.6498 | 1.6498 | 1.6498 | [11 empty] | Thomson Corp (The) | 100 | Thomson Corp (The) | 100
natural gas peaker | Thomson Reuters Data Center Bldg H | 57208_G_1 | 57208 | G | 1 |  | Combustion Turbine | IC Engine | MIS_MNWI | Minnesota | 27 | Dakota | 37 | 27037 | 0.6 | 13469 | 2007 | 9999 |  |  | N | Distillate Fuel Oil | [13 empty] | 1.6498 | 1.6498 | 1.6498 | 1.6498 | [11 empty] | Thomson Corp (The) | 100 | Thomson Corp (The) | 100
natural gas peaker | Thomson Reuters Data Center Bldg H | 57208_G_2 | 57208 | G | 2 |  | Combustion Turbine | IC Engine | MIS_MNWI | Minnesota | 27 | Dakota | 37 | 27037 | 0.6 | 13469 | 2007 | 9999 |  |  | N | Distillate Fuel Oil | [13 empty] | 1.6498 | 1.6498 | 1.6498 | 1.6498 | [11 empty] | Thomson Corp (The) | 100 | Thomson Corp (The) | 100
natural gas peaker | Thomson Reuters Data Center Bldg H | 57208_G_3 | 57208 | G | 3 |  | Combustion Turbine | IC Engine | MIS_MNWI | Minnesota | 27 | Dakota | 37 | 27037 | 0.6 | 13469 | 2007 | 9999 |  |  | N | Distillate Fuel Oil | [13 empty] | 1.6498 | 1.6498 | 1.6498 | 1.6498 | [11 empty] | Thomson Corp (The) | 100 | Thomson Corp (The) | 100
natural gas peaker | Thomson Reuters Data Center Bldg H | 57208_G_4 | 57208 | G | 4 |  | Combustion Turbine | IC Engine | MIS_MNWI | Minnesota | 27 | Dakota | 37 | 27037 | 0.6 | 13469 | 2007 | 9999 |  |  | N | Distillate Fuel Oil | [13 empty] | 1.6498 | 1.6498 | 1.6498 | 1.6498 | [11 empty] | Thomson Corp (The) | 100 | Thomson Corp (The) | 100
onshore wind | Cedar Creek II | 57210_G_1 | 57210 | G | 1 |  | Onshore Wind |  | WECC_CO | Colorado | 8 | Weld | 123 | 08123 | 248.3 | 0 | 2011 | 9999 |  |  | N | Wind | [13 empty] | 0 | 0 | 0 | 0 | [11 empty] | Cedar Creek II LLC | 100 | BP plc | 100
onshore wind | Goshen Phase II | 57211_G_1 | 57211 | G | 1 |  | Onshore Wind |  | WECC_ID | Idaho | 16 | Bonneville | 19 | 16019 | 124.5 | 0 | 2010 | 9999 |  |  | N | Wind | [13 empty] | 0 | 0 | 0 | 0 | [11 empty] | Goshen Phase II LLC | 100 | BP plc | 100
onshore wind | EC&R Papalote Creek II LLC | 57212_G_1 | 57212 | G | 1 |  | Onshore Wind |  | ERC_REST | Texas | 48 | San Patricio | 409 | 48409 | 200.1 | 0 | 2010 | 9999 |  |  | N | Wind | [13 empty] | 0 | 0 | 0 | 0 | [11 empty] | Papalote Creek II LLC | 100 | RWE Group | 100
geothermal | ENEL Salt Wells LLC | 57213_G_101 | 57213 | G | 101 |  | Geothermal |  | WECC_NNV | Nevada | 32 | Churchill | 1 | 32001 | 10.1 | 9771 | 2009 | 9999 |  |  | N | Geothermal | [13 empty] | 0 | 0 | 0 | 0 | 0.4563 | 0.4563 | 0.4563 | [8 empty] | Enel Salt Wells LLC | 100 | Enel SpA | 100
geothermal | ENEL Salt Wells LLC | 57213_G_201 | 57213 | G | 201 |  | Geothermal |  | WECC_NNV | Nevada | 32 | Churchill | 1 | 32001 | 10.1 | 9771 | 2009 | 9999 |  |  | N | Geothermal | [13 empty] | 0 | 0 | 0 | 0 | 0.4563 | 0.4563 | 0.4563 | [8 empty] | Enel Salt Wells LLC | 100 | Enel SpA | 100
onshore wind | Waverly Community Wind Project | 57214_G_SK4 | 57214 | G | SK4 |  | Onshore Wind |  | MIS_MIDA | Iowa | 19 | Bremer | 17 | 19017 | 0.9 | 0 | 2001 | 9999 |  |  | N | Wind | [13 empty] | 0 | 0 | 0 | 0 | [11 empty] | Waverly Light & Power | 100 | Waverly Light & Power | 100
onshore wind | Waverly Community Wind Project | 57214_G_CAN1 | 57214 | G | CAN1 |  | Onshore Wind |  | MIS_MIDA | Iowa | 19 | Bremer | 17 | 19017 | 0.9 | 0 | 2009 | 9999 |  |  | N | Wind | [13 empty] | 0 | 0 | 0 | 0 | [11 empty] | Waverly Light & Power | 100 | Waverly Light & Power | 100
onshore wind | Waverly Community Wind Project | 57214_G_CAN2 | 57214 | G | CAN2 |  | Onshore Wind |  | MIS_MIDA | Iowa | 19 | Bremer | 17 | 19017 | 0.9 | 0 | 2012 | 9999 |  |  | N | Wind | [13 empty] | 0 | 0 | 0 | 0 | [11 empty] | Waverly Light & Power | 100 | Waverly Light & Power | 100
solar pv | Crayola Solar Project | 57216_G_1 | 57216 | G | 1 |  | Solar PV |  | PJM_WMAC | Pennsylvania | 42 | Northampton | 95 | 42095 | 1 | 0 | 2010 | 9999 |  |  | N | Solar | [13 empty] | 0 | 0 | 0 | 0 | [11 empty] | PPL Corp | 50 | PPL Corp | 50
solar pv | Crayola Solar Project | 57216_G_2 | 57216 | G | 2 |  | Solar PV |  | PJM_WMAC | Pennsylvania | 42 | Northampton | 95 | 42095 | 1 | 0 | 2011 | 9999 |  |  | N | Solar | [13 empty] | 0 | 0 | 0 | 0 | [11 empty] | PPL Corp | 50 | PPL Corp | 50
solar pv | Crayola Solar Project | 57216_G_3 | 57216 | G | 3 |  | Solar PV |  | PJM_WMAC | Pennsylvania | 42 | Northampton | 95 | 42095 | 0.8 | 0 | 2012 | 9999 |  |  | N | Solar | [13 empty] | 0 | 0 | 0 | 0 | [11 empty] | PPL Corp | 50 | PPL Corp | 50
solar pv | Solar Photovoltaic Project #03 | 57217_G_S003A | 57217 | G | S003A |  | Solar PV |  | WECC_SCE | California | 6 | San Bernardino | 71 | 06071 | 0.5 | 0 | 2011 | 9999 |  |  | N | Solar | [13 empty] | 0 | 0 | 0 | 0 | [11 empty] | Southern California Edison Co | 100 | Edison International | 100
solar pv | Solar Photovoltaic Project #03 | 57217_G_S003B | 57217 | G | S003B |  | Solar PV |  | WECC_SCE | California | 6 | San Bernardino | 71 | 06071 | 0.5 | 0 | 2011 | 9999 |  |  | N | Solar | [13 empty] | 0 | 0 | 0 | 0 | [11 empty] | Southern California Edison Co | 100 | Edison International | 100
solar pv | Solar Photovoltaic Project #05 | 57219_G_S005A | 57219 | G | S005A |  | Solar PV |  | WECC_SCE | California | 6 | San Bernardino | 71 | 06071 | 0.5 | 0 | 2012 | 9999 |  |  | N | Solar | [13 empty] | 0 | 0 | 0 | 0 | [11 empty] | Southern California Edison Co | 100 | Edison International | 100
solar pv | Solar Photovoltaic Project #05 | 57219_G_S005B | 57219 | G | S005B |  | Solar PV |  | WECC_SCE | California | 6 | San Bernardino | 71 | 06071 | 0.5 | 0 | 2012 | 9999 |  |  | N | Solar | [13 empty] | 0 | 0 | 0 | 0 | [11 empty] | Southern California Edison Co | 100 | Edison International | 100
solar pv | Solar Photovoltaic Project #05 | 57219_G_S005C | 57219 | G | S005C |  | Solar PV |  | WECC_SCE | California | 6 | San Bernardino | 71 | 06071 | 0.5 | 0 | 2012 | 9999 |  |  | N | Solar | [13 empty] | 0 | 0 | 0 | 0 | [11 empty] | Southern California Edison Co | 100 | Edison International | 100
solar pv | Solar Photovoltaic Project #05 | 57219_G_S005D | 57219 | G | S005D |  | Solar PV |  | WECC_SCE | California | 6 | San Bernardino | 71 | 06071 | 0.5 | 0 | 2012 | 9999 |  |  | N | Solar | [13 empty] | 0 | 0 | 0 | 0 | [11 empty] | Southern California Edison Co | 100 | Edison International | 100
solar pv | Solar Photovoltaic Project #05 | 57219_G_S005E | 57219 | G | S005E |  | Solar PV |  | WECC_SCE | California | 6 | San Bernardino | 71 | 06071 | 0.5 | 0 | 2012 | 9999 |  |  | N | Solar | [13 empty] | 0 | 0 | 0 | 0 | [11 empty] | Southern California Edison Co | 100 | Edison International | 100
solar pv | Solar Photovoltaic Project #06 | 57220_G_S006A | 57220 | G | S006A |  | Solar PV |  | WECC_SCE | California | 6 | San Bernardino | 71 | 06071 | 0.5 | 0 | 2011 | 9999 |  |  | N | Solar | [13 empty] | 0 | 0 | 0 | 0 | [11 empty] | Southern California Edison Co | 100 | Edison International | 100
solar pv | Solar Photovoltaic Project #06 | 57220_G_S006B | 57220 | G | S006B |  | Solar PV |  | WECC_SCE | California | 6 | San Bernardino | 71 | 06071 | 0.5 | 0 | 2011 | 9999 |  |  | N | Solar | [13 empty] | 0 | 0 | 0 | 0 | [11 empty] | Southern California Edison Co | 100 | Edison International | 100
solar pv | Solar Photovoltaic Project #06 | 57220_G_S006C | 57220 | G | S006C |  | Solar PV |  | WECC_SCE | California | 6 | San Bernardino | 71 | 06071 | 0.5 | 0 | 2011 | 9999 |  |  | N | Solar | [13 empty] | 0 | 0 | 0 | 0 | [11 empty] | Southern California Edison Co | 100 | Edison International | 100
solar pv | Solar Photovoltaic Project #06 | 57220_G_S006D | 57220 | G | S006D |  | Solar PV |  | WECC_SCE | California | 6 | San Bernardino | 71 | 06071 | 0.5 | 0 | 2011 | 9999 |  |  | N | Solar | [13 empty] | 0 | 0 | 0 | 0 | [11 empty] | Southern California Edison Co | 100 | Edison International | 100
solar pv | Solar Photovoltaic Project #07 | 57221_G_S007A | 57221 | G | S007A |  | Solar PV |  | WECC_SCE | California | 6 | San Bernardino | 71 | 06071 | 0.5 | 0 | 2012 | 9999 |  |  | N | Solar | [13 empty] | 0 | 0 | 0 | 0 | [11 empty] | Southern California Edison Co | 100 | Edison International | 100
solar pv | Solar Photovoltaic Project #07 | 57221_G_S007B | 57221 | G | S007B |  | Solar PV |  | WECC_SCE | California | 6 | San Bernardino | 71 | 06071 | 0.5 | 0 | 2012 | 9999 |  |  | N | Solar | [13 empty] | 0 | 0 | 0 | 0 | [11 empty] | Southern California Edison Co | 100 | Edison International | 100
solar pv | Solar Photovoltaic Project #07 | 57221_G_S007C | 57221 | G | S007C |  | Solar PV |  | WECC_SCE | California | 6 | San Bernardino | 71 | 06071 | 0.5 | 0 | 2012 | 9999 |  |  | N | Solar | [13 empty] | 0 | 0 | 0 | 0 | [11 empty] | Southern California Edison Co | 100 | Edison International | 100
solar pv | Solar Photovoltaic Project #07 | 57221_G_S007D | 57221 | G | S007D |  | Solar PV |  | WECC_SCE | California | 6 | San Bernardino | 71 | 06071 | 0.5 | 0 | 2012 | 9999 |  |  | N | Solar | [13 empty] | 0 | 0 | 0 | 0 | [11 empty] | Southern California Edison Co | 100 | Edison International | 100
solar pv | Solar Photovoltaic Project #07 | 57221_G_S007E | 57221 | G | S007E |  | Solar PV |  | WECC_SCE | California | 6 | San Bernardino | 71 | 06071 | 0.5 | 0 | 2012 | 9999 |  |  | N | Solar | [13 empty] | 0 | 0 | 0 | 0 | [11 empty] | Southern California Edison Co | 100 | Edison International | 100
solar pv | Solar Photovoltaic Project #08 | 57222_G_S008A | 57222 | G | S008A |  | Solar PV |  | WECC_SCE | California | 6 | San Bernardino | 71 | 06071 | 0.5 | 0 | 2011 | 9999 |  |  | N | Solar | [13 empty] | 0 | 0 | 0 | 0 | [11 empty] | Southern California Edison Co | 100 | Edison International | 100
solar pv | Solar Photovoltaic Project #08 | 57222_G_S008B | 57222 | G | S008B |  | Solar PV |  | WECC_SCE | California | 6 | San Bernardino | 71 | 06071 | 0.5 | 0 | 2011 | 9999 |  |  | N | Solar | [13 empty] | 0 | 0 | 0 | 0 | [11 empty] | Southern California Edison Co | 100 | Edison International | 100
solar pv | Solar Photovoltaic Project #08 | 57222_G_S008C | 57222 | G | S008C |  | Solar PV |  | WECC_SCE | California | 6 | San Bernardino | 71 | 06071 | 0.5 | 0 | 2011 | 9999 |  |  | N | Solar | [13 empty] | 0 | 0 | 0 | 0 | [11 empty] | Southern California Edison Co | 100 | Edison International | 100
solar pv | Solar Photovoltaic Project #08 | 57222_G_S008D | 57222 | G | S008D |  | Solar PV |  | WECC_SCE | California | 6 | San Bernardino | 71 | 06071 | 0.5 | 0 | 2011 | 9999 |  |  | N | Solar | [13 empty] | 0 | 0 | 0 | 0 | [11 empty] | Southern California Edison Co | 100 | Edison International | 100
solar pv | Solar Photovoltaic Project #09 | 57223_G_S009A | 57223 | G | S009A |  | Solar PV |  | WECC_SCE | California | 6 | San Bernardino | 71 | 06071 | 0.5 | 0 | 2011 | 9999 |  |  | N | Solar | [13 empty] | 0 | 0 | 0 | 0 | [11 empty] | Southern California Edison Co | 100 | Edison International | 100
solar pv | Solar Photovoltaic Project #09 | 57223_G_S009B | 57223 | G | S009B |  | Solar PV |  | WECC_SCE | California | 6 | San Bernardino | 71 | 06071 | 0.5 | 0 | 2011 | 9999 |  |  | N | Solar | [13 empty] | 0 | 0 | 0 | 0 | [11 empty] | Southern California Edison Co | 100 | Edison International | 100
solar pv | Solar Photovoltaic Project #10 | 57224_G_S010A | 57224 | G | S010A |  | Solar PV |  | WECC_SCE | California | 6 | San Bernardino | 71 | 06071 | 0.5 | 0 | 2013 | 9999 |  |  | N | Solar | [13 empty] | 0 | 0 | 0 | 0 | [11 empty] | Southern California Edison Co | 100 | Edison International | 100
solar pv | Solar Photovoltaic Project #10 | 57224_G_S010B | 57224 | G | S010B |  | Solar PV |  | WECC_SCE | California | 6 | San Bernardino | 71 | 06071 | 0.5 | 0 | 2013 | 9999 |  |  | N | Solar | [13 empty] | 0 | 0 | 0 | 0 | [11 empty] | Southern California Edison Co | 100 | Edison International | 100
solar pv | Solar Photovoltaic Project #10 | 57224_G_S010C | 57224 | G | S010C |  | Solar PV |  | WECC_SCE | California | 6 | San Bernardino | 71 | 06071 | 0.5 | 0 | 2013 | 9999 |  |  | N | Solar | [13 empty] | 0 | 0 | 0 | 0 | [11 empty] | Southern California Edison Co | 100 | Edison International | 100
solar pv | Solar Photovoltaic Project #11 | 57225_G_S011A | 57225 | G | S011A |  | Solar PV |  | WECC_SCE | California | 6 | San Bernardino | 71 | 06071 | 0.5 | 0 | 2015 | 9999 |  |  | N | Solar | [13 empty] | 0 | 0 | 0 | 0 | [11 empty] | Southern California Edison Co | 100 | Edison International | 100
solar pv | Solar Photovoltaic Project #11 | 57225_G_S011B | 57225 | G | S011B |  | Solar PV |  | WECC_SCE | California | 6 | San Bernardino | 71 | 06071 | 0.5 | 0 | 2015 | 9999 |  |  | N | Solar | [13 empty] | 0 | 0 | 0 | 0 | [11 empty] | Southern California Edison Co | 100 | Edison International | 100
solar pv | Solar Photovoltaic Project #11 | 57225_G_S011C | 57225 | G | S011C |  | Solar PV |  | WECC_SCE | California | 6 | San Bernardino | 71 | 06071 | 0.5 | 0 | 2015 | 9999 |  |  | N | Solar | [13 empty] | 0 | 0 | 0 | 0 | [11 empty] | Southern California Edison Co | 100 | Edison International | 100
solar pv | Solar Photovoltaic Project #11 | 57225_G_S011D | 57225 | G | S011D |  | Solar PV |  | WECC_SCE | California | 6 | San Bernardino | 71 | 06071 | 0.5 | 0 | 2015 | 9999 |  |  | N | Solar | [13 empty] | 0 | 0 | 0 | 0 | [11 empty] | Southern California Edison Co | 100 | Edison International | 100
solar pv | Solar Photovoltaic Project #11 | 57225_G_S011E | 57225 | G | S011E |  | Solar PV |  | WECC_SCE | California | 6 | San Bernardino | 71 | 06071 | 0.5 | 0 | 2015 | 9999 |  |  | N | Solar | [13 empty] | 0 | 0 | 0 | 0 | [11 empty] | Southern California Edison Co | 100 | Edison International | 100
solar pv | Solar Photovoltaic Project #11 | 57225_G_S011F | 57225 | G | S011F |  | Solar PV |  | WECC_SCE | California | 6 | San Bernardino | 71 | 06071 | 0.5 | 0 | 2015 | 9999 |  |  | N | Solar | [13 empty] | 0 | 0 | 0 | 0 | [11 empty] | Southern California Edison Co | 100 | Edison International | 100
solar pv | Solar Photovoltaic Project #11 | 57225_G_S011G | 57225 | G | S011G |  | Solar PV |  | WECC_SCE | California | 6 | San Bernardino | 71 | 06071 | 0.5 | 0 | 2015 | 9999 |  |  | N | Solar | [13 empty] | 0 | 0 | 0 | 0 | [11 empty] | Southern California Edison Co | 100 | Edison International | 100
solar pv | Solar Photovoltaic Project #12 | 57226_G_S012A | 57226 | G | S012A |  | Solar PV |  | WECC_SCE | California | 6 | San Bernardino | 71 | 06071 | 0.5 | 0 | 2011 | 9999 |  |  | N | Solar | [13 empty] | 0 | 0 | 0 | 0 | [11 empty] | Southern California Edison Co | 100 | Edison International | 100
solar pv | Solar Photovoltaic Project #13 | 57227_G_S013A | 57227 | G | S013A |  | Solar PV |  | WECC_SCE | California | 6 | San Bernardino | 71 | 06071 | 0.5 | 0 | 2015 | 9999 |  |  | N | Solar | [13 empty] | 0 | 0 | 0 | 0 | [11 empty] | Southern California Edison Co | 100 | Edison International | 100
solar pv | Solar Photovoltaic Project #13 | 57227_G_S013B | 57227 | G | S013B |  | Solar PV |  | WECC_SCE | California | 6 | San Bernardino | 71 | 06071 | 0.5 | 0 | 2015 | 9999 |  |  | N | Solar | [13 empty] | 0 | 0 | 0 | 0 | [11 empty] | Southern California Edison Co | 100 | Edison International | 100
solar pv | Solar Photovoltaic Project #13 | 57227_G_S013C | 57227 | G | S013C |  | Solar PV |  | WECC_SCE | California | 6 | San Bernardino | 71 | 06071 | 0.5 | 0 | 2015 | 9999 |  |  | N | Solar | [13 empty] | 0 | 0 | 0 | 0 | [11 empty] | Southern California Edison Co | 100 | Edison International | 100
solar pv | Solar Photovoltaic Project #13 | 57227_G_S013D | 57227 | G | S013D |  | Solar PV |  | WECC_SCE | California | 6 | San Bernardino | 71 | 06071 | 0.5 | 0 | 2015 | 9999 |  |  | N | Solar | [13 empty] | 0 | 0 | 0 | 0 | [11 empty] | Southern California Edison Co | 100 | Edison International | 100
solar pv | Solar Photovoltaic Project #13 | 57227_G_S013E | 57227 | G | S013E |  | Solar PV |  | WECC_SCE | California | 6 | San Bernardino | 71 | 06071 | 0.5 | 0 | 2015 | 9999 |  |  | N | Solar | [13 empty] | 0 | 0 | 0 | 0 | [11 empty] | Southern California Edison Co | 100 | Edison International | 100
solar pv | Solar Photovoltaic Project #13 | 57227_G_S013F | 57227 | G | S013F |  | Solar PV |  | WECC_SCE | California | 6 | San Bernardino | 71 | 06071 | 0.5 | 0 | 2015 | 9999 |  |  | N | Solar | [13 empty] | 0 | 0 | 0 | 0 | [11 empty] | Southern California Edison Co | 100 | Edison International | 100
solar pv | Solar Photovoltaic Project #13 | 57227_G_S013G | 57227 | G | S013G |  | Solar PV |  | WECC_SCE | California | 6 | San Bernardino | 71 | 06071 | 0.5 | 0 | 2015 | 9999 |  |  | N | Solar | [13 empty] | 0 | 0 | 0 | 0 | [11 empty] | Southern California Edison Co | 100 | Edison International | 100
solar pv | Solar Photovoltaic Project #15 | 57229_G_S015A | 57229 | G | S015A |  | Solar PV |  | WECC_SCE | California | 6 | San Bernardino | 71 | 06071 | 0.5 | 0 | 2013 | 9999 |  |  | N | Solar | [13 empty] | 0 | 0 | 0 | 0 | [11 empty] | Southern California Edison Co | 100 | Edison International | 100
solar pv | Solar Photovoltaic Project #15 | 57229_G_S015B | 57229 | G | S015B |  | Solar PV |  | WECC_SCE | California | 6 | San Bernardino | 71 | 06071 | 0.5 | 0 | 2013 | 9999 |  |  | N | Solar | [13 empty] | 0 | 0 | 0 | 0 | [11 empty] | Southern California Edison Co | 100 | Edison International | 100
solar pv | Solar Photovoltaic Project #15 | 57229_G_S015C | 57229 | G | S015C |  | Solar PV |  | WECC_SCE | California | 6 | San Bernardino | 71 | 06071 | 0.5 | 0 | 2013 | 9999 |  |  | N | Solar | [13 empty] | 0 | 0 | 0 | 0 | [11 empty] | Southern California Edison Co | 100 | Edison International | 100
solar pv | Solar Photovoltaic Project #15 | 57229_G_S015D | 57229 | G | S015D |  | Solar PV |  | WECC_SCE | California | 6 | San Bernardino | 71 | 06071 | 0.5 | 0 | 2013 | 9999 |  |  | N | Solar | [13 empty] | 0 | 0 | 0 | 0 | [11 empty] | Southern California Edison Co | 100 | Edison International | 100
solar pv | Solar Photovoltaic Project #15 | 57229_G_S015E | 57229 | G | S015E |  | Solar PV |  | WECC_SCE | California | 6 | San Bernardino | 71 | 06071 | 0.5 | 0 | 2013 | 9999 |  |  | N | Solar | [13 empty] | 0 | 0 | 0 | 0 | [11 empty] | Southern California Edison Co | 100 | Edison International | 100
solar pv | Solar Photovoltaic Project #15 | 57229_G_S015F | 57229 | G | S015F |  | Solar PV |  | WECC_SCE | California | 6 | San Bernardino | 71 | 06071 | 0.5 | 0 | 2013 | 9999 |  |  | N | Solar | [13 empty] | 0 | 0 | 0 | 0 | [11 empty] | Southern California Edison Co | 100 | Edison International | 100
solar pv | Solar Photovoltaic Project #15 | 57229_G_S015G | 57229 | G | S015G |  | Solar PV |  | WECC_SCE | California | 6 | San Bernardino | 71 | 06071 | 0.5 | 0 | 2013 | 9999 |  |  | N | Solar | [13 empty] | 0 | 0 | 0 | 0 | [11 empty] | Southern California Edison Co | 100 | Edison International | 100
solar pv | Solar Photovoltaic Project #16 | 57230_G_S016A | 57230 | G | S016A |  | Solar PV |  | WECC_SCE | California | 6 | San Bernardino | 71 | 06071 | 0.5 | 0 | 2015 | 9999 |  |  | N | Solar | [13 empty] | 0 | 0 | 0 | 0 | [11 empty] | Southern California Edison Co | 100 | Edison International | 100
solar pv | Solar Photovoltaic Project #16 | 57230_G_S016B | 57230 | G | S016B |  | Solar PV |  | WECC_SCE | California | 6 | San Bernardino | 71 | 06071 | 0.5 | 0 | 2015 | 9999 |  |  | N | Solar | [13 empty] | 0 | 0 | 0 | 0 | [11 empty] | Southern California Edison Co | 100 | Edison International | 100
solar pv | Solar Photovoltaic Project #16 | 57230_G_S016C | 57230 | G | S016C |  | Solar PV |  | WECC_SCE | California | 6 | San Bernardino | 71 | 06071 | 0.5 | 0 | 2015 | 9999 |  |  | N | Solar | [13 empty] | 0 | 0 | 0 | 0 | [11 empty] | Southern California Edison Co | 100 | Edison International | 100
solar pv | Solar Photovoltaic Project #17 | 57231_G_S017A | 57231 | G | S017A |  | Solar PV |  | WECC_SCE | California | 6 | San Bernardino | 71 | 06071 | 0.5 | 0 | 2015 | 9999 |  |  | N | Solar | [13 empty] | 0 | 0 | 0 | 0 | [11 empty] | Southern California Edison Co | 100 | Edison International | 100
solar pv | Solar Photovoltaic Project #17 | 57231_G_S017B | 57231 | G | S017B |  | Solar PV |  | WECC_SCE | California | 6 | San Bernardino | 71 | 06071 | 0.5 | 0 | 2015 | 9999 |  |  | N | Solar | [13 empty] | 0 | 0 | 0 | 0 | [11 empty] | Southern California Edison Co | 100 | Edison International | 100
solar pv | Solar Photovoltaic Project #17 | 57231_G_S017C | 57231 | G | S017C |  | Solar PV |  | WECC_SCE | California | 6 | San Bernardino | 71 | 06071 | 0.5 | 0 | 2015 | 9999 |  |  | N | Solar | [13 empty] | 0 | 0 | 0 | 0 | [11 empty] | Southern California Edison Co | 100 | Edison International | 100
solar pv | Solar Photovoltaic Project #17 | 57231_G_S017D | 57231 | G | S017D |  | Solar PV |  | WECC_SCE | California | 6 | San Bernardino | 71 | 06071 | 0.5 | 0 | 2015 | 9999 |  |  | N | Solar | [13 empty] | 0 | 0 | 0 | 0 | [11 empty] | Southern California Edison Co | 100 | Edison International | 100
solar pv | Solar Photovoltaic Project #17 | 57231_G_S017E | 57231 | G | S017E |  | Solar PV |  | WECC_SCE | California | 6 | San Bernardino | 71 | 06071 | 0.5 | 0 | 2015 | 9999 |  |  | N | Solar | [13 empty] | 0 | 0 | 0 | 0 | [11 empty] | Southern California Edison Co | 100 | Edison International | 100
solar pv | Solar Photovoltaic Project #17 | 57231_G_S017F | 57231 | G | S017F |  | Solar PV |  | WECC_SCE | California | 6 | San Bernardino | 71 | 06071 | 0.5 | 0 | 2015 | 9999 |  |  | N | Solar | [13 empty] | 0 | 0 | 0 | 0 | [11 empty] | Southern California Edison Co | 100 | Edison International | 100
solar pv | Solar Photovoltaic Project #17 | 57231_G_S017G | 57231 | G | S017G |  | Solar PV |  | WECC_SCE | California | 6 | San Bernardino | 71 | 06071 | 0.5 | 0 | 2015 | 9999 |  |  | N | Solar | [13 empty] | 0 | 0 | 0 | 0 | [11 empty] | Southern California Edison Co | 100 | Edison International | 100
solar pv | Solar Photovoltaic Project #18 | 57232_G_S018A | 57232 | G | S018A |  | Solar PV |  | WECC_SCE | California | 6 | San Bernardino | 71 | 06071 | 0.5 | 0 | 2012 | 9999 |  |  | N | Solar | [13 empty] | 0 | 0 | 0 | 0 | [11 empty] | Southern California Edison Co | 100 | Edison International | 100
solar pv | Solar Photovoltaic Project #18 | 57232_G_S018B | 57232 | G | S018B |  | Solar PV |  | WECC_SCE | California | 6 | San Bernardino | 71 | 06071 | 0.5 | 0 | 2012 | 9999 |  |  | N | Solar | [13 empty] | 0 | 0 | 0 | 0 | [11 empty] | Southern California Edison Co | 100 | Edison International | 100
solar pv | Solar Photovoltaic Project #18 | 57232_G_S018C | 57232 | G | S018C |  | Solar PV |  | WECC_SCE | California | 6 | San Bernardino | 71 | 06071 | 0.5 | 0 | 2012 | 9999 |  |  | N | Solar | [13 empty] | 0 | 0 | 0 | 0 | [11 empty] | Southern California Edison Co | 100 | Edison International | 100
solar pv | Solar Photovoltaic Project #23 | 57236_G_S023A | 57236 | G | S023A |  | Solar PV |  | WECC_SCE | California | 6 | San Bernardino | 71 | 06071 | 0.5 | 0 | 2013 | 9999 |  |  | N | Solar | [13 empty] | 0 | 0 | 0 | 0 | [11 empty] | Southern California Edison Co | 100 | Edison International | 100
solar pv | Solar Photovoltaic Project #23 | 57236_G_S023B | 57236 | G | S023B |  | Solar PV |  | WECC_SCE | California | 6 | San Bernardino | 71 | 06071 | 0.5 | 0 | 2013 | 9999 |  |  | N | Solar | [13 empty] | 0 | 0 | 0 | 0 | [11 empty] | Southern California Edison Co | 100 | Edison International | 100
solar pv | Solar Photovoltaic Project #23 | 57236_G_S023C | 57236 | G | S023C |  | Solar PV |  | WECC_SCE | California | 6 | San Bernardino | 71 | 06071 | 0.5 | 0 | 2013 | 9999 |  |  | N | Solar | [13 empty] | 0 | 0 | 0 | 0 | [11 empty] | Southern California Edison Co | 100 | Edison International | 100
solar pv | Solar Photovoltaic Project #23 | 57236_G_S023D | 57236 | G | S023D |  | Solar PV |  | WECC_SCE | California | 6 | San Bernardino | 71 | 06071 | 0.5 | 0 | 2013 | 9999 |  |  | N | Solar | [13 empty] | 0 | 0 | 0 | 0 | [11 empty] | Southern California Edison Co | 100 | Edison International | 100
solar pv | Solar Photovoltaic Project #23 | 57236_G_S023E | 57236 | G | S023E |  | Solar PV |  | WECC_SCE | California | 6 | San Bernardino | 71 | 06071 | 0.5 | 0 | 2013 | 9999 |  |  | N | Solar | [13 empty] | 0 | 0 | 0 | 0 | [11 empty] | Southern California Edison Co | 100 | Edison International | 100
solar pv | Solar Photovoltaic Project #22 | 57237_G_S022A | 57237 | G | S022A |  | Solar PV |  | WECC_SCE | California | 6 | San Bernardino | 71 | 06071 | 0.5 | 0 | 2011 | 9999 |  |  | N | Solar | [13 empty] | 0 | 0 | 0 | 0 | [11 empty] | Southern California Edison Co | 100 | Edison International | 100
solar pv | Solar Photovoltaic Project #22 | 57237_G_S022B | 57237 | G | S022B |  | Solar PV |  | WECC_SCE | California | 6 | San Bernardino | 71 | 06071 | 0.5 | 0 | 2011 | 9999 |  |  | N | Solar | [13 empty] | 0 | 0 | 0 | 0 | [11 empty] | Southern California Edison Co | 100 | Edison International | 100
solar pv | Solar Photovoltaic Project #22 | 57237_G_S022C | 57237 | G | S022C |  | Solar PV |  | WECC_SCE | California | 6 | San Bernardino | 71 | 06071 | 0.5 | 0 | 2011 | 9999 |  |  | N | Solar | [13 empty] | 0 | 0 | 0 | 0 | [11 empty] | Southern California Edison Co | 100 | Edison International | 100
solar pv | Solar Photovoltaic Project #22 | 57237_G_S022D | 57237 | G | S022D |  | Solar PV |  | WECC_SCE | California | 6 | San Bernardino | 71 | 06071 | 0.5 | 0 | 2011 | 9999 |  |  | N | Solar | [13 empty] | 0 | 0 | 0 | 0 | [11 empty] | Southern California Edison Co | 100 | Edison International | 100
onshore wind | Roth Rock Wind Farm LLC | 57239_G_SRRW1 | 57239 | G | SRRW1 |  | Onshore Wind |  | PJM_AP | Maryland | 24 | Garrett | 23 | 24023 | 40 | 0 | 2011 | 9999 |  |  | N | Wind | [13 empty] | 0 | 0 | 0 | 0 | [11 empty] | Roth Rock Wind Farm LLC | 100 | Gestamp Corp | 100
onshore wind | Roth Rock North Wind Farm, LLC | 57240_G_SRRNW | 57240 | G | SRRNW |  | Onshore Wind |  | PJM_AP | Maryland | 24 | Garrett | 23 | 24023 | 10 | 0 | 2011 | 9999 |  |  | N | Wind | [13 empty] | 0 | 0 | 0 | 0 | [11 empty] | Roth Rock Wind Farm LLC | 100 | Gestamp Corp | 100
biomass | Deerhaven Renewable | 57241_B_BLR1 | 57241 | B | BLR1 | 90626 | Biomass |  | FRCC | Florida | 12 | Alachua | 1 | 12001 | 102 | 13500 | 2013 | 9999 | FBC | dry | N | Biomass |  |  | 0.9 | CF | SCR |  |  | B | NA |  |  |  |  | 0.06169 | 0.06169 | 0.06169 | 0.06169 |  |  |  |  | Yes | 2013 | [5 empty] | Gainesville Renewable Energy Center LLC | 100 | Starwood Capital Group Global LLC | 100
solar pv | Cimarron Solar Facility | 57243_G_CIM1 | 57243 | G | CIM1 |  | Solar PV |  | WECC_NM | New Mexico | 35 | Colfax | 7 | 35007 | 30 | 0 | 2010 | 9999 |  |  | N | Solar | [13 empty] | 0 | 0 | 0 | 0 | [11 empty] | SP Cimarron I LLC | 100 | Southern Co | 100
onshore wind | Kit Carson Windpower | 57244_G_KCW | 57244 | G | KCW |  | Onshore Wind |  | WECC_CO | Colorado | 8 | Kit Carson | 63 | 08063 | 51 | 0 | 2010 | 9999 |  |  | N | Wind | [13 empty] | 0 | 0 | 0 | 0 | [11 empty] | Kit Carson Windpower LLC | 100 | Duke Energy Corp | 100
solar pv | Solar Photovoltaic Project #26 | 57245_G_S026A | 57245 | G | S026A |  | Solar PV |  | WECC_SCE | California | 6 | San Bernardino | 71 | 06071 | 0.5 | 0 | 2015 | 9999 |  |  | N | Solar | [13 empty] | 0 | 0 | 0 | 0 | [11 empty] | Southern California Edison Co | 100 | Edison International | 100
solar pv | Solar Photovoltaic Project #26 | 57245_G_S026B | 57245 | G | S026B |  | Solar PV |  | WECC_SCE | California | 6 | San Bernardino | 71 | 06071 | 0.5 | 0 | 2015 | 9999 |  |  | N | Solar | [13 empty] | 0 | 0 | 0 | 0 | [11 empty] | Southern California Edison Co | 100 | Edison International | 100
solar pv | Solar Photovoltaic Project #26 | 57245_G_S026C | 57245 | G | S026C |  | Solar PV |  | WECC_SCE | California | 6 | San Bernardino | 71 | 06071 | 0.5 | 0 | 2015 | 9999 |  |  | N | Solar | [13 empty] | 0 | 0 | 0 | 0 | [11 empty] | Southern California Edison Co | 100 | Edison International | 100
solar pv | Solar Photovoltaic Project #26 | 57245_G_S026D | 57245 | G | S026D |  | Solar PV |  | WECC_SCE | California | 6 | San Bernardino | 71 | 06071 | 0.5 | 0 | 2015 | 9999 |  |  | N | Solar | [13 empty] | 0 | 0 | 0 | 0 | [11 empty] | Southern California Edison Co | 100 | Edison International | 100
solar pv | Solar Photovoltaic Project #26 | 57245_G_S026E | 57245 | G | S026E |  | Solar PV |  | WECC_SCE | California | 6 | San Bernardino | 71 | 06071 | 0.5 | 0 | 2015 | 9999 |  |  | N | Solar | [13 empty] | 0 | 0 | 0 | 0 | [11 empty] | Southern California Edison Co | 100 | Edison International | 100
solar pv | Solar Photovoltaic Project #26 | 57245_G_S026F | 57245 | G | S026F |  | Solar PV |  | WECC_SCE | California | 6 | San Bernardino | 71 | 06071 | 0.5 | 0 | 2015 | 9999 |  |  | N | Solar | [13 empty] | 0 | 0 | 0 | 0 | [11 empty] | Southern California Edison Co | 100 | Edison International | 100
solar pv | Solar Photovoltaic Project #26 | 57245_G_S026G | 57245 | G | S026G |  | Solar PV |  | WECC_SCE | California | 6 | San Bernardino | 71 | 06071 | 0.5 | 0 | 2015 | 9999 |  |  | N | Solar | [13 empty] | 0 | 0 | 0 | 0 | [11 empty] | Southern California Edison Co | 100 | Edison International | 100
solar pv | Solar Photovoltaic Project #26 | 57245_G_S026H | 57245 | G | S026H |  | Solar PV |  | WECC_SCE | California | 6 | San Bernardino | 71 | 06071 | 0.5 | 0 | 2015 | 9999 |  |  | N | Solar | [13 empty] | 0 | 0 | 0 | 0 | [11 empty] | Southern California Edison Co | 100 | Edison International | 100
solar pv | Solar Photovoltaic Project #26 | 57245_G_S026I | 57245 | G | S026I |  | Solar PV |  | WECC_SCE | California | 6 | San Bernardino | 71 | 06071 | 0.5 | 0 | 2015 | 9999 |  |  | N | Solar | [13 empty] | 0 | 0 | 0 | 0 | [11 empty] | Southern California Edison Co | 100 | Edison International | 100
solar pv | Solar Photovoltaic Project #26 | 57245_G_S026J | 57245 | G | S026J |  | Solar PV |  | WECC_SCE | California | 6 | San Bernardino | 71 | 06071 | 0.5 | 0 | 2015 | 9999 |  |  | N | Solar | [13 empty] | 0 | 0 | 0 | 0 | [11 empty] | Southern California Edison Co | 100 | Edison International | 100
solar pv | Solar Photovoltaic Project #26 | 57245_G_SO26K | 57245 | G | SO26K |  | Solar PV |  | WECC_SCE | California | 6 | San Bernardino | 71 | 06071 | 0.5 | 0 | 2015 | 9999 |  |  | N | Solar | [13 empty] | 0 | 0 | 0 | 0 | [11 empty] | Southern California Edison Co | 100 | Edison International | 100
solar pv | Solar Photovoltaic Project #26 | 57245_G_SO26L | 57245 | G | SO26L |  | Solar PV |  | WECC_SCE | California | 6 | San Bernardino | 71 | 06071 | 0.5 | 0 | 2015 | 9999 |  |  | N | Solar | [13 empty] | 0 | 0 | 0 | 0 | [11 empty] | Southern California Edison Co | 100 | Edison International | 100
solar pv | Solar Photovoltaic Project #27 | 57246_G_S027A | 57246 | G | S027A |  | Solar PV |  | WECC_SCE | California | 6 | San Bernardino | 71 | 06071 | 0.5 | 0 | 2015 | 9999 |  |  | N | Solar | [13 empty] | 0 | 0 | 0 | 0 | [11 empty] | Southern California Edison Co | 100 | Edison International | 100
solar pv | Solar Photovoltaic Project #27 | 57246_G_S027B | 57246 | G | S027B |  | Solar PV |  | WECC_SCE | California | 6 | San Bernardino | 71 | 06071 | 0.5 | 0 | 2015 | 9999 |  |  | N | Solar | [13 empty] | 0 | 0 | 0 | 0 | [11 empty] | Southern California Edison Co | 100 | Edison International | 100
solar pv | Solar Photovoltaic Project #27 | 57246_G_S027C | 57246 | G | S027C |  | Solar PV |  | WECC_SCE | California | 6 | San Bernardino | 71 | 06071 | 0.5 | 0 | 2015 | 9999 |  |  | N | Solar | [13 empty] | 0 | 0 | 0 | 0 | [11 empty] | Southern California Edison Co | 100 | Edison International | 100
solar pv | Solar Photovoltaic Project #27 | 57246_G_S027D | 57246 | G | S027D |  | Solar PV |  | WECC_SCE | California | 6 | San Bernardino | 71 | 06071 | 0.5 | 0 | 2015 | 9999 |  |  | N | Solar | [13 empty] | 0 | 0 | 0 | 0 | [11 empty] | Southern California Edison Co | 100 | Edison International | 100
solar pv | Solar Photovoltaic Project #28 | 57247_G_S028A | 57247 | G | S028A |  | Solar PV |  | WECC_SCE | California | 6 | San Bernardino | 71 | 06071 | 0.5 | 0 | 2015 | 9999 |  |  | N | Solar | [13 empty] | 0 | 0 | 0 | 0 | [11 empty] | Southern California Edison Co | 100 | Edison International | 100
solar pv | Solar Photovoltaic Project #28 | 57247_G_S028B | 57247 | G | S028B |  | Solar PV |  | WECC_SCE | California | 6 | San Bernardino | 71 | 06071 | 0.5 | 0 | 2015 | 9999 |  |  | N | Solar | [13 empty] | 0 | 0 | 0 | 0 | [11 empty] | Southern California Edison Co | 100 | Edison International | 100
solar pv | Solar Photovoltaic Project #28 | 57247_G_S028C | 57247 | G | S028C |  | Solar PV |  | WECC_SCE | California | 6 | San Bernardino | 71 | 06071 | 0.5 | 0 | 2015 | 9999 |  |  | N | Solar | [13 empty] | 0 | 0 | 0 | 0 | [11 empty] | Southern California Edison Co | 100 | Edison International | 100
solar pv | Solar Photovoltaic Project #28 | 57247_G_S028D | 57247 | G | S028D |  | Solar PV |  | WECC_SCE | California | 6 | San Bernardino | 71 | 06071 | 0.5 | 0 | 2015 | 9999 |  |  | N | Solar | [13 empty] | 0 | 0 | 0 | 0 | [11 empty] | Southern California Edison Co | 100 | Edison International | 100
solar pv | Solar Photovoltaic Project #28 | 57247_G_S028E | 57247 | G | S028E |  | Solar PV |  | WECC_SCE | California | 6 | San Bernardino | 71 | 06071 | 0.5 | 0 | 2015 | 9999 |  |  | N | Solar | [13 empty] | 0 | 0 | 0 | 0 | [11 empty] | Southern California Edison Co | 100 | Edison International | 100
solar pv | Solar Photovoltaic Project #28 | 57247_G_S028F | 57247 | G | S028F |  | Solar PV |  | WECC_SCE | California | 6 | San Bernardino | 71 | 06071 | 0.5 | 0 | 2015 | 9999 |  |  | N | Solar | [13 empty] | 0 | 0 | 0 | 0 | [11 empty] | Southern California Edison Co | 100 | Edison International | 100
solar pv | Solar Photovoltaic Project #28 | 57247_G_S028G | 57247 | G | S028G |  | Solar PV |  | WECC_SCE | California | 6 | San Bernardino | 71 | 06071 | 0.5 | 0 | 2015 | 9999 |  |  | N | Solar | [13 empty] | 0 | 0 | 0 | 0 | [11 empty] | Southern California Edison Co | 100 | Edison International | 100
onshore wind | Welcome Wind Turbine | 57248_G_WIND1 | 57248 | G | WIND1 |  | Onshore Wind |  | MIS_MNWI | Minnesota | 27 | Martin | 91 | 27091 | 2.1 | 0 | 2008 | 9999 |  |  | N | Wind | [13 empty] | 0 | 0 | 0 | 0 | [11 empty] | Federated Rural Electric Association | 100 | Federated Rural Electric Association | 100
biomass | Renewable Energy Services of Ohio | 57249_G_GEN1 | 57249 | G | GEN1 |  | Landfill Gas |  | PJM_ATSI | Ohio | 39 | Erie | 43 | 39043 | 1.6 | 13500 | 2010 | 9999 |  |  | N | Landfill Gas | [13 empty] | 0.15331 | 0.15331 | 0.15331 | 0.15331 | [11 empty] | Bio Gas Technologies | 100 | Bio Gas Technologies Ltd | 100
biomass | Renewable Energy Services of Ohio | 57249_G_GEN2 | 57249 | G | GEN2 |  | Landfill Gas |  | PJM_ATSI | Ohio | 39 | Erie | 43 | 39043 | 0.8 | 13500 | 2014 | 9999 |  |  | N | Landfill Gas | [13 empty] | 0.26598 | 0.26598 | 0.26598 | 0.26598 | [11 empty] | Bio Gas Technologies | 100 | Bio Gas Technologies Ltd | 100
biomass | Earthmovers LFGTE | 57250_G_1 | 57250 | G | 1 |  | Landfill Gas |  | MIS_INKY | Indiana | 18 | Elkhart | 39 | 18039 | 0.8 | 13500 | 2010 | 9999 |  |  | N | Landfill Gas | [13 empty] | 0.22117 | 0.22117 | 0.22117 | 0.22117 | [11 empty] | Wabash Valley Power Association Inc | 100 | Wabash Valley Power Association Inc | 100
biomass | Earthmovers LFGTE | 57250_G_2 | 57250 | G | 2 |  | Landfill Gas |  | MIS_INKY | Indiana | 18 | Elkhart | 39 | 18039 | 0.8 | 13500 | 2010 | 9999 |  |  | N | Landfill Gas | [13 empty] | 0.22117 | 0.22117 | 0.22117 | 0.22117 | [11 empty] | Wabash Valley Power Association Inc | 100 | Wabash Valley Power Association Inc | 100
biomass | Earthmovers LFGTE | 57250_G_3 | 57250 | G | 3 |  | Landfill Gas |  | MIS_INKY | Indiana | 18 | Elkhart | 39 | 18039 | 0.8 | 13500 | 2010 | 9999 |  |  | N | Landfill Gas | [13 empty] | 0.22117 | 0.22117 | 0.22117 | 0.22117 | [11 empty] | Wabash Valley Power Association Inc | 100 | Wabash Valley Power Association Inc | 100
biomass | Earthmovers LFGTE | 57250_G_4 | 57250 | G | 4 |  | Landfill Gas |  | MIS_INKY | Indiana | 18 | Elkhart | 39 | 18039 | 0.8 | 13500 | 2010 | 9999 |  |  | N | Landfill Gas | [13 empty] | 0.22117 | 0.22117 | 0.22117 | 0.22117 | [11 empty] | Wabash Valley Power Association Inc | 100 | Wabash Valley Power Association Inc | 100
biomass | Earthmovers LFGTE | 57250_G_5 | 57250 | G | 5 |  | Landfill Gas |  | MIS_INKY | Indiana | 18 | Elkhart | 39 | 18039 | 0.8 | 13500 | 2010 | 9999 |  |  | N | Landfill Gas | [13 empty] | 0.22117 | 0.22117 | 0.22117 | 0.22117 | [11 empty] | Wabash Valley Power Association Inc | 100 | Wabash Valley Power Association Inc | 100
biomass | Earthmovers LFGTE | 57250_G_6 | 57250 | G | 6 |  | Landfill Gas |  | MIS_INKY | Indiana | 18 | Elkhart | 39 | 18039 | 0.8 | 13500 | 2010 | 9999 |  |  | N | Landfill Gas | [13 empty] | 0.22117 | 0.22117 | 0.22117 | 0.22117 | [11 empty] | Wabash Valley Power Association Inc | 100 | Wabash Valley Power Association Inc | 100
onshore wind | Lakota Wind Wind Farm | 57251_G_LAK1 | 57251 | G | LAK1 |  | Onshore Wind |  | MIS_MIDA | Iowa | 19 | Kossuth | 109 | 19109 | 10.5 | 0 | 2009 | 9999 |  |  | N | Wind | [13 empty] | 0 | 0 | 0 | 0 | [11 empty] | Iowa Lakes Electric Coop | 100 | Iowa Lakes Electric Coop | 100
onshore wind | Iowa Lakes Superior Wind Farm | 57252_G_SUP1 | 57252 | G | SUP1 |  | Onshore Wind |  | MIS_IA | Iowa | 19 | Dickinson | 59 | 19059 | 10.5 | 0 | 2009 | 9999 |  |  | N | Wind | [13 empty] | 0 | 0 | 0 | 0 | [11 empty] | Iowa Lakes Electric Coop | 100 | Iowa Lakes Electric Coop | 100
onshore wind | MA Military Reservation Wind Project | 57253_G_1 | 57253 | G | 1 |  | Onshore Wind |  | NENGREST | Massachusetts | 25 | Barnstable | 1 | 25001 | 1.5 | 0 | 2009 | 9999 |  |  | N | Wind | [13 empty] | 0 | 0 | 0 | 0 | [11 empty] | Air Force Center For Engine & Environment | 100 | Air Force Center For Engine & Environment | 100
onshore wind | MA Military Reservation Wind Project | 57253_G_2 | 57253 | G | 2 |  | Onshore Wind |  | NENGREST | Massachusetts | 25 | Barnstable | 1 | 25001 | 1.5 | 0 | 2011 | 9999 |  |  | N | Wind | [13 empty] | 0 | 0 | 0 | 0 | [11 empty] | Air Force Center For Engine & Environment | 100 | Air Force Center For Engine & Environment | 100
onshore wind | MA Military Reservation Wind Project | 57253_G_3 | 57253 | G | 3 |  | Onshore Wind |  | NENGREST | Massachusetts | 25 | Barnstable | 1 | 25001 | 1.5 | 0 | 2011 | 9999 |  |  | N | Wind | [13 empty] | 0 | 0 | 0 | 0 | [11 empty] | Air Force Center For Engine & Environment | 100 | Air Force Center For Engine & Environment | 100
solar pv | Victor Valley CC CPV Solar | 57254_G_1PV | 57254 | G | 1PV |  | Solar PV |  | WECC_SCE | California | 6 | San Bernardino | 71 | 06071 | 1 | 0 | 2010 | 9999 |  |  | N | Solar | [13 empty] | 0 | 0 | 0 | 0 | [11 empty] | Victor Valley Community College | 100 | Victor Valley Community College | 100
solar pv | PA Solar Park | 57256_G_1 | 57256 | G | 1 |  | Solar PV |  | PJM_WMAC | Pennsylvania | 42 | Carbon | 25 | 42025 | 10 | 0 | 2012 | 9999 |  |  | N | Solar | [13 empty] | 0 | 0 | 0 | 0 | [11 empty] | PA Solar Park LLC | 100 | Consolidated Edison Inc | 100
onshore wind | Iowa Lakes Community College Wind Farm | 57257_G_VMN82 | 57257 | G | VMN82 |  | Onshore Wind |  | MIS_IA | Iowa | 19 | Emmet | 63 | 19063 | 1 | 0 | 2005 | 9999 |  |  | N | Wind | [13 empty] | 0 | 0 | 0 | 0 | [11 empty] | Iowa Lakes Community College | 100 | Iowa Lakes Community College | 100
onshore wind | Texico Wind Ranch LP | 57258_G_2 | 57258 | G | 2 |  | Onshore Wind |  | SPP_SPS | New Mexico | 35 | Curry | 9 | 35009 | 0.6 | 0 | 1999 | 9999 |  |  | N | Wind | [13 empty] | 0 | 0 | 0 | 0 | [11 empty] | Llano Estacado Wind LLC | 100 | Mitsubishi Corp | 100
onshore wind | Texico Wind Ranch LP | 57258_G_1 | 57258 | G | 1 |  | Onshore Wind |  | SPP_SPS | New Mexico | 35 | Curry | 9 | 35009 | 0.7 | 0 | 2003 | 9999 |  |  | N | Wind | [13 empty] | 0 | 0 | 0 | 0 | [11 empty] | Llano Estacado Wind LLC | 100 | Mitsubishi Corp | 100
onshore wind | Texico Wind Ranch LP | 57258_G_3 | 57258 | G | 3 |  | Onshore Wind |  | SPP_SPS | New Mexico | 35 | Curry | 9 | 35009 | 0.6 | 0 | 2003 | 9999 |  |  | N | Wind | [13 empty] | 0 | 0 | 0 | 0 | [11 empty] | Llano Estacado Wind LLC | 100 | Mitsubishi Corp | 100
onshore wind | Cedro Hill Wind LLC | 57260_G_1 | 57260 | G | 1 |  | Onshore Wind |  | ERC_REST | Texas | 48 | Webb | 479 | 48479 | 150 | 0 | 2010 | 9999 |  |  | N | Wind | [13 empty] | 0 | 0 | 0 | 0 | [11 empty] | Mission Wind Cedro LLC | 100 | NRG Energy Inc | 100
onshore wind | Taloga Wind LLC | 57261_G_1 | 57261 | G | 1 |  | Onshore Wind |  | SPP_WEST | Oklahoma | 40 | Dewey | 43 | 40043 | 130 | 0 | 2011 | 9999 |  |  | N | Wind | [13 empty] | 0 | 0 | 0 | 0 | [11 empty] | Taloga Wind LLC | 100 | Global Infrastructure Partners | 100
onshore wind | Laredo Ridge Wind LLC | 57262_G_1 | 57262 | G | 1 |  | Onshore Wind |  | SPP_NEBR | Nebraska | 31 | Boone | 11 | 31011 | 79.9 | 0 | 2011 | 9999 |  |  | N | Wind | [13 empty] | 0 | 0 | 0 | 0 | [11 empty] | Laredo Ridge Wind LLC | 100 | Global Infrastructure Partners | 100
solar pv | Dorchester Solar Site | 57265_G_1 | 57265 | G | 1 |  | Solar PV |  | NENGREST | Massachusetts | 25 | Suffolk | 25 | 25025 | 1 | 0 | 2012 | 9999 |  |  | N | Solar | [13 empty] | 0 | 0 | 0 | 0 | [11 empty] | Massachusetts Electric Co | 100 | National Grid Plc | 100
natural gas peaker | Marsh Landing Generating Station | 57267_G_1 | 57267 | G | 1 | 90637 | Combustion Turbine |  | WEC_CALN | California | 6 | Contra Costa | 13 | 06013 | 191.9 | 12325 | 2013 | 9999 |  |  | N | Natural Gas |  |  |  | DLNB | SCR | [8 empty] | 0.00891 | 0.00891 | 0.00891 | 0.00891 | [11 empty] | Marsh Landing LLC | 100 | Global Infrastructure Partners | 100
natural gas peaker | Marsh Landing Generating Station | 57267_G_2 | 57267 | G | 2 | 90638 | Combustion Turbine |  | WEC_CALN | California | 6 | Contra Costa | 13 | 06013 | 191.1 | 12323 | 2013 | 9999 |  |  | N | Natural Gas |  |  |  | DLNB | SCR | [8 empty] | 0.00769 | 0.00769 | 0.00769 | 0.00769 | [11 empty] | Marsh Landing LLC | 100 | Global Infrastructure Partners | 100
natural gas peaker | Marsh Landing Generating Station | 57267_G_3 | 57267 | G | 3 | 90639 | Combustion Turbine |  | WEC_CALN | California | 6 | Contra Costa | 13 | 06013 | 190.4 | 12327 | 2013 | 9999 |  |  | N | Natural Gas |  |  |  | DLNB | SCR | [8 empty] | 0.00875 | 0.00875 | 0.00875 | 0.00875 | [11 empty] | Marsh Landing LLC | 100 | Global Infrastructure Partners | 100
natural gas peaker | Marsh Landing Generating Station | 57267_G_4 | 57267 | G | 4 | 90640 | Combustion Turbine |  | WEC_CALN | California | 6 | Contra Costa | 13 | 06013 | 191.8 | 12325 | 2013 | 9999 |  |  | N | Natural Gas |  |  |  | DLNB | SCR | [8 empty] | 0.00755 | 0.00755 | 0.00755 | 0.00755 | [11 empty] | Marsh Landing LLC | 100 | Global Infrastructure Partners | 100
onshore wind | Chestnut Flats Wind Farm | 57268_G_1 | 57268 | G | 1 |  | Onshore Wind |  | PJM_PENE | Pennsylvania | 42 | Blair | 13 | 42013 | 38 | 0 | 2011 | 9999 |  |  | N | Wind | [13 empty] | 0 | 0 | 0 | 0 | [11 empty] | Chestnut Flats Wind LLC | 100 | EDF Group | 100
solar pv | Haverhill Solar Power Project | 57269_G_1 | 57269 | G | 1 |  | Solar PV |  | NENGREST | Massachusetts | 25 | Essex | 9 | 25009 | 0.8 | 0 | 2010 | 9999 |  |  | N | Solar | [13 empty] | 0 | 0 | 0 | 0 | [11 empty] | National Grid USA | 100 | National Grid Plc | 100
solar pv | NEDC Solar Site | 57270_G_1 | 57270 | G | 1 |  | Solar PV |  | NENGREST | Massachusetts | 25 | Worcester | 27 | 25027 | 0.8 | 0 | 2010 | 9999 |  |  | N | Solar | [13 empty] | 0 | 0 | 0 | 0 | [11 empty] | National Grid USA | 100 | National Grid Plc | 100
onshore wind | Grant County Wind LLC | 57274_G_1 | 57274 | G | 1 |  | Onshore Wind |  | MIS_MAPP | Minnesota | 27 | Grant | 51 | 27051 | 20 | 0 | 2010 | 9999 |  |  | N | Wind | [13 empty] | 0 | 0 | 0 | 0 | [11 empty] | Grant County Wind LLC | 100 | Olympus Holdings LLC | 100
solar thermal | Crescent Dunes Solar Energy | 57275_B_TSE-B1 | 57275 | B | TSE-B1 |  | Solar Thermal |  | WECC_NNV | Nevada | 32 | Nye | 23 | 32023 | 55 | 9771 | 2015 | 9999 |  |  | N | Solar | [13 empty] | 0 | 0 | 0 | 0 | [11 empty] | Tonopah Solar Energy LLC | 100 | United Technologies Corp | 100
solar thermal | Crescent Dunes Solar Energy | 57275_B_TSE-B2 | 57275 | B | TSE-B2 |  | Solar Thermal |  | WECC_NNV | Nevada | 32 | Nye | 23 | 32023 | 55 | 9771 | 2015 | 9999 |  |  | N | Solar | [13 empty] | 0 | 0 | 0 | 0 | [11 empty] | Tonopah Solar Energy LLC | 100 | United Technologies Corp | 100
onshore wind | Crofton Bluffs Wind LLC | 57278_G_CWET1 | 57278 | G | CWET1 |  | Onshore Wind |  | SPP_NEBR | Nebraska | 31 | Knox | 107 | 31107 | 40 | 0 | 2012 | 9999 |  |  | N | Wind | [13 empty] | 0 | 0 | 0 | 0 | [11 empty] | Crofton Bluffs Wind LLC | 100 | Edison International | 100
solar pv | Aqua Ingrams Mill | 57280_G_1 | 57280 | G | 1 |  | Solar PV |  | PJM_EMAC | Pennsylvania | 42 | Chester | 29 | 42029 | 0.9 | 0 | 2009 | 9999 |  |  | N | Solar | [13 empty] | 0 | 0 | 0 | 0 | [11 empty] | Aqua Pennsylvania Inc | 100 | Aqua America Inc | 100
municipal solid waste | OREG 3 Inc | 57281_G_CS13 | 57281 | G | CS13 |  | Non-Fossil Waste |  | MIS_IA | Minnesota | 27 | Martin | 91 | 27091 | 3.3 | 9274 | 2010 | 9999 |  |  | N | Non-Fossil Waste | [13 empty] | 0 | 0 | 0 | 0 | [11 empty] | OREG 3 Inc | 100 | Northleaf Capital Partners | 100
onshore wind | Alta Wind Energy Center I | 57282_G_AW01 | 57282 | G | AW01 |  | Onshore Wind |  | WECC_SCE | California | 6 | Kern | 29 | 06029 | 150 | 0 | 2011 | 9999 |  |  | N | Wind | [13 empty] | 0 | 0 | 0 | 0 | [11 empty] | Alta Wind I LLC | 100 | Global Infrastructure Partners | 100
onshore wind | Flat Water Wind Farm LLC | 57283_G_WTG1 | 57283 | G | WTG1 |  | Onshore Wind |  | SPP_NEBR | Nebraska | 31 | Richardson | 147 | 31147 | 60 | 0 | 2010 | 9999 |  |  | N | Wind | [13 empty] | 0 | 0 | 0 | 0 | [11 empty] | Flat Water Wind Farm LLC | 100 | Gestamp Eolica SL | 100
onshore wind | Minonk Wind Farm | 57284_G_1 | 57284 | G | 1 |  | Onshore Wind |  | PJM_COMD | Illinois | 17 | Woodford | 203 | 17203 | 192.3 | 0 | 2012 | 9999 |  |  | N | Wind | [13 empty] | 0 | 0 | 0 | 0 | [11 empty] | Minonk Wind LLC | 100 | Algonquin Power Income Fund | 100
onshore wind | Sandy Ridge Wind Farm | 57285_G_1 | 57285 | G | 1 |  | Onshore Wind |  | PJM_PENE | Pennsylvania | 42 | Blair | 13 | 42013 | 48.2 | 0 | 2012 | 9999 |  |  | N | Wind | [13 empty] | 0 | 0 | 0 | 0 | [11 empty] | Sandy Ridge Wind LLC | 100 | Algonquin Power Income Fund | 100
onshore wind | OU Spirit Wind Farm | 57286_G_WT1 | 57286 | G | WT1 |  | Onshore Wind |  | SPP_WEST | Oklahoma | 40 | Woodward | 153 | 40153 | 101.2 | 0 | 2009 | 9999 |  |  | N | Wind | [13 empty] | 0 | 0 | 0 | 0 | [11 empty] | Oklahoma Gas & Electric Co | 100 | OGE Energy Corp | 100
onshore wind | Hardscrabble Wind Power LLC | 57287_G_1 | 57287 | G | 1 |  | Onshore Wind |  | NY_Z_C&E | New York | 36 | Herkimer | 43 | 36043 | 74 | 0 | 2011 | 9999 |  |  | N | Wind | [13 empty] | 0 | 0 | 0 | 0 | [11 empty] | Hardscrabble Wind Power LLC | 100 | Iberdrola SA | 100
onshore wind | Big Blue | 57289_G_BBWP | 57289 | G | BBWP |  | Onshore Wind |  | MIS_MNWI | Minnesota | 27 | Faribault | 43 | 27043 | 36 | 0 | 2012 | 9999 |  |  | N | Wind | [13 empty] | 0 | 0 | 0 | 0 | [11 empty] | Big Blue Windfarm LLC | 100 | Fagen Inc | 100
onshore wind | Northern Colorado Wind LLC | 57290_G_GE | 57290 | G | GE |  | Onshore Wind |  | WECC_CO | Colorado | 8 | Logan | 75 | 08075 | 22.5 | 0 | 2009 | 9999 |  |  | N | Wind | [13 empty] | 0 | 0 | 0 | 0 | [11 empty] | Northern Colorado Wind Energy LLC | 100 | NextEra Energy Inc | 100
onshore wind | Northern Colorado Wind LLC | 57290_G_SIEM | 57290 | G | SIEM |  | Onshore Wind |  | WECC_CO | Colorado | 8 | Logan | 75 | 08075 | 151.8 | 0 | 2009 | 9999 |  |  | N | Wind | [13 empty] | 0 | 0 | 0 | 0 | [11 empty] | Northern Colorado Wind Energy Center LLC | 100 | NextEra Energy Inc | 100
onshore wind | Alta Wind Energy Center II | 57291_G_AW02 | 57291 | G | AW02 |  | Onshore Wind |  | WECC_SCE | California | 6 | Kern | 29 | 06029 | 150 | 0 | 2011 | 9999 |  |  | N | Wind | [13 empty] | 0 | 0 | 0 | 0 | [11 empty] | Alta Wind II LLC | 50 | Marubeni Corp | 50
onshore wind | Alta Wind Energy Center III | 57292_G_AW03 | 57292 | G | AW03 |  | Onshore Wind |  | WECC_SCE | California | 6 | Kern | 29 | 06029 | 150 | 0 | 2011 | 9999 |  |  | N | Wind | [13 empty] | 0 | 0 | 0 | 0 | [11 empty] | Alta Wind III LLC | 50 | Marubeni Corp | 50
onshore wind | Alta Wind Energy Center IV | 57293_G_AW04 | 57293 | G | AW04 |  | Onshore Wind |  | WECC_SCE | California | 6 | Kern | 29 | 06029 | 102 | 0 | 2011 | 9999 |  |  | N | Wind | [13 empty] | 0 | 0 | 0 | 0 | [11 empty] | Alta Wind IV LLC | 50 | Marubeni Corp | 50
onshore wind | Alta Wind Energy Center V | 57294_G_AW05 | 57294 | G | AW05 |  | Onshore Wind |  | WECC_SCE | California | 6 | Kern | 29 | 06029 | 168 | 0 | 2011 | 9999 |  |  | N | Wind | [13 empty] | 0 | 0 | 0 | 0 | [11 empty] | Alta Wind V LLC | 50 | Global Infrastructure Partners | 50
solar pv | Alpine Solar | 57295_G_1 | 57295 | G | 1 |  | Solar PV |  | WEC_LADW | California | 6 | Los Angeles | 37 | 06037 | 66 | 0 | 2013 | 9999 |  |  | N | Solar | [13 empty] | 0 | 0 | 0 | 0 | [11 empty] | Solar Alpine LLC | 100 | Global Infrastructure Partners | 100
onshore wind | Carleton College | 57296_G_WIND1 | 57296 | G | WIND1 |  | Onshore Wind |  | MIS_MNWI | Minnesota | 27 | Rice | 131 | 27131 | 1.6 | 0 | 2004 | 9999 |  |  | N | Wind | [13 empty] | 0 | 0 | 0 | 0 | [11 empty] | Carleton College | 100 | Carleton College | 100
natural gas peaker | Carleton College | 57296_G_GEN1 | 57296 | G | GEN1 |  | Combustion Turbine | IC Engine | MIS_MNWI | Minnesota | 27 | Rice | 131 | 27131 | 2.3 | 13469 | 2009 | 9999 |  |  | N | Distillate Fuel Oil | [13 empty] | 1.6498 | 1.6498 | 1.6498 | 1.6498 | [11 empty] | Carleton College | 100 | Carleton College | 100
natural gas peaker | Carleton College | 57296_G_GEN2 | 57296 | G | GEN2 |  | Combustion Turbine | IC Engine | MIS_MNWI | Minnesota | 27 | Rice | 131 | 27131 | 2.3 | 13469 | 2009 | 9999 |  |  | N | Distillate Fuel Oil | [13 empty] | 1.6498 | 1.6498 | 1.6498 | 1.6498 | [11 empty] | Carleton College | 100 | Carleton College | 100
onshore wind | Carleton College | 57296_G_WIND2 | 57296 | G | WIND2 |  | Onshore Wind |  | MIS_MNWI | Minnesota | 27 | Rice | 131 | 27131 | 1.6 | 0 | 2011 | 9999 |  |  | N | Wind | [13 empty] | 0 | 0 | 0 | 0 | [11 empty] | Carleton College | 100 | Carleton College | 100
biomass | Cedar Hills | 57298_G_1 | 57298 | G | 1 |  | Landfill Gas |  | WECC_PNW | Washington | 53 | King | 33 | 53033 | 0.3 | 13500 | 2009 | 9999 |  |  | N | Landfill Gas | [13 empty] | 0.22117 | 0.22117 | 0.22117 | 0.22117 | [11 empty] | INGENCO | 100 | INGENCO | 100
biomass | Cedar Hills | 57298_G_10 | 57298 | G | 10 |  | Landfill Gas |  | WECC_PNW | Washington | 53 | King | 33 | 53033 | 0.3 | 13500 | 2009 | 9999 |  |  | N | Landfill Gas | [13 empty] | 0.22117 | 0.22117 | 0.22117 | 0.22117 | [11 empty] | INGENCO | 100 | INGENCO | 100
biomass | Cedar Hills | 57298_G_11 | 57298 | G | 11 |  | Landfill Gas |  | WECC_PNW | Washington | 53 | King | 33 | 53033 | 0.3 | 13500 | 2009 | 9999 |  |  | N | Landfill Gas | [13 empty] | 0.22117 | 0.22117 | 0.22117 | 0.22117 | [11 empty] | INGENCO | 100 | INGENCO | 100
biomass | Cedar Hills | 57298_G_12 | 57298 | G | 12 |  | Landfill Gas |  | WECC_PNW | Washington | 53 | King | 33 | 53033 | 0.3 | 13500 | 2009 | 9999 |  |  | N | Landfill Gas | [13 empty] | 0.22117 | 0.22117 | 0.22117 | 0.22117 | [11 empty] | INGENCO | 100 | INGENCO | 100
biomass | Cedar Hills | 57298_G_13 | 57298 | G | 13 |  | Landfill Gas |  | WECC_PNW | Washington | 53 | King | 33 | 53033 | 0.3 | 13500 | 2009 | 9999 |  |  | N | Landfill Gas | [13 empty] | 0.22117 | 0.22117 | 0.22117 | 0.22117 | [11 empty] | INGENCO | 100 | INGENCO | 100
biomass | Cedar Hills | 57298_G_14 | 57298 | G | 14 |  | Landfill Gas |  | WECC_PNW | Washington | 53 | King | 33 | 53033 | 0.3 | 13500 | 2009 | 9999 |  |  | N | Landfill Gas | [13 empty] | 0.22117 | 0.22117 | 0.22117 | 0.22117 | [11 empty] | INGENCO | 100 | INGENCO | 100
biomass | Cedar Hills | 57298_G_15 | 57298 | G | 15 |  | Landfill Gas |  | WECC_PNW | Washington | 53 | King | 33 | 53033 | 0.3 | 13500 | 2009 | 9999 |  |  | N | Landfill Gas | [13 empty] | 0.22117 | 0.22117 | 0.22117 | 0.22117 | [11 empty] | INGENCO | 100 | INGENCO | 100
biomass | Cedar Hills | 57298_G_16 | 57298 | G | 16 |  | Landfill Gas |  | WECC_PNW | Washington | 53 | King | 33 | 53033 | 0.3 | 13500 | 2009 | 9999 |  |  | N | Landfill Gas | [13 empty] | 0.22117 | 0.22117 | 0.22117 | 0.22117 | [11 empty] | INGENCO | 100 | INGENCO | 100
biomass | Cedar Hills | 57298_G_17 | 57298 | G | 17 |  | Landfill Gas |  | WECC_PNW | Washington | 53 | King | 33 | 53033 | 0.3 | 13500 | 2009 | 9999 |  |  | N | Landfill Gas | [13 empty] | 0.22117 | 0.22117 | 0.22117 | 0.22117 | [11 empty] | INGENCO | 100 | INGENCO | 100
biomass | Cedar Hills | 57298_G_18 | 57298 | G | 18 |  | Landfill Gas |  | WECC_PNW | Washington | 53 | King | 33 | 53033 | 0.3 | 13500 | 2009 | 9999 |  |  | N | Landfill Gas | [13 empty] | 0.22117 | 0.22117 | 0.22117 | 0.22117 | [11 empty] | INGENCO | 100 | INGENCO | 100
biomass | Cedar Hills | 57298_G_2 | 57298 | G | 2 |  | Landfill Gas |  | WECC_PNW | Washington | 53 | King | 33 | 53033 | 0.3 | 13500 | 2009 | 9999 |  |  | N | Landfill Gas | [13 empty] | 0.22117 | 0.22117 | 0.22117 | 0.22117 | [11 empty] | INGENCO | 100 | INGENCO | 100
biomass | Cedar Hills | 57298_G_3 | 57298 | G | 3 |  | Landfill Gas |  | WECC_PNW | Washington | 53 | King | 33 | 53033 | 0.3 | 13500 | 2009 | 9999 |  |  | N | Landfill Gas | [13 empty] | 0.22117 | 0.22117 | 0.22117 | 0.22117 | [11 empty] | INGENCO | 100 | INGENCO | 100
biomass | Cedar Hills | 57298_G_4 | 57298 | G | 4 |  | Landfill Gas |  | WECC_PNW | Washington | 53 | King | 33 | 53033 | 0.3 | 13500 | 2009 | 9999 |  |  | N | Landfill Gas | [13 empty] | 0.22117 | 0.22117 | 0.22117 | 0.22117 | [11 empty] | INGENCO | 100 | INGENCO | 100
biomass | Cedar Hills | 57298_G_5 | 57298 | G | 5 |  | Landfill Gas |  | WECC_PNW | Washington | 53 | King | 33 | 53033 | 0.3 | 13500 | 2009 | 9999 |  |  | N | Landfill Gas | [13 empty] | 0.22117 | 0.22117 | 0.22117 | 0.22117 | [11 empty] | INGENCO | 100 | INGENCO | 100
biomass | Cedar Hills | 57298_G_6 | 57298 | G | 6 |  | Landfill Gas |  | WECC_PNW | Washington | 53 | King | 33 | 53033 | 0.3 | 13500 | 2009 | 9999 |  |  | N | Landfill Gas | [13 empty] | 0.22117 | 0.22117 | 0.22117 | 0.22117 | [11 empty] | INGENCO | 100 | INGENCO | 100
biomass | Cedar Hills | 57298_G_7 | 57298 | G | 7 |  | Landfill Gas |  | WECC_PNW | Washington | 53 | King | 33 | 53033 | 0.3 | 13500 | 2009 | 9999 |  |  | N | Landfill Gas | [13 empty] | 0.22117 | 0.22117 | 0.22117 | 0.22117 | [11 empty] | INGENCO | 100 | INGENCO | 100
biomass | Cedar Hills | 57298_G_8 | 57298 | G | 8 |  | Landfill Gas |  | WECC_PNW | Washington | 53 | King | 33 | 53033 | 0.3 | 13500 | 2009 | 9999 |  |  | N | Landfill Gas | [13 empty] | 0.22117 | 0.22117 | 0.22117 | 0.22117 | [11 empty] | INGENCO | 100 | INGENCO | 100
biomass | Cedar Hills | 57298_G_9 | 57298 | G | 9 |  | Landfill Gas |  | WECC_PNW | Washington | 53 | King | 33 | 53033 | 0.3 | 13500 | 2009 | 9999 |  |  | N | Landfill Gas | [13 empty] | 0.22117 | 0.22117 | 0.22117 | 0.22117 | [11 empty] | INGENCO | 100 | INGENCO | 100
onshore wind | Dunlap | 57299_G_1 | 57299 | G | 1 |  | Onshore Wind |  | WECC_WY | Wyoming | 56 | Carbon | 7 | 56007 | 111 | 0 | 2010 | 9999 |  |  | N | Wind | [13 empty] | 0 | 0 | 0 | 0 | [11 empty] | PacifiCorp | 100 | Berkshire Hathaway Inc | 100
onshore wind | Criterion | 57300_G_1 | 57300 | G | 1 |  | Onshore Wind |  | PJM_AP | Maryland | 24 | GARRETT | 23 | 24023 | 70 | 0 | 2010 | 9999 |  |  | N | Wind | [13 empty] | 0 | 0 | 0 | 0 | [11 empty] | Criterion Power Partners LLC | 100 | Exelon Corp | 100
onshore wind | Garnet Wind Energy Center | 57302_G_1 | 57302 | G | 1 |  | Onshore Wind |  | WECC_SCE | California | 6 | Riverside | 65 | 06065 | 6.5 | 0 | 2009 | 9999 |  |  | N | Wind | [13 empty] | 0 | 0 | 0 | 0 | [11 empty] | Garnet Wind LLC | 100 | Energy Capital Partners | 100
onshore wind | Loraine Windpark Project LLC | 57303_G_LWG1 | 57303 | G | LWG1 |  | Onshore Wind |  | ERC_WEST | Texas | 48 | Mitchell | 335 | 48335 | 75 | 0 | 2009 | 9999 |  |  | N | Wind | [13 empty] | 0 | 0 | 0 | 0 | [11 empty] | Loraine Windpower Park LLC | 100 | Third Planet Windpower LLC | 100
onshore wind | Loraine Windpark Project LLC | 57303_G_LWG2 | 57303 | G | LWG2 |  | Onshore Wind |  | ERC_WEST | Texas | 48 | Mitchell | 335 | 48335 | 75 | 0 | 2009 | 9999 |  |  | N | Wind | [13 empty] | 0 | 0 | 0 | 0 | [11 empty] | Loraine Windpower Park LLC | 100 | Third Planet Windpower LLC | 100
solar pv | Adelanto Solar Project | 57305_G_1 | 57305 | G | 1 |  | Solar PV |  | WECC_SCE | California | 6 | San Bernardino | 71 | 06071 | 10 | 0 | 2012 | 9999 |  |  | N | Solar | [13 empty] | 0 | 0 | 0 | 0 | [11 empty] | Los Angeles Dept of Water & Power | 100 | Los Angeles Dept of Water & Power | 100
solar pv | Pine Tree Solar Project | 57306_G_1 | 57306 | G | 1 |  | Solar PV |  | WECC_SCE | California | 6 | Kern | 29 | 06029 | 8.5 | 0 | 2013 | 9999 |  |  | N | Solar | [13 empty] | 0 | 0 | 0 | 0 | [11 empty] | Los Angeles Dept of Water & Power | 100 | Los Angeles Dept of Water & Power | 100
solar pv | Maclay Solar Project | 57308_G_1 | 57308 | G | 1 |  | Solar PV |  | WEC_LADW | California | 6 | Los Angeles | 37 | 06037 | 2.2 | 0 | 2017 | 9999 |  |  | N | Solar | [13 empty] | 0 | 0 | 0 | 0 | [11 empty] | Los Angeles Dept of Water & Power | 100 | Los Angeles Dept of Water & Power | 100
solar pv | Pacific Cruise Ship Terminals Berth 93 | 57309_G_1 | 57309 | G | 1 |  | Solar PV |  | WEC_LADW | California | 6 | Los Angeles | 37 | 06037 | 1.1 | 0 | 2010 | 9999 |  |  | N | Solar | [13 empty] | 0 | 0 | 0 | 0 | [11 empty] | Port of Los Angeles (CA) | 100 | Port of Los Angeles (CA) | 100
solar pv | 1420 Coil Av #C | 57310_G_1 | 57310 | G | 1 |  | Solar PV |  | WEC_LADW | California | 6 | Los Angeles | 37 | 06037 | 1.3 | 0 | 2011 | 9999 |  |  | N | Solar | [13 empty] | 0 | 0 | 0 | 0 | [11 empty] | Konoike Pacific California Inc | 100 | Konoike Pacific California Inc | 100
solar pv | Occidental College Solar Project | 57311_G_1 | 57311 | G | 1 |  | Solar PV |  | WEC_LADW | California | 6 | Los Angeles | 37 | 06037 | 1 | 0 | 2013 | 9999 |  |  | N | Solar | [13 empty] | 0 | 0 | 0 | 0 | [11 empty] | Occidental College | 100 | Occidental College | 100
solar pv | Metro Support Services Center Solar | 57313_G_1 | 57313 | G | 1 |  | Solar PV |  | WEC_LADW | California | 6 | Los Angeles | 37 | 06037 | 1.2 | 0 | 2005 | 9999 |  |  | N | Solar | [13 empty] | 0 | 0 | 0 | 0 | [11 empty] | Los Angeles Dept of Water & Power | 100 | Los Angeles Dept of Water & Power | 100
solar pv | Los Angeles Harbor College | 57314_G_1 | 57314 | G | 1 |  | Solar PV |  | WEC_LADW | California | 6 | Los Angeles | 37 | 06037 | 2.2 | 0 | 2010 | 9999 |  |  | N | Solar | [13 empty] | 0 | 0 | 0 | 0 | [11 empty] | Los Angeles Community College District | 100 | Los Angeles Community College District | 100
onshore wind | Cedar Point Wind | 57315_G_1-139 | 57315 | G | 1-139 |  | Onshore Wind |  | WECC_CO | Colorado | 8 | Lincoln | 73 | 08073 | 252 | 0 | 2011 | 9999 |  |  | N | Wind | [13 empty] | 0 | 0 | 0 | 0 | [11 empty] | Cedar Point Wind LLC | 100 | Enbridge Energy Partners LP | 100
solar pv | San Luis Valley Solar Ranch | 57317_G_1 | 57317 | G | 1 |  | Solar PV |  | WECC_CO | Colorado | 8 | Alamosa | 3 | 08003 | 35 | 0 | 2011 | 9999 |  |  | N | Solar | [13 empty] | 0 | 0 | 0 | 0 | [11 empty] | San Luis Solar LLC | 100 | Iberdrola SA | 100
solar pv | Copper Crossing Solar LLC | 57318_G_1 | 57318 | G | 1 |  | Solar PV |  | WECC_AZ | Arizona | 4 | Gila | 7 | 04007 | 20 | 0 | 2011 | 9999 |  |  | N | Solar | [13 empty] | 0 | 0 | 0 | 0 | [11 empty] | Copper Crossing Solar LLC | 100 | Iberdrola SA | 100
onshore wind | Big Horn Wind II | 57319_G_1 | 57319 | G | 1 |  | Onshore Wind |  | WECC_PNW | Washington | 53 | Klickitat | 39 | 53039 | 50 | 0 | 2011 | 9999 |  |  | N | Wind | [13 empty] | 0 | 0 | 0 | 0 | [11 empty] | Big Horn II Wind Project LLC | 100 | Iberdrola SA | 100
onshore wind | Juniper Canyon I Wind Project | 57320_G_1 | 57320 | G | 1 |  | Onshore Wind |  | WECC_PNW | Washington | 53 | Klickitat | 39 | 53039 | 151.2 | 0 | 2011 | 9999 |  |  | N | Wind | [13 empty] | 0 | 0 | 0 | 0 | [11 empty] | Juniper Canyon Wind Power LLC | 100 | Iberdrola SA | 100
solar pv | Mayberry Solar LLC | 57321_G_1PV | 57321 | G | 1PV |  | Solar PV |  | S_VACA | North Carolina | 37 | Surry | 171 | 37171 | 1.2 | 0 | 2011 | 9999 |  |  | N | Solar | [13 empty] | 0 | 0 | 0 | 0 | [11 empty] | O2 Energies EMC | 100 | O2Energies | 100
natural gas peaker | Mont Belvieu Cogeneration Unit | 57322_G_GT01 | 57322 | G | GT01 |  | Combustion Turbine |  | ERC_REST | Texas | 48 | Chambers | 71 | 48071 | 12.3 | 8700 | 2009 | 9999 |  |  | Y | Natural Gas | [13 empty] | 0.0759 | 0.0759 | 0.0759 | 0.0759 | [11 empty] | Targa Co Generation LLC | 100 | Warburg Pincus & Co | 100
onshore wind | FPL Energy Illinois Wind LLC | 57325_G_GE1.5 | 57325 | G | GE1.5 |  | Onshore Wind |  | PJM_COMD | Illinois | 17 | DeKalb | 37 | 17037 | 217.5 | 0 | 2009 | 9999 |  |  | N | Wind | [13 empty] | 0 | 0 | 0 | 0 | [11 empty] | FPL Energy Illinois Wind | 100 | NextEra Energy Inc | 100
0 | FPL Energy Illinois Wind LLC | 57325_G_BFT | 57325 | G | BFT |  | Energy Storage |  | PJM_COMD | Illinois | 17 | DeKalb | 37 | 17037 | 20 | 0 | 2014 | 9999 |  |  | N | Energy Storage | [13 empty] | 0 | 0 | 0 | 0 | [11 empty] | FPL Energy Illinois Wind | 100 | NextEra Energy Inc | 100
onshore wind | Sunray Wind I | 57326_G_WND1 | 57326 | G | WND1 |  | Onshore Wind |  | SPP_SPS | Texas | 48 | Moore | 341 | 48341 | 49.5 | 0 | 2009 | 9999 |  |  | N | Wind | [13 empty] | 0 | 0 | 0 | 0 | [11 empty] | Sunray Wind LLC | 100 | Valero Energy Corp | 100
onshore wind | Top of the World Windpower Project | 57327_G_TOTW1 | 57327 | G | TOTW1 |  | Onshore Wind |  | WECC_WY | Wyoming | 56 | Converse | 9 | 56009 | 200 | 0 | 2010 | 9999 |  |  | N | Wind | [13 empty] | 0 | 0 | 0 | 0 | [11 empty] | Top of The World Wind Energy LLC | 100 | Duke Energy Corp | 100
solar pv | Kent County Wastewater Treatment Solar | 57330_G_1 | 57330 | G | 1 |  | Solar PV |  | PJM_EMAC | Delaware | 10 | Kent | 1 | 10001 | 1.2 | 0 | 2011 | 9999 |  |  | N | Solar | [13 empty] | 0 | 0 | 0 | 0 | [11 empty] | Kent County Levy Court Dept of Public Works | 100 | Kent County Levy Court Dept of Public Works | 100
solar thermal | Mojave Solar Project | 57331_B_MSP1 | 57331 | B | MSP1 |  | Solar Thermal |  | WECC_SCE | California | 6 | San Bernardino | 71 | 06071 | 138 | 9771 | 2014 | 9999 |  |  | N | Solar | [13 empty] | 0 | 0 | 0 | 0 | [11 empty] | Mojave Solar LLC | 100 | Abengoa SA | 100
solar thermal | Mojave Solar Project | 57331_B_MSP2 | 57331 | B | MSP2 |  | Solar Thermal |  | WECC_SCE | California | 6 | San Bernardino | 71 | 06071 | 138 | 9771 | 2014 | 9999 |  |  | N | Solar | [13 empty] | 0 | 0 | 0 | 0 | [11 empty] | Mojave Solar LLC | 100 | Abengoa SA | 100
onshore wind | Crossroads Wind Farm | 57332_G_1-98 | 57332 | G | 1-98 |  | Onshore Wind |  | SPP_WEST | Oklahoma | 40 | Dewey | 43 | 40043 | 227 | 0 | 2012 | 9999 |  |  | N | Wind | [13 empty] | 0 | 0 | 0 | 0 | [11 empty] | Oklahoma Gas & Electric Co | 100 | OGE Energy Corp | 100
onshore wind | Leaning Juniper Wind Power II | 57333_G_1 | 57333 | G | 1 |  | Onshore Wind |  | WECC_PNW | Oregon | 41 | Gilliam | 21 | 41021 | 201 | 0 | 2011 | 9999 |  |  | N | Wind | [13 empty] | 0 | 0 | 0 | 0 | [11 empty] | Leaning Juniper Wind Power II LLC | 100 | Iberdrola SA | 100
solar pv | DE Solar 10240 Old Dowd Rd | 57334_G_PV01 | 57334 | G | PV01 |  | Solar PV |  | S_VACA | North Carolina | 37 | Mecklenburg | 119 | 37119 | 1.9 | 0 | 2010 | 9999 |  |  | N | Solar | [13 empty] | 0 | 0 | 0 | 0 | [11 empty] | Duke Energy Carolinas | 100 | Duke Energy Corp | 100
solar pv | DE Solar 657 Brigham Rd | 57335_G_PV01 | 57335 | G | PV01 |  | Solar PV |  | S_VACA | North Carolina | 37 | Guilford | 81 | 37081 | 1.3 | 0 | 2010 | 9999 |  |  | N | Solar | [13 empty] | 0 | 0 | 0 | 0 | [11 empty] | Duke Energy Carolinas | 100 | Duke Energy Corp | 100
solar pv | DE Solar 1725 Drywall Dr | 57336_G_PV01 | 57336 | G | PV01 |  | Solar PV |  | S_VACA | North Carolina | 37 | Gaston | 71 | 37071 | 1 | 0 | 2010 | 9999 |  |  | N | Solar | [13 empty] | 0 | 0 | 0 | 0 | [11 empty] | Duke Energy Carolinas | 100 | Duke Energy Corp | 100
solar pv | Dover Sun Park | 57337_G_1 | 57337 | G | 1 |  | Solar PV |  | PJM_EMAC | Delaware | 10 | Kent | 1 | 10001 | 10 | 0 | 2011 | 9999 |  |  | N | Solar | [13 empty] | 0 | 0 | 0 | 0 | [11 empty] | White Oak Solar Energy LLC | 100 | LS Power Group | 100
solar pv | Roadrunner Solar | 57338_G_1 | 57338 | G | 1 |  | Solar PV |  | WECC_NM | New Mexico | 35 | Dona Ana | 13 | 35013 | 20 | 0 | 2011 | 9999 |  |  | N | Solar | [13 empty] | 0 | 0 | 0 | 0 | [11 empty] | Solar Roadrunner LLC | 100 | NRG Energy Inc | 100
solar pv | Panoche Valley Solar Farm | 57340_G_1 | 57340 | G | 1 |  | Solar PV |  | WEC_CALN | California | 6 | San Benito | 69 | 06069 | 140 | 0 | 2018 | 9999 |  |  | N | Solar | [13 empty] | 0 | 0 | 0 | 0 | [11 empty] | Panoche Valley Solar LLC | 100 | PV2 Energy LLC | 100
solar pv | Silver Lake Solar Farm | 57341_G_SILV | 57341 | G | SILV |  | Solar PV |  | PJM_EMAC | New Jersey | 34 | Middlesex | 23 | 34023 | 1.7 | 0 | 2010 | 9999 |  |  | N | Solar | [13 empty] | 0 | 0 | 0 | 0 | [11 empty] | Public Service Electric & Gas Co | 100 | Public Service Enterprise Group Inc | 100
onshore wind | White Oak Energy LLC | 57342_G_1 | 57342 | G | 1 |  | Onshore Wind |  | PJM_COMD | Illinois | 17 | McLean | 113 | 17113 | 150 | 0 | 2011 | 9999 |  |  | N | Wind | [13 empty] | 0 | 0 | 0 | 0 | [11 empty] | White Oak Energy LLC | 100 | NextEra Energy Inc | 100
municipal solid waste | Cargill B6 Biofactory | 57343_G_1 | 57343 | G | 1 |  | Non-Fossil Waste |  | WECC_ID | Idaho | 16 | Gooding | 47 | 16047 | 1.1 | 7222 | 2009 | 9999 |  |  | Y | Non-Fossil Waste | [13 empty] | 0 | 0 | 0 | 0 | [11 empty] | Pico Energy LLC | 100 | Montauk Energy Holdings LLC | 100
municipal solid waste | Cargill B6 Biofactory | 57343_G_2 | 57343 | G | 2 |  | Non-Fossil Waste |  | WECC_ID | Idaho | 16 | Gooding | 47 | 16047 | 1.1 | 7222 | 2009 | 9999 |  |  | Y | Non-Fossil Waste | [13 empty] | 0 | 0 | 0 | 0 | [11 empty] | Pico Energy LLC | 100 | Montauk Energy Holdings LLC | 100
municipal solid waste | Kettle Butte Digester, LLC | 57345_G_1 | 57345 | G | 1 |  | Non-Fossil Waste |  | WECC_ID | Idaho | 16 | JEFFERSON | 51 | 16051 | 0.9 | 6203 | 2011 | 9999 |  |  | Y | Non-Fossil Waste | [13 empty] | 0 | 0 | 0 | 0 | [11 empty] | Seth Cannon | 100 | Seth Cannon | 100
municipal solid waste | Kettle Butte Digester, LLC | 57345_G_2 | 57345 | G | 2 |  | Non-Fossil Waste |  | WECC_ID | Idaho | 16 | JEFFERSON | 51 | 16051 | 0.9 | 6203 | 2011 | 9999 |  |  | Y | Non-Fossil Waste | [13 empty] | 0 | 0 | 0 | 0 | [11 empty] | Seth Cannon | 100 | Seth Cannon | 100
onshore wind | Elk City LLC | 57346_G_1 | 57346 | G | 1 |  | Onshore Wind |  | SPP_WEST | Oklahoma | 40 | Roger Mills | 129 | 40129 | 98.9 | 0 | 2009 | 9999 |  |  | N | Wind | [13 empty] | 0 | 0 | 0 | 0 | [11 empty] | Elk City Wind LLC | 100 | NextEra Energy Inc | 100
onshore wind | Elk City LLC | 57346_G_2 | 57346 | G | 2 |  | Onshore Wind |  | SPP_WEST | Oklahoma | 40 | Roger Mills | 129 | 40129 | 99.2 | 0 | 2010 | 9999 |  |  | N | Wind | [13 empty] | 0 | 0 | 0 | 0 | [11 empty] | Elk City Renewables II LLC | 100 | NextEra Energy Inc | 100
onshore wind | Baldwin Wind LLC | 57347_G_GE1 | 57347 | G | GE1 |  | Onshore Wind |  | SPP_WAUE | North Dakota | 38 | Burleigh | 15 | 38015 | 102.4 | 0 | 2010 | 9999 |  |  | N | Wind | [13 empty] | 0 | 0 | 0 | 0 | [11 empty] | Baldwin Wind Energy LLC | 100 | NextEra Energy Inc | 100
natural gas peaker | CityCenter Central Plant Cogen Units | 57348_G_UNITA | 57348 | G | UNITA |  | Combustion Turbine |  | WECC_SNV | Nevada | 32 | Clark | 3 | 32003 | 4 | 8700 | 2009 | 9999 |  |  | Y | Natural Gas | [13 empty] | 0.23894 | 0.23894 | 0.23894 | 0.23894 | [11 empty] | City Center Land LLC | 100 | City Center Land LLC | 100
natural gas peaker | CityCenter Central Plant Cogen Units | 57348_G_UNITB | 57348 | G | UNITB |  | Combustion Turbine |  | WECC_SNV | Nevada | 32 | Clark | 3 | 32003 | 4 | 8700 | 2009 | 9999 |  |  | Y | Natural Gas | [13 empty] | 0.23894 | 0.23894 | 0.23894 | 0.23894 | [11 empty] | City Center Land LLC | 100 | City Center Land LLC | 100
natural gas combined cycle | Garrison Energy Center LLC | 57349_G_CTG1 | 57349 | G | CTG1 | 90682 | Combined Cycle |  | PJM_EMAC | Delaware | 10 | Kent | 1 | 10001 | 193 | 7050 | 2015 | 9999 |  |  | N | Natural Gas, Distillate Fuel Oil |  |  |  | DLNB | SCR | [8 empty] | 0.0065657 | 0.0065657 | 0.0065657 | 0.0065657 | [11 empty] | Garrison Energy Center LLC | 100 | Starwood Capital Group Global LLC | 100
natural gas combined cycle | Garrison Energy Center LLC | 57349_G_STG2 | 57349 | G | STG2 | 90682 | Combined Cycle |  | PJM_EMAC | Delaware | 10 | Kent | 1 | 10001 | 123 | 7050 | 2015 | 9999 |  |  | N | Natural Gas, Distillate Fuel Oil |  |  |  | DLNB | SCR | [8 empty] | 0.0065657 | 0.0065657 | 0.0065657 | 0.0065657 | [11 empty] | Garrison Energy Center LLC | 100 | Starwood Capital Group Global LLC | 100
onshore wind | Uilk Wind LLC | 57351_G_FA01 | 57351 | G | FA01 |  | Onshore Wind |  | MIS_MNWI | Minnesota | 27 | Pipestone | 117 | 27117 | 1.5 | 0 | 2010 | 9999 |  |  | N | Wind | [13 empty] | 0 | 0 | 0 | 0 | [11 empty] | Uilk Wind Farm LLC | 100 | China Three Gorges Corp (CTGC) | 100
onshore wind | Uilk Wind LLC | 57351_G_FA02 | 57351 | G | FA02 |  | Onshore Wind |  | MIS_MNWI | Minnesota | 27 | Pipestone | 117 | 27117 | 1.5 | 0 | 2010 | 9999 |  |  | N | Wind | [13 empty] | 0 | 0 | 0 | 0 | [11 empty] | Uilk Wind Farm LLC | 100 | China Three Gorges Corp (CTGC) | 100
onshore wind | Uilk Wind LLC | 57351_G_FA03 | 57351 | G | FA03 |  | Onshore Wind |  | MIS_MNWI | Minnesota | 27 | Pipestone | 117 | 27117 | 1.5 | 0 | 2010 | 9999 |  |  | N | Wind | [13 empty] | 0 | 0 | 0 | 0 | [11 empty] | Uilk Wind Farm LLC | 100 | China Three Gorges Corp (CTGC) | 100
solar pv | Trenton Solar Farm | 57352_G_TREN | 57352 | G | TREN |  | Solar PV |  | PJM_EMAC | New Jersey | 34 | Mercer | 21 | 34021 | 1 | 0 | 2010 | 9999 |  |  | N | Solar | [13 empty] | 0 | 0 | 0 | 0 | [11 empty] | Public Service Electric & Gas Co | 100 | Public Service Enterprise Group Inc | 100
geothermal | Thermo No 1 | 57353_G_2 | 57353 | G | 2 |  | Geothermal |  | WECC_UT | Utah | 49 | Beaver | 1 | 49001 | 14 | 9771 | 2013 | 9999 |  |  | N | Geothermal | [13 empty] | 0 | 0 | 0 | 0 | 0.4563 | 0.4563 | 0.4563 | [8 empty] | Cyrg Energy Inc | 100 | Raser Technologies Inc | 100
onshore wind | Fox Island Wind LLC | 57354_G_1 | 57354 | G | 1 |  | Onshore Wind |  | NENG_ME | Maine | 23 | Knox | 13 | 23013 | 4.5 | 0 | 2009 | 9999 |  |  | N | Wind | [13 empty] | 0 | 0 | 0 | 0 | [11 empty] | Fox Islands Wind LLC | 100 | Fox Islands Electric Coop Inc | 100
biomass | Henrico | 57356_G_1 | 57356 | G | 1 |  | Landfill Gas |  | PJM_Dom | Virginia | 51 | Henrico | 87 | 51087 | 0.3 | 13500 | 2010 | 9999 |  |  | N | Landfill Gas | [13 empty] | 0.6 | 0.6 | 0.6 | 0.6 | [11 empty] | INGENCO Wholesale Power LLC | 100 | INGENCO | 100
biomass | Henrico | 57356_G_10 | 57356 | G | 10 |  | Landfill Gas |  | PJM_Dom | Virginia | 51 | Henrico | 87 | 51087 | 0.3 | 13500 | 2010 | 9999 |  |  | N | Landfill Gas | [13 empty] | 0.6 | 0.6 | 0.6 | 0.6 | [11 empty] | INGENCO Wholesale Power LLC | 100 | INGENCO | 100
biomass | Henrico | 57356_G_11 | 57356 | G | 11 |  | Landfill Gas |  | PJM_Dom | Virginia | 51 | Henrico | 87 | 51087 | 0.3 | 13500 | 2010 | 9999 |  |  | N | Landfill Gas | [13 empty] | 0.6 | 0.6 | 0.6 | 0.6 | [11 empty] | INGENCO Wholesale Power LLC | 100 | INGENCO | 100
biomass | Henrico | 57356_G_12 | 57356 | G | 12 |  | Landfill Gas |  | PJM_Dom | Virginia | 51 | Henrico | 87 | 51087 | 0.3 | 13500 | 2010 | 9999 |  |  | N | Landfill Gas | [13 empty] | 0.6 | 0.6 | 0.6 | 0.6 | [11 empty] | INGENCO Wholesale Power LLC | 100 | INGENCO | 100
biomass | Henrico | 57356_G_2 | 57356 | G | 2 |  | Landfill Gas |  | PJM_Dom | Virginia | 51 | Henrico | 87 | 51087 | 0.3 | 13500 | 2010 | 9999 |  |  | N | Landfill Gas | [13 empty] | 0.6 | 0.6 | 0.6 | 0.6 | [11 empty] | INGENCO Wholesale Power LLC | 100 | INGENCO | 100
biomass | Henrico | 57356_G_3 | 57356 | G | 3 |  | Landfill Gas |  | PJM_Dom | Virginia | 51 | Henrico | 87 | 51087 | 0.3 | 13500 | 2010 | 9999 |  |  | N | Landfill Gas | [13 empty] | 0.6 | 0.6 | 0.6 | 0.6 | [11 empty] | INGENCO Wholesale Power LLC | 100 | INGENCO | 100
biomass | Henrico | 57356_G_4 | 57356 | G | 4 |  | Landfill Gas |  | PJM_Dom | Virginia | 51 | Henrico | 87 | 51087 | 0.3 | 13500 | 2010 | 9999 |  |  | N | Landfill Gas | [13 empty] | 0.6 | 0.6 | 0.6 | 0.6 | [11 empty] | INGENCO Wholesale Power LLC | 100 | INGENCO | 100
biomass | Henrico | 57356_G_5 | 57356 | G | 5 |  | Landfill Gas |  | PJM_Dom | Virginia | 51 | Henrico | 87 | 51087 | 0.3 | 13500 | 2010 | 9999 |  |  | N | Landfill Gas | [13 empty] | 0.6 | 0.6 | 0.6 | 0.6 | [11 empty] | INGENCO Wholesale Power LLC | 100 | INGENCO | 100
biomass | Henrico | 57356_G_6 | 57356 | G | 6 |  | Landfill Gas |  | PJM_Dom | Virginia | 51 | Henrico | 87 | 51087 | 0.3 | 13500 | 2010 | 9999 |  |  | N | Landfill Gas | [13 empty] | 0.6 | 0.6 | 0.6 | 0.6 | [11 empty] | INGENCO Wholesale Power LLC | 100 | INGENCO | 100
biomass | Henrico | 57356_G_7 | 57356 | G | 7 |  | Landfill Gas |  | PJM_Dom | Virginia | 51 | Henrico | 87 | 51087 | 0.3 | 13500 | 2010 | 9999 |  |  | N | Landfill Gas | [13 empty] | 0.6 | 0.6 | 0.6 | 0.6 | [11 empty] | INGENCO Wholesale Power LLC | 100 | INGENCO | 100
biomass | Henrico | 57356_G_8 | 57356 | G | 8 |  | Landfill Gas |  | PJM_Dom | Virginia | 51 | Henrico | 87 | 51087 | 0.3 | 13500 | 2010 | 9999 |  |  | N | Landfill Gas | [13 empty] | 0.6 | 0.6 | 0.6 | 0.6 | [11 empty] | INGENCO Wholesale Power LLC | 100 | INGENCO | 100
biomass | Henrico | 57356_G_9 | 57356 | G | 9 |  | Landfill Gas |  | PJM_Dom | Virginia | 51 | Henrico | 87 | 51087 | 0.3 | 13500 | 2010 | 9999 |  |  | N | Landfill Gas | [13 empty] | 0.6 | 0.6 | 0.6 | 0.6 | [11 empty] | INGENCO Wholesale Power LLC | 100 | INGENCO | 100
onshore wind | Red Mesa Wind LLC | 57357_G_EXIS | 57357 | G | EXIS |  | Onshore Wind |  | WECC_NM | New Mexico | 35 | Sandoval | 43 | 35043 | 102.4 | 0 | 2010 | 9999 |  |  | N | Wind | [13 empty] | 0 | 0 | 0 | 0 | [11 empty] | Red Mesa Wind LLC | 100 | NextEra Energy Inc | 100
onshore wind | Keenan II Renewable Energy Co LLC | 57358_G_1 | 57358 | G | 1 |  | Onshore Wind |  | SPP_WEST | Oklahoma | 40 | Woodward | 153 | 40153 | 151.8 | 0 | 2010 | 9999 |  |  | N | Wind | [13 empty] | 0 | 0 | 0 | 0 | [11 empty] | Keenan II Renewable Energy Co LLC | 100 | Starwood Capital Group Global LLC | 100
solar pv | Avenal Park | 57359_G_1 | 57359 | G | 1 |  | Solar PV |  | WEC_CALN | California | 6 | Kings | 31 | 06031 | 6 | 0 | 2011 | 9999 |  |  | N | Solar | [13 empty] | 0 | 0 | 0 | 0 | [11 empty] | Avenal Park LLC | 100 | NRG Energy Inc | 100
solar pv | Sun City Project LLC | 57360_G_1 | 57360 | G | 1 |  | Solar PV |  | WEC_CALN | California | 6 | Kings | 31 | 06031 | 20 | 0 | 2011 | 9999 |  |  | N | Solar | [13 empty] | 0 | 0 | 0 | 0 | [11 empty] | Sun City Project LLC | 100 | Global Infrastructure Partners | 100
solar pv | Sand Drag LLC | 57361_G_1 | 57361 | G | 1 |  | Solar PV |  | WEC_CALN | California | 6 | Kings | 31 | 06031 | 19 | 0 | 2011 | 9999 |  |  | N | Solar | [13 empty] | 0 | 0 | 0 | 0 | [11 empty] | Sand Drag LLC | 100 | Global Infrastructure Partners | 100
solar pv | Morgantown Solar Park | 57362_G_1 | 57362 | G | 1 |  | Solar PV |  | PJM_WMAC | Pennsylvania | 42 | Berks | 11 | 42011 | 1.6 | 0 | 2011 | 9999 |  |  | N | Solar | [13 empty] | 0 | 0 | 0 | 0 | [11 empty] | Hankin Group | 100 | Hankin Group | 100
solar pv | 510 REPP One | 57363_G_1 | 57363 | G | 1 |  | Solar PV |  | PJM_Dom | North Carolina | 37 | Northampton | 131 | 37131 | 1.3 | 0 | 2014 | 9999 |  |  | N | Solar | [13 empty] | 0 | 0 | 0 | 0 | [11 empty] | 510 REPP One LLC | 100 | 510nano | 100
hydro | Siphon Drop Power Plant | 57364_G_1 | 57364 | G | 1 |  | Hydro |  | WECC_IID | California | 6 | Imperial | 25 | 06025 | 2.2 | 0 | 1987 | 9999 |  |  | N | Hydro | [13 empty] | 0 | 0 | 0 | 0 | [11 empty] | Yuma County Water Users Association | 100 | Yuma County Water Users Association | 100
hydro | Siphon Drop Power Plant | 57364_G_2 | 57364 | G | 2 |  | Hydro |  | WECC_IID | California | 6 | Imperial | 25 | 06025 | 2.2 | 0 | 1987 | 9999 |  |  | N | Hydro | [13 empty] | 0 | 0 | 0 | 0 | [11 empty] | Yuma County Water Users Association | 100 | Yuma County Water Users Association | 100
biomass | MP Durham LLC | 57365_G_1A | 57365 | G | 1A |  | Landfill Gas |  | S_VACA | North Carolina | 37 | Durham | 63 | 37063 | 1.1 | 13500 | 2010 | 9999 |  |  | N | Landfill Gas | [13 empty] | 0.15051 | 0.15051 | 0.15051 | 0.15051 | [11 empty] | Methane Power Inc | 100 | Methane Power Inc | 100
biomass | MP Durham LLC | 57365_G_1B | 57365 | G | 1B |  | Landfill Gas |  | S_VACA | North Carolina | 37 | Durham | 63 | 37063 | 1.1 | 13500 | 2010 | 9999 |  |  | N | Landfill Gas | [13 empty] | 0.15051 | 0.15051 | 0.15051 | 0.15051 | [11 empty] | Methane Power Inc | 100 | Methane Power Inc | 100
biomass | MP Wayne LLC | 57366_G_1A | 57366 | G | 1A |  | Landfill Gas |  | S_VACA | North Carolina | 37 | Wayne | 191 | 37191 | 1.1 | 13500 | 2010 | 9999 |  |  | N | Landfill Gas | [13 empty] | 0.13048 | 0.13048 | 0.13048 | 0.13048 | [11 empty] | MP Wayne LLC | 100 | Methane Power Inc | 100
biomass | MP Wayne LLC | 57366_G_1B | 57366 | G | 1B |  | Landfill Gas |  | S_VACA | North Carolina | 37 | Wayne | 191 | 37191 | 1.1 | 13500 | 2010 | 9999 |  |  | N | Landfill Gas | [13 empty] | 0.13048 | 0.13048 | 0.13048 | 0.13048 | [11 empty] | MP Wayne LLC | 100 | Methane Power Inc | 100
solar pv | Pocono Solar Project | 57367_G_POCON | 57367 | G | POCON |  | Solar PV |  | PJM_WMAC | Pennsylvania | 42 | Monroe | 89 | 42089 | 3 | 0 | 2010 | 9999 |  |  | N | Solar | [13 empty] | 0 | 0 | 0 | 0 | [11 empty] | Pocono Intl Raceway Inc | 100 | Pocono Intl Raceway Inc | 100
solar pv | Cogentrix of Alamosa | 57368_G_1 | 57368 | G | 1 |  | Solar PV |  | WECC_CO | Colorado | 8 | Alamosa | 3 | 08003 | 30 | 0 | 2012 | 9999 |  |  | N | Solar | [13 empty] | 0 | 0 | 0 | 0 | [11 empty] | KEPCO Solar of Alamosa LLC | 100 | Korea Electric Power Corp | 100
solar pv | Questa Solar Facility | 57369_G_QST | 57369 | G | QST |  | Solar PV |  | WECC_NM | New Mexico | 35 | Taos | 55 | 35055 | 1 | 0 | 2011 | 9999 |  |  | N | Solar | [13 empty] | 0 | 0 | 0 | 0 | [11 empty] | Chevron Mining Inc | 100 | Chevron Corp | 100
solar pv | Bellevue Solar Project | 57372_G_INV-1 | 57372 | G | INV-1 |  | Solar PV |  | WECC_PNW | Oregon | 41 | Yamhill | 71 | 41071 | 1.6 | 0 | 2011 | 9999 |  |  | N | Solar | [13 empty] | 0 | 0 | 0 | 0 | [11 empty] | Bellevue Solar LLC | 100 | Standard Solar Inc | 100
solar pv | Agua Caliente Solar Project | 57373_G_AGU1 | 57373 | G | AGU1 |  | Solar PV |  | WECC_AZ | Arizona | 4 | Yuma | 27 | 04027 | 90.7 | 0 | 2012 | 9999 |  |  | N | Solar | [13 empty] | 0 | 0 | 0 | 0 | [11 empty] | Agua Caliente Solar LLC | 100 | NRG Energy Inc | 100
solar pv | Agua Caliente Solar Project | 57373_G_AGU2 | 57373 | G | AGU2 |  | Solar PV |  | WECC_AZ | Arizona | 4 | Yuma | 27 | 04027 | 136 | 0 | 2012 | 9999 |  |  | N | Solar | [13 empty] | 0 | 0 | 0 | 0 | [11 empty] | Agua Caliente Solar LLC | 100 | NRG Energy Inc | 100
solar pv | Agua Caliente Solar Project | 57373_G_AGU3 | 57373 | G | AGU3 |  | Solar PV |  | WECC_AZ | Arizona | 4 | Yuma | 27 | 04027 | 121 | 0 | 2014 | 9999 |  |  | N | Solar | [13 empty] | 0 | 0 | 0 | 0 | [11 empty] | Agua Caliente Solar LLC | 100 | NRG Energy Inc | 100
onshore wind | Lakefield Wind Project LLC | 57374_G_LAKE1 | 57374 | G | LAKE1 |  | Onshore Wind |  | MIS_MNWI | Minnesota | 27 | Jackson | 63 | 27063 | 205.5 | 0 | 2011 | 9999 |  |  | N | Wind | [13 empty] | 0 | 0 | 0 | 0 | [11 empty] | Lakefield Wind Project LLC | 100 | EDF Group | 100
onshore wind | Adams Wind Generations LLC | 57375_G_AWG | 57375 | G | AWG |  | Onshore Wind |  | MIS_MNWI | Minnesota | 27 | Meeker | 93 | 27093 | 20 | 0 | 2011 | 9999 |  |  | N | Wind | [13 empty] | 0 | 0 | 0 | 0 | [11 empty] | Adams Wind Generations LLC | 100 | Bluearth Renewables Inc | 100
geothermal | Jersey Valley Geothermal Power Plant | 57376_G_OEC 1 | 57376 | G | OEC 1 |  | Geothermal |  | WECC_NNV | Nevada | 32 | Pershing | 27 | 32027 | 10.6 | 9771 | 2010 | 9999 |  |  | N | Geothermal | [13 empty] | 0 | 0 | 0 | 0 | 0.4563 | 0.4563 | 0.4563 | [8 empty] | ORNI 15 LLC | 100 | Ormat Technologies Inc | 100
geothermal | Jersey Valley Geothermal Power Plant | 57376_G_OEC 2 | 57376 | G | OEC 2 |  | Geothermal |  | WECC_NNV | Nevada | 32 | Pershing | 27 | 32027 | 5 | 9771 | 2010 | 9999 |  |  | N | Geothermal | [13 empty] | 0 | 0 | 0 | 0 | 0.4563 | 0.4563 | 0.4563 | [8 empty] | Ormat Nevada Inc | 100 | Ormat Technologies Inc | 100
solar pv | Greater Sandhill I | 57377_G_GS-P1 | 57377 | G | GS-P1 |  | Solar PV |  | WECC_CO | Colorado | 8 | Alamosa | 3 | 08003 | 10 | 0 | 2010 | 9999 |  |  | N | Solar | [13 empty] | 0 | 0 | 0 | 0 | [11 empty] | SunPower Corp | 100 | TOTAL SA | 100
solar pv | Greater Sandhill I | 57377_G_GS-P2 | 57377 | G | GS-P2 |  | Solar PV |  | WECC_CO | Colorado | 8 | Alamosa | 3 | 08003 | 9 | 0 | 2010 | 9999 |  |  | N | Solar | [13 empty] | 0 | 0 | 0 | 0 | [11 empty] | SunPower Corp | 100 | TOTAL SA | 100
solar pv | AV Solar Ranch One | 57378_G_AVSR | 57378 | G | AVSR |  | Solar PV |  | WECC_SCE | California | 6 | Los Angeles | 37 | 06037 | 241.5 | 0 | 2014 | 9999 |  |  | N | Solar | [13 empty] | 0 | 0 | 0 | 0 | [11 empty] | AV Solar Ranch 1 LLC | 100 | Exelon Corp | 100
onshore wind | Dry Lake Wind II LLC | 57379_G_1 | 57379 | G | 1 |  | Onshore Wind |  | WECC_AZ | Arizona | 4 | Navajo | 17 | 04017 | 65.1 | 0 | 2010 | 9999 |  |  | N | Wind | [13 empty] | 0 | 0 | 0 | 0 | [11 empty] | Dry Lake Wind Power II LLC | 100 | Iberdrola SA | 100
onshore wind | New England Wind LLC | 57380_G_1 | 57380 | G | 1 |  | Onshore Wind |  | NENGREST | Massachusetts | 25 | Berkshire | 3 | 25003 | 28.5 | 0 | 2012 | 9999 |  |  | N | Wind | [13 empty] | 0 | 0 | 0 | 0 | [11 empty] | New England Wind LLC | 100 | Iberdrola SA | 100
solar pv | Linden Solar Farm | 57381_G_LIND | 57381 | G | LIND |  | Solar PV |  | PJM_EMAC | New Jersey | 34 | Union | 39 | 34039 | 2.7 | 0 | 2010 | 9999 |  |  | N | Solar | [13 empty] | 0 | 0 | 0 | 0 | [11 empty] | Public Service Electric & Gas Co | 100 | Public Service Enterprise Group Inc | 100
solar pv | Yardville Solar Farm | 57382_G_YARD | 57382 | G | YARD |  | Solar PV |  | PJM_EMAC | New Jersey | 34 | Mercer | 21 | 34021 | 3.6 | 0 | 2010 | 9999 |  |  | N | Solar | [13 empty] | 0 | 0 | 0 | 0 | [11 empty] | Public Service Electric & Gas Co | 100 | Public Service Enterprise Group Inc | 100
solar pv | WEA Texas Bayonne | 57383_G_BAYO | 57383 | G | BAYO |  | Solar PV |  | PJM_EMAC | New Jersey | 34 | Hudson | 17 | 34017 | 1.5 | 0 | 2010 | 9999 |  |  | N | Solar | [13 empty] | 0 | 0 | 0 | 0 | [11 empty] | Public Service Electric & Gas Co | 100 | Public Service Enterprise Group Inc | 100
solar pv | Matrix Buildings A&B (Perth Amboy) Solar | 57384_G_MATR | 57384 | G | MATR |  | Solar PV |  | PJM_EMAC | New Jersey | 34 | Middlesex | 23 | 34023 | 2.5 | 0 | 2011 | 9999 |  |  | N | Solar | [13 empty] | 0 | 0 | 0 | 0 | [11 empty] | Public Service Electric & Gas Co | 100 | Public Service Enterprise Group Inc | 100
onshore wind | Community Wind North LLC | 57385_G_34505 | 57385 | G | 34505 |  | Onshore Wind |  | MIS_MNWI | Minnesota | 27 | Lincoln | 81 | 27081 | 30 | 0 | 2011 | 9999 |  |  | N | Wind | [13 empty] | 0 | 0 | 0 | 0 | [11 empty] | Community Wind North 1 LLC | 8.3333 | Longroad Energy Holdings LLC | 100
onshore wind | Ridgewind | 57386_G_WTG1 | 57386 | G | WTG1 |  | Onshore Wind |  | MIS_MNWI | Minnesota | 27 | Pipestone | 117 | 27117 | 25.3 | 0 | 2011 | 9999 |  |  | N | Wind | [13 empty] | 0 | 0 | 0 | 0 | [11 empty] | Ridgewind Power Partners LLC | 100 | Project Resources Corp | 100
onshore wind | Ashtabula Wind III LLC | 57387_G_GE16 | 57387 | G | GE16 |  | Onshore Wind |  | MIS_MAPP | North Dakota | 38 | Barnes | 3 | 38003 | 62.4 | 0 | 2010 | 9999 |  |  | N | Wind | [13 empty] | 0 | 0 | 0 | 0 | [11 empty] | Ashtabula Wind III LLC | 100 | NextEra Energy Inc | 100
solar pv | GSK York RDC Solar Facility | 57390_G_1 | 57390 | G | 1 |  | Solar PV |  | PJM_WMAC | Pennsylvania | 42 | York | 133 | 42133 | 1.6 | 0 | 2010 | 9999 |  |  | N | Solar | [13 empty] | 0 | 0 | 0 | 0 | [11 empty] | GlaxoSmithKline | 100 | GlaxoSmithKline | 100
solar pv | UASTP I | 57392_G_UATP1 | 57392 | G | UATP1 |  | Solar PV |  | WECC_AZ | Arizona | 4 | Pima | 19 | 04019 | 1.2 | 0 | 2010 | 9999 |  |  | N | Solar | [13 empty] | 0 | 0 | 0 | 0 | [11 empty] | Tucson Electric Power Co | 100 | Uns Energy Corp | 100
municipal solid waste | Big Sky Dairy Digester | 57393_G_GEN1 | 57393 | G | GEN1 |  | Non-Fossil Waste |  | WECC_ID | Idaho | 16 | Gooding | 47 | 16047 | 0.7 | 13500 | 2009 | 9999 |  |  | N | Non-Fossil Waste | [13 empty] | 0 | 0 | 0 | 0 | [11 empty] | DF AP No 1 LLC | 100 | DF AP No 1 LLC | 100
municipal solid waste | Big Sky Dairy Digester | 57393_G_GEN2 | 57393 | G | GEN2 |  | Non-Fossil Waste |  | WECC_ID | Idaho | 16 | Gooding | 47 | 16047 | 0.7 | 13500 | 2009 | 9999 |  |  | N | Non-Fossil Waste | [13 empty] | 0 | 0 | 0 | 0 | [11 empty] | DF AP No 1 LLC | 100 | DF AP No 1 LLC | 100
solar thermal | Genesis Solar Energy Project | 57394_B_SOLAR | 57394 | B | SOLAR |  | Solar Thermal |  | WECC_SCE | California | 6 | Riverside | 65 | 06065 | 250 | 9771 | 2013 | 9999 |  |  | N | Solar | [13 empty] | 0 | 0 | 0 | 0 | [11 empty] | Genesis Solar LLC | 100 | NextEra Energy Inc | 100
onshore wind | Danielson Wind Farms LLC | 57396_G_DWF | 57396 | G | DWF |  | Onshore Wind |  | MIS_MNWI | Minnesota | 27 | KANDIYOHI | 67 | 27067 | 20 | 0 | 2011 | 9999 |  |  | N | Wind | [13 empty] | 0 | 0 | 0 | 0 | [11 empty] | Danielson Wind Farms LLC | 100 | Bluearth Renewables Inc | 100
solar pv | Dow Jones South Brunswick Solar | 57397_G_PV01 | 57397 | G | PV01 |  | Solar PV |  | PJM_EMAC | New Jersey | 34 | Middlesex | 23 | 34023 | 2.5 | 0 | 2010 | 9999 |  |  | N | Solar | [13 empty] | 0 | 0 | 0 | 0 | [11 empty] | Dow Jones & Co | 100 | Dow Jones & Co | 100
solar pv | Dow Jones South Brunswick Solar | 57397_G_PV02 | 57397 | G | PV02 |  | Solar PV |  | PJM_EMAC | New Jersey | 34 | Middlesex | 23 | 34023 | 1.6 | 0 | 2011 | 9999 |  |  | N | Solar | [13 empty] | 0 | 0 | 0 | 0 | [11 empty] | Dow Jones & Co | 100 | Dow Jones & Co | 100
hydro | Cannelton Hydroelectric Plant | 57399_G_CG1 | 57399 | G | CG1 |  | Hydro |  | MIS_INKY | Kentucky | 21 | Hancock | 91 | 21091 | 29.3 | 0 | 2016 | 9999 |  |  | N | Hydro | [13 empty] | 0 | 0 | 0 | 0 | [11 empty] | American Municipal Power Inc | 100 | American Municipal Power Inc | 100
hydro | Cannelton Hydroelectric Plant | 57399_G_CG2 | 57399 | G | CG2 |  | Hydro |  | MIS_INKY | Kentucky | 21 | Hancock | 91 | 21091 | 29.3 | 0 | 2016 | 9999 |  |  | N | Hydro | [13 empty] | 0 | 0 | 0 | 0 | [11 empty] | American Municipal Power Inc | 100 | American Municipal Power Inc | 100
hydro | Cannelton Hydroelectric Plant | 57399_G_CG3 | 57399 | G | CG3 |  | Hydro |  | MIS_INKY | Kentucky | 21 | Hancock | 91 | 21091 | 29.3 | 0 | 2016 | 9999 |  |  | N | Hydro | [13 empty] | 0 | 0 | 0 | 0 | [11 empty] | American Municipal Power Inc | 100 | American Municipal Power Inc | 100
hydro | Smithland Hydroelectric Plant | 57400_G_SG1 | 57400 | G | SG1 |  | Hydro |  | MIS_INKY | Kentucky | 21 | Livingston | 139 | 21139 | 25.3 | 0 | 2017 | 9999 |  |  | N | Hydro | [13 empty] | 0 | 0 | 0 | 0 | [11 empty] | American Municipal Power Inc | 100 | American Municipal Power Inc | 100
hydro | Smithland Hydroelectric Plant | 57400_G_SG2 | 57400 | G | SG2 |  | Hydro |  | MIS_INKY | Kentucky | 21 | Livingston | 139 | 21139 | 25.3 | 0 | 2017 | 9999 |  |  | N | Hydro | [13 empty] | 0 | 0 | 0 | 0 | [11 empty] | American Municipal Power Inc | 100 | American Municipal Power Inc | 100
hydro | Smithland Hydroelectric Plant | 57400_G_SG3 | 57400 | G | SG3 |  | Hydro |  | MIS_INKY | Kentucky | 21 | Livingston | 139 | 21139 | 25.3 | 0 | 2017 | 9999 |  |  | N | Hydro | [13 empty] | 0 | 0 | 0 | 0 | [11 empty] | American Municipal Power Inc | 100 | American Municipal Power Inc | 100
hydro | Willow Island Hydroelectric Plant | 57401_G_WIG1 | 57401 | G | WIG1 |  | Hydro |  | PJM_AP | West Virginia | 54 | Pleasants | 73 | 54073 | 22 | 0 | 2016 | 9999 |  |  | N | Hydro | [13 empty] | 0 | 0 | 0 | 0 | [11 empty] | American Municipal Power Inc | 100 | American Municipal Power Inc | 100
hydro | Willow Island Hydroelectric Plant | 57401_G_WIG2 | 57401 | G | WIG2 |  | Hydro |  | PJM_AP | West Virginia | 54 | Pleasants | 73 | 54073 | 22 | 0 | 2016 | 9999 |  |  | N | Hydro | [13 empty] | 0 | 0 | 0 | 0 | [11 empty] | American Municipal Power Inc | 100 | American Municipal Power Inc | 100
solar pv | Taylorsville Solar LLC | 57402_G_TAY1 | 57402 | G | TAY1 |  | Solar PV |  | S_VACA | North Carolina | 37 | Alexander | 3 | 37003 | 1 | 0 | 2010 | 9999 |  |  | N | Solar | [13 empty] | 0 | 0 | 0 | 0 | [11 empty] | Taylorsville Solar LLC | 100 | Duke Energy Corp | 100
biomass | Northwest Regional | 57403_G_GEN1 | 57403 | G | GEN1 |  | Landfill Gas |  | WECC_AZ | Arizona | 4 | Maricopa | 13 | 04013 | 1.6 | 13500 | 2012 | 9999 |  |  | N | Landfill Gas | [13 empty] | 0.22117 | 0.22117 | 0.22117 | 0.22117 | [11 empty] | WM Renewable Energy LLC | 100 | Waste Management Inc | 100
biomass | Northwest Regional | 57403_G_GEN2 | 57403 | G | GEN2 |  | Landfill Gas |  | WECC_AZ | Arizona | 4 | Maricopa | 13 | 04013 | 1.6 | 13500 | 2012 | 9999 |  |  | N | Landfill Gas | [13 empty] | 0.22117 | 0.22117 | 0.22117 | 0.22117 | [11 empty] | WM Renewable Energy LLC | 100 | Waste Management Inc | 100
biomass | Oneida Herkimer | 57404_G_GEN1 | 57404 | G | GEN1 |  | Landfill Gas |  | NY_Z_C&E | New York | 36 | Oneida | 65 | 36065 | 1.6 | 13500 | 2012 | 9999 |  |  | N | Landfill Gas | [13 empty] | 0.22117 | 0.22117 | 0.22117 | 0.22117 | [11 empty] | WM Renewable Energy LLC | 100 | Waste Management Inc | 100
biomass | Oneida Herkimer | 57404_G_GEN2 | 57404 | G | GEN2 |  | Landfill Gas |  | NY_Z_C&E | New York | 36 | Oneida | 65 | 36065 | 1.6 | 13500 | 2013 | 9999 |  |  | N | Landfill Gas | [13 empty] | 0.22117 | 0.22117 | 0.22117 | 0.22117 | [11 empty] | WM Renewable Energy LLC | 100 | Waste Management Inc | 100
biomass | Eagle Valley (MI) | 57405_G_GEN1 | 57405 | G | GEN1 |  | Landfill Gas |  | MIS_LMI | Michigan | 26 | Oakland | 125 | 26125 | 1.6 | 13500 | 2011 | 9999 |  |  | N | Landfill Gas | [13 empty] | 0.23231 | 0.23231 | 0.23231 | 0.23231 | [11 empty] | WM Renewable Energy LLC | 100 | Waste Management Inc | 100
biomass | Eagle Valley (MI) | 57405_G_GEN2 | 57405 | G | GEN2 |  | Landfill Gas |  | MIS_LMI | Michigan | 26 | Oakland | 125 | 26125 | 1.6 | 13500 | 2011 | 9999 |  |  | N | Landfill Gas | [13 empty] | 0.23231 | 0.23231 | 0.23231 | 0.23231 | [11 empty] | WM Renewable Energy LLC | 100 | Waste Management Inc | 100
biomass | Prairie View IL | 57406_G_GEN1 | 57406 | G | GEN1 |  | Landfill Gas |  | PJM_COMD | Illinois | 17 | Will | 197 | 17197 | 1.6 | 13500 | 2011 | 9999 |  |  | N | Landfill Gas | [13 empty] | 0.22117 | 0.22117 | 0.22117 | 0.22117 | [11 empty] | Will County (IL) | 100 | Will County (IL) | 100
biomass | Prairie View IL | 57406_G_GEN2 | 57406 | G | GEN2 |  | Landfill Gas |  | PJM_COMD | Illinois | 17 | Will | 197 | 17197 | 1.6 | 13500 | 2011 | 9999 |  |  | N | Landfill Gas | [13 empty] | 0.22117 | 0.22117 | 0.22117 | 0.22117 | [11 empty] | Will County (IL) | 100 | Will County (IL) | 100
biomass | Prairie View IL | 57406_G_GEN3 | 57406 | G | GEN3 |  | Landfill Gas |  | PJM_COMD | Illinois | 17 | Will | 197 | 17197 | 1.6 | 13500 | 2011 | 9999 |  |  | N | Landfill Gas | [13 empty] | 0.22117 | 0.22117 | 0.22117 | 0.22117 | [11 empty] | Will County (IL) | 100 | Will County (IL) | 100
biomass | Prairie Bluff | 57408_G_GEN1 | 57408 | G | GEN1 |  | Landfill Gas |  | S_C_TVA | Mississippi | 28 | Chickasaw | 17 | 28017 | 1.6 | 13500 | 2012 | 9999 |  |  | N | Landfill Gas | [13 empty] | 0.22117 | 0.22117 | 0.22117 | 0.22117 | [11 empty] | WM Renewable Energy LLC | 100 | Waste Management Inc | 100
biomass | West Camden | 57409_G_GEN1 | 57409 | G | GEN1 |  | Landfill Gas |  | S_C_TVA | Tennessee | 47 | Benton | 5 | 47005 | 1.6 | 13500 | 2012 | 9999 |  |  | N | Landfill Gas | [13 empty] | 0.22117 | 0.22117 | 0.22117 | 0.22117 | [11 empty] | WM Renewable Energy LLC | 100 | Waste Management Inc | 100
biomass | West Camden | 57409_G_GEN2 | 57409 | G | GEN2 |  | Landfill Gas |  | S_C_TVA | Tennessee | 47 | Benton | 5 | 47005 | 1.6 | 13500 | 2012 | 9999 |  |  | N | Landfill Gas | [13 empty] | 0.22117 | 0.22117 | 0.22117 | 0.22117 | [11 empty] | WM Renewable Energy LLC | 100 | Waste Management Inc | 100
biomass | West Camden | 57409_G_GEN3 | 57409 | G | GEN3 |  | Landfill Gas |  | S_C_TVA | Tennessee | 47 | Benton | 5 | 47005 | 1.6 | 13500 | 2012 | 9999 |  |  | N | Landfill Gas | [13 empty] | 0.22117 | 0.22117 | 0.22117 | 0.22117 | [11 empty] | WM Renewable Energy LLC | 100 | Waste Management Inc | 100
biomass | Geneva | 57410_G_GEN1 | 57410 | G | GEN1 |  | Landfill Gas |  | PJM_ATSI | Ohio | 39 | Ashtabula | 7 | 39007 | 0.8 | 13500 | 2013 | 9999 |  |  | N | Landfill Gas | [13 empty] | 0.06394 | 0.06394 | 0.06394 | 0.06394 | [11 empty] | WM Renewable Energy LLC | 100 | Waste Management Inc | 100
biomass | Geneva | 57410_G_GEN2 | 57410 | G | GEN2 |  | Landfill Gas |  | PJM_ATSI | Ohio | 39 | Ashtabula | 7 | 39007 | 0.8 | 13500 | 2013 | 9999 |  |  | N | Landfill Gas | [13 empty] | 0.17375 | 0.17375 | 0.17375 | 0.17375 | [11 empty] | WM Renewable Energy LLC | 100 | Waste Management Inc | 100
biomass | Geneva | 57410_G_GEN3 | 57410 | G | GEN3 |  | Landfill Gas |  | PJM_ATSI | Ohio | 39 | Ashtabula | 7 | 39007 | 0.8 | 13500 | 2013 | 9999 |  |  | N | Landfill Gas | [13 empty] | 0.19419 | 0.19419 | 0.19419 | 0.19419 | [11 empty] | WM Renewable Energy LLC | 100 | Waste Management Inc | 100
biomass | Geneva | 57410_G_GEN4 | 57410 | G | GEN4 |  | Landfill Gas |  | PJM_ATSI | Ohio | 39 | Ashtabula | 7 | 39007 | 0.8 | 13500 | 2013 | 9999 |  |  | N | Landfill Gas | [13 empty] | 0.16143 | 0.16143 | 0.16143 | 0.16143 | [11 empty] | WM Renewable Energy LLC | 100 | Waste Management Inc | 100
biomass | Geneva | 57410_G_GEN5 | 57410 | G | GEN5 |  | Landfill Gas |  | PJM_ATSI | Ohio | 39 | Ashtabula | 7 | 39007 | 0.8 | 13500 | 2013 | 9999 |  |  | N | Landfill Gas | [13 empty] | 0.08858 | 0.08858 | 0.08858 | 0.08858 | [11 empty] | WM Renewable Energy LLC | 100 | Waste Management Inc | 100
biomass | Mahoning | 57411_G_GEN1 | 57411 | G | GEN1 |  | Landfill Gas |  | PJM_ATSI | Ohio | 39 | Mahoning | 99 | 39099 | 0.8 | 13500 | 2013 | 9999 |  |  | N | Landfill Gas | [13 empty] | 0.22117 | 0.22117 | 0.22117 | 0.22117 | [11 empty] | WM Renewable Energy LLC | 100 | Waste Management Inc | 100
biomass | Mahoning | 57411_G_GEN2 | 57411 | G | GEN2 |  | Landfill Gas |  | PJM_ATSI | Ohio | 39 | Mahoning | 99 | 39099 | 0.8 | 13500 | 2013 | 9999 |  |  | N | Landfill Gas | [13 empty] | 0.22117 | 0.22117 | 0.22117 | 0.22117 | [11 empty] | WM Renewable Energy LLC | 100 | Waste Management Inc | 100
biomass | Mahoning | 57411_G_GEN3 | 57411 | G | GEN3 |  | Landfill Gas |  | PJM_ATSI | Ohio | 39 | Mahoning | 99 | 39099 | 0.8 | 13500 | 2013 | 9999 |  |  | N | Landfill Gas | [13 empty] | 0.22117 | 0.22117 | 0.22117 | 0.22117 | [11 empty] | WM Renewable Energy LLC | 100 | Waste Management Inc | 100
biomass | Mahoning | 57411_G_GEN4 | 57411 | G | GEN4 |  | Landfill Gas |  | PJM_ATSI | Ohio | 39 | Mahoning | 99 | 39099 | 0.8 | 13500 | 2013 | 9999 |  |  | N | Landfill Gas | [13 empty] | 0.22117 | 0.22117 | 0.22117 | 0.22117 | [11 empty] | WM Renewable Energy LLC | 100 | Waste Management Inc | 100
biomass | Mahoning | 57411_G_GEN5 | 57411 | G | GEN5 |  | Landfill Gas |  | PJM_ATSI | Ohio | 39 | Mahoning | 99 | 39099 | 0.8 | 13500 | 2013 | 9999 |  |  | N | Landfill Gas | [13 empty] | 0.22117 | 0.22117 | 0.22117 | 0.22117 | [11 empty] | WM Renewable Energy LLC | 100 | Waste Management Inc | 100
solar pv | Knouse Solar Project 1 | 57412_G_1 | 57412 | G | 1 |  | Solar PV |  | PJM_WMAC | Pennsylvania | 42 | Cumberland | 41 | 42041 | 2.8 | 0 | 2010 | 9999 |  |  | N | Solar | [13 empty] | 0 | 0 | 0 | 0 | [11 empty] | Knouse Foods Inc | 100 | Knouse Foods Inc | 100
onshore wind | Notus Wind 1 | 57414_G_1 | 57414 | G | 1 |  | Onshore Wind |  | NENGREST | Massachusetts | 25 | Barnstable | 1 | 25001 | 1.7 | 0 | 2010 | 9999 |  |  | N | Wind | [13 empty] | 0 | 0 | 0 | 0 | [11 empty] | Notus Clean Energy | 100 | Notus Clean Energy | 100
onshore wind | Sherbino II | 57415_G_1 | 57415 | G | 1 |  | Onshore Wind |  | ERC_WEST | Texas | 48 | Pecos | 371 | 48371 | 145 | 0 | 2011 | 9999 |  |  | N | Wind | [13 empty] | 0 | 0 | 0 | 0 | [11 empty] | Sherbino II Wind Farm LLC | 100 | BP plc | 100
onshore wind | Elk Wind Farm | 57417_G_NORD | 57417 | G | NORD |  | Onshore Wind |  | MIS_IA | Iowa | 19 | Delaware | 55 | 19055 | 40.8 | 0 | 2011 | 9999 |  |  | N | Wind | [13 empty] | 0 | 0 | 0 | 0 | [11 empty] | Elk Wind Energy LLC | 100 | Greenbacker Renewable Energy Corp | 100
onshore wind | Gratiot Wind Park | 57421_G_1 | 57421 | G | 1 |  | Onshore Wind |  | MIS_LMI | Michigan | 26 | Gratiot | 57 | 26057 | 102 | 0 | 2011 | 9999 |  |  | N | Wind | [13 empty] | 0 | 0 | 0 | 0 | [11 empty] | Gratiot County Wind II LLC | 100 | Invenergy LLC | 100
solar pv | Yolo County Solar Project | 57422_G_1 | 57422 | G | 1 |  | Solar PV |  | WEC_CALN | California | 6 | Yolo | 113 | 06113 | 1 | 0 | 2010 | 9999 |  |  | N | Solar | [13 empty] | 0 | 0 | 0 | 0 | [11 empty] | Yolo County CA | 100 | Yolo County CA | 100
onshore wind | Buffalo Ridge II LLC | 57424_G_1 | 57424 | G | 1 |  | Onshore Wind |  | MIS_MNWI | South Dakota | 46 | Brookings | 11 | 46011 | 210 | 0 | 2010 | 9999 |  |  | N | Wind | [13 empty] | 0 | 0 | 0 | 0 | [11 empty] | Buffalo Ridge II LLC | 100 | Iberdrola SA | 100
onshore wind | Ryegrass Windfarm | 57427_G_1 | 57427 | G | 1 |  | Onshore Wind |  | WECC_ID | Idaho | 16 | Elmore | 39 | 16039 | 23 | 0 | 2012 | 9999 |  |  | N | Wind | [13 empty] | 0 | 0 | 0 | 0 | [11 empty] | Ryegrass Windfarm LLC | 100 | Terna SpA | 100
onshore wind | Hammett Hill Windfarm | 57428_G_1 | 57428 | G | 1 |  | Onshore Wind |  | WECC_ID | Idaho | 16 | Elmore | 39 | 16039 | 23 | 0 | 2012 | 9999 |  |  | N | Wind | [13 empty] | 0 | 0 | 0 | 0 | [11 empty] | Hammett Hills Windfarm LLC | 100 | Terna SpA | 100
onshore wind | Mainline Windfarm | 57429_G_1 | 57429 | G | 1 |  | Onshore Wind |  | WECC_ID | Idaho | 16 | Elmore | 39 | 16039 | 23 | 0 | 2012 | 9999 |  |  | N | Wind | [13 empty] | 0 | 0 | 0 | 0 | [11 empty] | Mainline Windfarm LLC | 100 | Terna SpA | 100
onshore wind | Desert Meadow Windfarm | 57430_G_1 | 57430 | G | 1 |  | Onshore Wind |  | WECC_ID | Idaho | 16 | Elmore | 39 | 16039 | 23 | 0 | 2012 | 9999 |  |  | N | Wind | [13 empty] | 0 | 0 | 0 | 0 | [11 empty] | Mountain Air Projects LLC | 100 | Terna SpA | 100
onshore wind | Cold Springs Windfarm | 57431_G_1 | 57431 | G | 1 |  | Onshore Wind |  | WECC_ID | Idaho | 16 | Elmore | 39 | 16039 | 23 | 0 | 2012 | 9999 |  |  | N | Wind | [13 empty] | 0 | 0 | 0 | 0 | [11 empty] | Cold Springs Windfarm LLC | 100 | Terna SpA | 100
onshore wind | Oak Glen Wind Farm | 57432_G_1 | 57432 | G | 1 |  | Onshore Wind |  | MIS_MNWI | Minnesota | 27 | Steele | 147 | 27147 | 44 | 0 | 2011 | 9999 |  |  | N | Wind | [13 empty] | 0 | 0 | 0 | 0 | [11 empty] | Oak Glen Wind Farm LLC | 100 | Minnesota Municipal Power Agency | 100
onshore wind | Valley View Transmission LLC | 57434_G_VVT | 57434 | G | VVT |  | Onshore Wind |  | MIS_MNWI | Minnesota | 27 | Murray | 101 | 27101 | 10 | 0 | 2011 | 9999 |  |  | N | Wind | [13 empty] | 0 | 0 | 0 | 0 | [11 empty] | Valley View Transmission LLC | 100 | Valley View Transmission LLC | 100
solar pv | Solar Star North Carolina II LLC | 57435_G_1 | 57435 | G | 1 |  | Solar PV |  | PJM_Dom | North Carolina | 37 | Hertford | 91 | 37091 | 1 | 0 | 2011 | 9999 |  |  | N | Solar | [13 empty] | 0 | 0 | 0 | 0 | [11 empty] | Solar Star North Carolina II LLC | 100 | Duke Energy Corp | 100
solar pv | Solar Star North Carolina II LLC | 57435_G_2 | 57435 | G | 2 |  | Solar PV |  | PJM_Dom | North Carolina | 37 | Hertford | 91 | 37091 | 1 | 0 | 2011 | 9999 |  |  | N | Solar | [13 empty] | 0 | 0 | 0 | 0 | [11 empty] | Solar Star North Carolina II LLC | 100 | Duke Energy Corp | 100
solar pv | Solar Star North Carolina II LLC | 57435_G_3 | 57435 | G | 3 |  | Solar PV |  | PJM_Dom | North Carolina | 37 | Hertford | 91 | 37091 | 1 | 0 | 2011 | 9999 |  |  | N | Solar | [13 empty] | 0 | 0 | 0 | 0 | [11 empty] | Solar Star North Carolina II LLC | 100 | Duke Energy Corp | 100
solar pv | Solar Star North Carolina II LLC | 57435_G_4 | 57435 | G | 4 |  | Solar PV |  | PJM_Dom | North Carolina | 37 | Hertford | 91 | 37091 | 1 | 0 | 2011 | 9999 |  |  | N | Solar | [13 empty] | 0 | 0 | 0 | 0 | [11 empty] | Solar Star North Carolina II LLC | 100 | Duke Energy Corp | 100
solar pv | Solar Star North Carolina II LLC | 57435_G_5 | 57435 | G | 5 |  | Solar PV |  | PJM_Dom | North Carolina | 37 | Hertford | 91 | 37091 | 1 | 0 | 2011 | 9999 |  |  | N | Solar | [13 empty] | 0 | 0 | 0 | 0 | [11 empty] | Solar Star North Carolina II LLC | 100 | Duke Energy Corp | 100
biomass | Davidson Gas Producers LLC | 57436_G_1 | 57436 | G | 1 |  | Landfill Gas |  | S_VACA | North Carolina | 37 | Davidson | 57 | 37057 | 1.6 | 13500 | 2010 | 9999 |  |  | N | Landfill Gas | [13 empty] | 0.08946 | 0.08946 | 0.08946 | 0.08946 | [11 empty] | DTE Biomass Energy Inc | 100 | DTE Energy Co | 100
hydro | Juniper Ridge Hydroelectric Project | 57437_G_21-01 | 57437 | G | 21-01 |  | Hydro |  | WECC_PNW | Oregon | 41 | Deschutes | 17 | 41017 | 3.3 | 0 | 2010 | 9999 |  |  | N | Hydro | [13 empty] | 0 | 0 | 0 | 0 | [11 empty] | Central Oregon Irrigation District | 100 | Central Oregon Irrigation District | 100
solar pv | Solar Park Gainesville, LLC | 57438_G_1 | 57438 | G | 1 |  | Solar PV |  | FRCC | Florida | 12 | Alachua | 1 | 12001 | 1.6 | 0 | 2011 | 9999 |  |  | N | Solar | [13 empty] | 0 | 0 | 0 | 0 | [11 empty] | Sybac Solar LLC | 100 | Sybac | 100
solar pv | California Valley Solar Ranch | 57439_G_HPR2A | 57439 | G | HPR2A |  | Solar PV |  | WEC_CALN | California | 6 | San Luis Obispo | 79 | 06079 | 21 | 0 | 2012 | 9999 |  |  | N | Solar | [13 empty] | 0 | 0 | 0 | 0 | [11 empty] | High Plains Ranch II LLC | 100 | Global Infrastructure Partners | 100
solar pv | California Valley Solar Ranch | 57439_G_HPR2 | 57439 | G | HPR2 |  | Solar PV |  | WEC_CALN | California | 6 | San Luis Obispo | 79 | 06079 | 32.3 | 0 | 2013 | 9999 |  |  | N | Solar | [13 empty] | 0 | 0 | 0 | 0 | [11 empty] | High Plains Ranch II LLC | 100 | Global Infrastructure Partners | 100
solar pv | California Valley Solar Ranch | 57439_G_HPR2B | 57439 | G | HPR2B |  | Solar PV |  | WEC_CALN | California | 6 | San Luis Obispo | 79 | 06079 | 86.5 | 0 | 2013 | 9999 |  |  | N | Solar | [13 empty] | 0 | 0 | 0 | 0 | [11 empty] | High Plains Ranch II LLC | 100 | Global Infrastructure Partners | 100
solar pv | California Valley Solar Ranch | 57439_G_HPR2C | 57439 | G | HPR2C |  | Solar PV |  | WEC_CALN | California | 6 | San Luis Obispo | 79 | 06079 | 70 | 0 | 2013 | 9999 |  |  | N | Solar | [13 empty] | 0 | 0 | 0 | 0 | [11 empty] | High Plains Ranch III LLC | 100 | NRG Energy Inc | 100
solar pv | California Valley Solar Ranch | 57439_G_HPR2D | 57439 | G | HPR2D |  | Solar PV |  | WEC_CALN | California | 6 | San Luis Obispo | 79 | 06079 | 40 | 0 | 2013 | 9999 |  |  | N | Solar | [13 empty] | 0 | 0 | 0 | 0 | [11 empty] | High Plains Ranch II LLC | 100 | Global Infrastructure Partners | 100
solar pv | Solar Photovoltaic Project #42 | 57441_G_S42A | 57441 | G | S42A |  | Solar PV |  | WECC_SCE | California | 6 | Tulare | 107 | 06107 | 0.5 | 0 | 2012 | 9999 |  |  | N | Solar | [13 empty] | 0 | 0 | 0 | 0 | [11 empty] | Southern California Edison Co | 100 | Edison International | 100
solar pv | Solar Photovoltaic Project #42 | 57441_G_S42B | 57441 | G | S42B |  | Solar PV |  | WECC_SCE | California | 6 | Tulare | 107 | 06107 | 0.5 | 0 | 2012 | 9999 |  |  | N | Solar | [13 empty] | 0 | 0 | 0 | 0 | [11 empty] | Southern California Edison Co | 100 | Edison International | 100
solar pv | Solar Photovoltaic Project #42 | 57441_G_S42C | 57441 | G | S42C |  | Solar PV |  | WECC_SCE | California | 6 | Tulare | 107 | 06107 | 0.5 | 0 | 2012 | 9999 |  |  | N | Solar | [13 empty] | 0 | 0 | 0 | 0 | [11 empty] | Southern California Edison Co | 100 | Edison International | 100
solar pv | Solar Photovoltaic Project #42 | 57441_G_S42D | 57441 | G | S42D |  | Solar PV |  | WECC_SCE | California | 6 | Tulare | 107 | 06107 | 0.5 | 0 | 2012 | 9999 |  |  | N | Solar | [13 empty] | 0 | 0 | 0 | 0 | [11 empty] | Southern California Edison Co | 100 | Edison International | 100
solar pv | Solar Photovoltaic Project #42 | 57441_G_S42E | 57441 | G | S42E |  | Solar PV |  | WECC_SCE | California | 6 | Tulare | 107 | 06107 | 0.5 | 0 | 2012 | 9999 |  |  | N | Solar | [13 empty] | 0 | 0 | 0 | 0 | [11 empty] | Southern California Edison Co | 100 | Edison International | 100
solar pv | Solar Photovoltaic Project #42 | 57441_G_S42F | 57441 | G | S42F |  | Solar PV |  | WECC_SCE | California | 6 | Tulare | 107 | 06107 | 0.5 | 0 | 2012 | 9999 |  |  | N | Solar | [13 empty] | 0 | 0 | 0 | 0 | [11 empty] | Southern California Edison Co | 100 | Edison International | 100
solar pv | Solar Photovoltaic Project #42 | 57441_G_S42G | 57441 | G | S42G |  | Solar PV |  | WECC_SCE | California | 6 | Tulare | 107 | 06107 | 0.5 | 0 | 2012 | 9999 |  |  | N | Solar | [13 empty] | 0 | 0 | 0 | 0 | [11 empty] | Southern California Edison Co | 100 | Edison International | 100
solar pv | Solar Photovoltaic Project #42 | 57441_G_S42H | 57441 | G | S42H |  | Solar PV |  | WECC_SCE | California | 6 | Tulare | 107 | 06107 | 0.5 | 0 | 2012 | 9999 |  |  | N | Solar | [13 empty] | 0 | 0 | 0 | 0 | [11 empty] | Southern California Edison Co | 100 | Edison International | 100
solar pv | Solar Photovoltaic Project #42 | 57441_G_S42I | 57441 | G | S42I |  | Solar PV |  | WECC_SCE | California | 6 | Tulare | 107 | 06107 | 0.5 | 0 | 2012 | 9999 |  |  | N | Solar | [13 empty] | 0 | 0 | 0 | 0 | [11 empty] | Southern California Edison Co | 100 | Edison International | 100
solar pv | Solar Photovoltaic Project #42 | 57441_G_S42J | 57441 | G | S42J |  | Solar PV |  | WECC_SCE | California | 6 | Tulare | 107 | 06107 | 0.5 | 0 | 2012 | 9999 |  |  | N | Solar | [13 empty] | 0 | 0 | 0 | 0 | [11 empty] | Southern California Edison Co | 100 | Edison International | 100
solar pv | Silver State Solar Power North | 57442_G_56188 | 57442 | G | 56188 |  | Solar PV |  | WECC_SNV | Nevada | 32 | Clark | 3 | 32003 | 50 | 0 | 2012 | 9999 |  |  | N | Solar | [13 empty] | 0 | 0 | 0 | 0 | [11 empty] | Silver State Solar Power North LLC | 100 | Enbridge Energy Partners LP | 100
biomass | Pine Tree Acres WM LFGTE | 57443_G_GEN1 | 57443 | G | GEN1 |  | Landfill Gas |  | MIS_LMI | Michigan | 26 | Macomb | 99 | 26099 | 1.6 | 13500 | 2012 | 9999 |  |  | N | Landfill Gas | [13 empty] | 0.1058 | 0.1058 | 0.1058 | 0.1058 | [11 empty] | WM Renewable Energy LLC | 100 | Waste Management Inc | 100
biomass | Pine Tree Acres WM LFGTE | 57443_G_GEN2 | 57443 | G | GEN2 |  | Landfill Gas |  | MIS_LMI | Michigan | 26 | Macomb | 99 | 26099 | 1.6 | 13500 | 2012 | 9999 |  |  | N | Landfill Gas | [13 empty] | 0.1058 | 0.1058 | 0.1058 | 0.1058 | [11 empty] | WM Renewable Energy LLC | 100 | Waste Management Inc | 100
biomass | Pine Tree Acres WM LFGTE | 57443_G_GEN3 | 57443 | G | GEN3 |  | Landfill Gas |  | MIS_LMI | Michigan | 26 | Macomb | 99 | 26099 | 1.6 | 13500 | 2012 | 9999 |  |  | N | Landfill Gas | [13 empty] | 0.1058 | 0.1058 | 0.1058 | 0.1058 | [11 empty] | WM Renewable Energy LLC | 100 | Waste Management Inc | 100
biomass | Pine Tree Acres WM LFGTE | 57443_G_GEN4 | 57443 | G | GEN4 |  | Landfill Gas |  | MIS_LMI | Michigan | 26 | Macomb | 99 | 26099 | 1.6 | 13500 | 2012 | 9999 |  |  | N | Landfill Gas | [13 empty] | 0.1058 | 0.1058 | 0.1058 | 0.1058 | [11 empty] | WM Renewable Energy LLC | 100 | Waste Management Inc | 100
biomass | Pine Tree Acres WM LFGTE | 57443_G_GEN5 | 57443 | G | GEN5 |  | Landfill Gas |  | MIS_LMI | Michigan | 26 | Macomb | 99 | 26099 | 1.6 | 13500 | 2012 | 9999 |  |  | N | Landfill Gas | [13 empty] | 0.1058 | 0.1058 | 0.1058 | 0.1058 | [11 empty] | WM Renewable Energy LLC | 100 | Waste Management Inc | 100
biomass | Pine Tree Acres WM LFGTE | 57443_G_GEN6 | 57443 | G | GEN6 |  | Landfill Gas |  | MIS_LMI | Michigan | 26 | Macomb | 99 | 26099 | 1.6 | 13500 | 2012 | 9999 |  |  | N | Landfill Gas | [13 empty] | 0.1058 | 0.1058 | 0.1058 | 0.1058 | [11 empty] | WM Renewable Energy LLC | 100 | Waste Management Inc | 100
biomass | Pine Tree Acres WM LFGTE | 57443_G_GEN7 | 57443 | G | GEN7 |  | Landfill Gas |  | MIS_LMI | Michigan | 26 | Macomb | 99 | 26099 | 1.6 | 13500 | 2012 | 9999 |  |  | N | Landfill Gas | [13 empty] | 0.1058 | 0.1058 | 0.1058 | 0.1058 | [11 empty] | WM Renewable Energy LLC | 100 | Waste Management Inc | 100
biomass | Pine Tree Acres WM LFGTE | 57443_G_GEN8 | 57443 | G | GEN8 |  | Landfill Gas |  | MIS_LMI | Michigan | 26 | Macomb | 99 | 26099 | 1.6 | 13500 | 2012 | 9999 |  |  | N | Landfill Gas | [13 empty] | 0.1058 | 0.1058 | 0.1058 | 0.1058 | [11 empty] | WM Renewable Energy LLC | 100 | Waste Management Inc | 100
onshore wind | Two Ponds Windfarm | 57444_G_1 | 57444 | G | 1 |  | Onshore Wind |  | WECC_ID | Idaho | 16 | Elmore | 39 | 16039 | 23 | 0 | 2012 | 9999 |  |  | N | Wind | [13 empty] | 0 | 0 | 0 | 0 | [11 empty] | Two Ponds Windfarm LLC | 100 | Terna SpA | 100
geothermal | McGinness Hills | 57446_G_1 | 57446 | G | 1 |  | Geothermal |  | WECC_NNV | Nevada | 32 | Lander | 15 | 32015 | 13.3 | 9771 | 2012 | 9999 |  |  | N | Geothermal | [13 empty] | 0 | 0 | 0 | 0 | 0.4563 | 0.4563 | 0.4563 | [8 empty] | ORNI 39 LLC | 100 | Ormat Technologies Inc | 100
geothermal | McGinness Hills | 57446_G_2 | 57446 | G | 2 |  | Geothermal |  | WECC_NNV | Nevada | 32 | Lander | 15 | 32015 | 13.3 | 9771 | 2012 | 9999 |  |  | N | Geothermal | [13 empty] | 0 | 0 | 0 | 0 | 0.4563 | 0.4563 | 0.4563 | [8 empty] | ORNI 39 LLC | 100 | Ormat Technologies Inc | 100
geothermal | McGinness Hills | 57446_G_3 | 57446 | G | 3 |  | Geothermal |  | WECC_NNV | Nevada | 32 | Lander | 15 | 32015 | 8 | 9771 | 2012 | 9999 |  |  | N | Geothermal | [13 empty] | 0 | 0 | 0 | 0 | 0.4563 | 0.4563 | 0.4563 | [8 empty] | ORNI 39 LLC | 100 | Ormat Technologies Inc | 100
geothermal | McGinness Hills | 57446_G_OEC21 | 57446 | G | OEC21 |  | Geothermal |  | WECC_NNV | Nevada | 32 | Lander | 15 | 32015 | 12 | 9771 | 2015 | 9999 |  |  | N | Geothermal | [13 empty] | 0 | 0 | 0 | 0 | 0.4563 | 0.4563 | 0.4563 | [8 empty] | ORNI 41 LLC | 100 | Ormat Technologies Inc | 100
geothermal | McGinness Hills | 57446_G_OEC22 | 57446 | G | OEC22 |  | Geothermal |  | WECC_NNV | Nevada | 32 | Lander | 15 | 32015 | 12 | 9771 | 2015 | 9999 |  |  | N | Geothermal | [13 empty] | 0 | 0 | 0 | 0 | 0.4563 | 0.4563 | 0.4563 | [8 empty] | ORNI 41 LLC | 100 | Ormat Technologies Inc | 100
geothermal | McGinness Hills | 57446_G_OEC23 | 57446 | G | OEC23 |  | Geothermal |  | WECC_NNV | Nevada | 32 | Lander | 15 | 32015 | 8 | 9771 | 2015 | 9999 |  |  | N | Geothermal | [13 empty] | 0 | 0 | 0 | 0 | 0.4563 | 0.4563 | 0.4563 | [8 empty] | ORNI 41 LLC | 100 | Ormat Technologies Inc | 100
onshore wind | Laurel Mountain Hybrid | 57447_G_1 | 57447 | G | 1 |  | Onshore Wind |  | PJM_AP | West Virginia | 54 | Barbour | 1 | 54001 | 97.6 | 0 | 2011 | 9999 |  |  | N | Wind | [13 empty] | 0 | 0 | 0 | 0 | [11 empty] | AES Laurel Mountain LLC | 100 | Alberta Investment Management Corp | 100
0 | Laurel Mountain Hybrid | 57447_G_2 | 57447 | G | 2 |  | Energy Storage |  | PJM_AP | West Virginia | 54 | Barbour | 1 | 54001 | 16 | 0 | 2011 | 9999 |  |  | N | Energy Storage | [13 empty] | 0 | 0 | 0 | 0 | [11 empty] | AES Laurel Mountain LLC | 100 | Alberta Investment Management Corp | 100
solar pv | Pilesgrove | 57448_G_PILE | 57448 | G | PILE |  | Solar PV |  | PJM_EMAC | New Jersey | 34 | Salem | 33 | 34033 | 17.7 | 0 | 2011 | 9999 |  |  | N | Solar | [13 empty] | 0 | 0 | 0 | 0 | [11 empty] | Pilesgrove Solar LLC | 100 | Consolidated Edison Inc | 100
onshore wind | Blue Creek Wind Project | 57449_G_1 | 57449 | G | 1 |  | Onshore Wind |  | PJM_West | Ohio | 39 | Van Wert | 161 | 39161 | 302 | 0 | 2011 | 9999 |  |  | N | Wind | [13 empty] | 0 | 0 | 0 | 0 | [11 empty] | Blue Creek Wind Farm LLC | 100 | Iberdrola SA | 100
geothermal | Tuscarora Geothermal Power Plant | 57451_G_G9200 | 57451 | G | G9200 |  | Geothermal |  | WECC_NNV | Nevada | 32 | Elko | 7 | 32007 | 10.7 | 9771 | 2012 | 9999 |  |  | N | Geothermal | [13 empty] | 0 | 0 | 0 | 0 | 0.4563 | 0.4563 | 0.4563 | [8 empty] | ORNI 42 LLC | 100 | Ormat Technologies Inc | 100
geothermal | Tuscarora Geothermal Power Plant | 57451_G_G9250 | 57451 | G | G9250 |  | Geothermal |  | WECC_NNV | Nevada | 32 | Elko | 7 | 32007 | 10.7 | 9771 | 2012 | 9999 |  |  | N | Geothermal | [13 empty] | 0 | 0 | 0 | 0 | 0.4563 | 0.4563 | 0.4563 | [8 empty] | ORNI 42 LLC | 100 | Ormat Technologies Inc | 100
solar pv | NRG Solar Borrego I | 57455_G_SB1 | 57455 | G | SB1 |  | Solar PV |  | WEC_SDGE | California | 6 | San Diego | 73 | 06073 | 26 | 0 | 2013 | 9999 |  |  | N | Solar | [13 empty] | 0 | 0 | 0 | 0 | [11 empty] | Solar Borrego I LLC | 100 | Global Infrastructure Partners | 100
geothermal | San Emidio | 57456_G_SE-U1 | 57456 | G | SE-U1 |  | Geothermal |  | WECC_NNV | Nevada | 32 | Washoe | 31 | 32031 | 6 | 9771 | 2012 | 9999 |  |  | N | Geothermal | [13 empty] | 0 | 0 | 0 | 0 | 0.4563 | 0.4563 | 0.4563 | [8 empty] | Gerlach Geothermal LLC | 100 | US Geothermal Inc | 100
biomass | Seneca Sustainable Energy LLC | 57457_B_1 | 57457 | B | 1 |  | Biomass |  | WECC_PNW | Oregon | 41 | Lane | 39 | 41039 | 19.8 | 15307 | 2011 | 9999 |  |  | N | Biomass |  |  |  | FR + NH3 | SNCR |  |  | ESPH | No |  |  |  |  | 0.22567 | 0.16926 | 0.22567 | 0.16926 | [11 empty] | Seneca Sustainable Energy LLC | 100 | Seneca Sawmill | 100
solar pv | 145 Talmadge Solar | 57458_G_1 | 57458 | G | 1 |  | Solar PV |  | PJM_EMAC | New Jersey | 34 | Middlesex | 23 | 34023 | 3.8 | 0 | 2011 | 9999 |  |  | N | Solar | [13 empty] | 0 | 0 | 0 | 0 | [11 empty] | Avidan Energy Solutions | 100 | Avidan Management LLC | 100
onshore wind | Mountain View IV | 57459_G_1 | 57459 | G | 1 |  | Onshore Wind |  | WECC_SCE | California | 6 | Riverside | 65 | 06065 | 49 | 0 | 2012 | 9999 |  |  | N | Wind | [13 empty] | 0 | 0 | 0 | 0 | [11 empty] | Mountain View Power Partners IV LLC | 100 | AES Corp (The) | 100
solar pv | Martins Creek Solar NC, LLC | 57461_G_1 | 57461 | G | 1 |  | Solar PV |  | S_C_TVA | North Carolina | 37 | Cherokee | 39 | 37039 | 0.9 | 0 | 2011 | 9999 |  |  | N | Solar | [13 empty] | 0 | 0 | 0 | 0 | [11 empty] | Martins Creek Solar NC LLC | 100 | Duke Energy Corp | 100
solar pv | Napoleon Solar I | 57462_G_1 | 57462 | G | 1 |  | Solar PV |  | PJM_ATSI | Ohio | 39 | Henry | 69 | 39069 | 8 | 0 | 2011 | 9999 |  |  | N | Solar | [13 empty] | 0 | 0 | 0 | 0 | [11 empty] | Enfinity BNB Napoleon Solar LLC | 100 | BNB Renewable Energy Holdings | 100
onshore wind | Bishop Hill Energy LLC | 57463_G_1 | 57463 | G | 1 |  | Onshore Wind |  | MIS_MIDA | Illinois | 17 | Henry | 73 | 17073 | 200 | 0 | 2012 | 9999 |  |  | N | Wind | [13 empty] | 0 | 0 | 0 | 0 | [11 empty] | Bishop Hill Energy LLC | 100 | WEC Energy Group Inc | 100
solar pv | Romark PA Solar | 57465_G_1 | 57465 | G | 1 |  | Solar PV |  | PJM_WMAC | Pennsylvania | 42 | Luzerne | 79 | 42079 | 1.8 | 0 | 2011 | 9999 |  |  | N | Solar | [13 empty] | 0 | 0 | 0 | 0 | [11 empty] | Romark Logistics | 100 | Romark Logistics | 100
biomass | Blue Ridge Landfill | 57466_G_GEN1 | 57466 | G | GEN1 |  | Landfill Gas |  | PJM_AP | Pennsylvania | 42 | Franklin | 55 | 42055 | 1.6 | 13500 | 2013 | 9999 |  |  | N | Landfill Gas | [13 empty] | 0.22117 | 0.22117 | 0.22117 | 0.22117 | [11 empty] | Blue Ridge Renewable Energy LLC | 100 | Exelon Corp | 100
biomass | Blue Ridge Landfill | 57466_G_GEN2 | 57466 | G | GEN2 |  | Landfill Gas |  | PJM_AP | Pennsylvania | 42 | Franklin | 55 | 42055 | 1.6 | 13500 | 2013 | 9999 |  |  | N | Landfill Gas | [13 empty] | 0.22117 | 0.22117 | 0.22117 | 0.22117 | [11 empty] | Blue Ridge Renewable Energy LLC | 100 | Exelon Corp | 100
biomass | Blue Ridge Landfill | 57466_G_GEN3 | 57466 | G | GEN3 |  | Landfill Gas |  | PJM_AP | Pennsylvania | 42 | Franklin | 55 | 42055 | 1.6 | 13500 | 2013 | 9999 |  |  | N | Landfill Gas | [13 empty] | 0.22117 | 0.22117 | 0.22117 | 0.22117 | [11 empty] | Blue Ridge Renewable Energy LLC | 100 | Exelon Corp | 100
biomass | Blue Ridge Landfill | 57466_G_GEN4 | 57466 | G | GEN4 |  | Landfill Gas |  | PJM_AP | Pennsylvania | 42 | Franklin | 55 | 42055 | 1.6 | 13500 | 2013 | 9999 |  |  | N | Landfill Gas | [13 empty] | 0.22117 | 0.22117 | 0.22117 | 0.22117 | [11 empty] | Blue Ridge Renewable Energy LLC | 100 | Exelon Corp | 100
onshore wind | Crystal Lake 3 LLC | 57468_G_GE1.5 | 57468 | G | GE1.5 |  | Onshore Wind |  | MIS_IA | Iowa | 19 | Winnebago | 189 | 19189 | 66 | 0 | 2009 | 9999 |  |  | N | Wind | [13 empty] | 0 | 0 | 0 | 0 | [11 empty] | Crystal Lake Wind Energy III LLC | 100 | NextEra Energy Inc | 100
onshore wind | Garden Wind LLC | 57469_G_GE1.5 | 57469 | G | GE1.5 |  | Onshore Wind |  | MIS_MIDA | Iowa | 19 | Hardin | 83 | 19083 | 150 | 0 | 2009 | 9999 |  |  | N | Wind | [13 empty] | 0 | 0 | 0 | 0 | [11 empty] | Garden Wind LLC | 100 | NextEra Energy Inc | 100
municipal solid waste | Marlboro Mill | 57470_B_RF-P1 | 57470 | B | RF-P1 | 88372 | Non-Fossil Waste |  | S_VACA | South Carolina | 45 | Marlboro | 69 | 45069 | 17.1 | 18343 | 1990 | 9999 | wall | dry | Y | Non-Fossil Waste | [7 empty] | ESPH | No |  |  |  |  | 0.097045 | 0.097045 | 0.097045 | 0.097045 | [11 empty] | Domtar LLC | 100 | Domtar Corp | 100
municipal solid waste | Marlboro Mill | 57470_B_UA-P2 | 57470 | B | UA-P2 | 88372 | Non-Fossil Waste |  | S_VACA | South Carolina | 45 | Marlboro | 69 | 45069 | 17.1 | 18343 | 1991 | 9999 | wall | dry | Y | Non-Fossil Waste | [7 empty] | ESPH | No |  |  |  |  | 0.097045 | 0.097045 | 0.097045 | 0.097045 | [11 empty] | Domtar LLC | 100 | Domtar Corp | 100
solar pv | Murray Hill Solar | 57471_G_MHNJ | 57471 | G | MHNJ |  | Solar PV |  | PJM_EMAC | New Jersey | 34 | Union | 39 | 34039 | 1 | 0 | 2011 | 9999 |  |  | N | Solar | [13 empty] | 0 | 0 | 0 | 0 | [11 empty] | Consolidated Edison Development Inc | 100 | Consolidated Edison Inc | 100
municipal solid waste | TBE-Montgomery LLC | 57472_G_CTG | 57472 | G | CTG |  | Non-Fossil Waste |  | NY_Z_G-I | New York | 36 | Orange | 71 | 36071 | 11.6 | 13500 | 2021 | 9999 |  |  | N | Non-Fossil Waste | [13 empty] | 0 | 0 | 0 | 0 | [11 empty] | Taylor Biomass Energy Montgomery LLC | 100 | Taylor Holdings Group Ltd | 100
municipal solid waste | TBE-Montgomery LLC | 57472_G_STG | 57472 | G | STG |  | Non-Fossil Waste |  | NY_Z_G-I | New York | 36 | Orange | 71 | 36071 | 7.4 | 13500 | 2021 | 9999 |  |  | N | Non-Fossil Waste | [13 empty] | 0 | 0 | 0 | 0 | [11 empty] | Taylor Biomass Energy Montgomery LLC | 100 | Taylor Holdings Group Ltd | 100
solar pv | Dartmouth Solar | 57473_G_DSMA | 57473 | G | DSMA |  | Solar PV |  | NENGREST | Massachusetts | 25 | Bristol | 5 | 25005 | 1.6 | 0 | 2011 | 9999 |  |  | N | Solar | [13 empty] | 0 | 0 | 0 | 0 | [11 empty] | Consolidated Edison Development Inc | 100 | Consolidated Edison Inc | 100
onshore wind | Ralls Wind Farm | 57474_G_1 | 57474 | G | 1 |  | Onshore Wind |  | ERC_WEST | Texas | 48 | Crosby | 107 | 48107 | 10 | 0 | 2011 | 9999 |  |  | N | Wind | [13 empty] | 0 | 0 | 0 | 0 | [11 empty] | Ralls Wind Farm LLC | 100 | Ralls Corp Inc | 100
geothermal | John L. Featherstone Plant | 57475_G_HRP1 | 57475 | G | HRP1 |  | Geothermal |  | WECC_IID | California | 6 | Imperial | 25 | 06025 | 49.9 | 9771 | 2012 | 9999 |  |  | N | Geothermal | [13 empty] | 0 | 0 | 0 | 0 | 0.4625 | 0.4625 | 0.4625 | [8 empty] | Hudson Ranch Power I LLC | 100 | Char LLC | 100
solar pv | Chittenden County Solar Partners | 57481_G_01 | 57481 | G | 01 |  | Solar PV |  | NENGREST | Vermont | 50 | Chittenden | 7 | 50007 | 2.2 | 0 | 2011 | 9999 |  |  | N | Solar | [13 empty] | 0 | 0 | 0 | 0 | [11 empty] | Chittenden County Solar Partners LLC | 100 | Chittenden County Solar Partners LLC | 100
natural gas peaker | Sentinel Energy Center, LLC | 57482_G_CTG1 | 57482 | G | CTG1 | 90714 | Combustion Turbine |  | WECC_SCE | California | 6 | Riverside | 65 | 06065 | 100 | 10745 | 2013 | 9999 |  |  | N | Natural Gas |  |  |  | H2O | SCR | [8 empty] | 0.0119 | 0.0119 | 0.0119 | 0.0119 | [11 empty] | Sentinel Energy Center LLC | 100 | Mitsubishi Corp | 100
natural gas peaker | Sentinel Energy Center, LLC | 57482_G_CTG2 | 57482 | G | CTG2 | 90715 | Combustion Turbine |  | WECC_SCE | California | 6 | Riverside | 65 | 06065 | 100 | 10745 | 2013 | 9999 |  |  | N | Natural Gas |  |  |  | H2O | SCR | [8 empty] | 0.01184 | 0.01184 | 0.01184 | 0.01184 | [11 empty] | Sentinel Energy Center LLC | 100 | Mitsubishi Corp | 100
natural gas peaker | Sentinel Energy Center, LLC | 57482_G_CTG3 | 57482 | G | CTG3 | 90716 | Combustion Turbine |  | WECC_SCE | California | 6 | Riverside | 65 | 06065 | 100 | 10745 | 2013 | 9999 |  |  | N | Natural Gas |  |  |  | H2O | SCR | [8 empty] | 0.01202 | 0.01202 | 0.01202 | 0.01202 | [11 empty] | Sentinel Energy Center LLC | 100 | Mitsubishi Corp | 100
natural gas peaker | Sentinel Energy Center, LLC | 57482_G_CTG4 | 57482 | G | CTG4 | 90717 | Combustion Turbine |  | WECC_SCE | California | 6 | Riverside | 65 | 06065 | 100 | 10745 | 2013 | 9999 |  |  | N | Natural Gas |  |  |  | H2O | SCR | [8 empty] | 0.01292 | 0.01292 | 0.01292 | 0.01292 | [11 empty] | Sentinel Energy Center LLC | 100 | Mitsubishi Corp | 100
natural gas peaker | Sentinel Energy Center, LLC | 57482_G_CTG5 | 57482 | G | CTG5 | 90718 | Combustion Turbine |  | WECC_SCE | California | 6 | Riverside | 65 | 06065 | 100 | 10745 | 2013 | 9999 |  |  | N | Natural Gas |  |  |  | H2O | SCR | [8 empty] | 0.0132 | 0.0132 | 0.0132 | 0.0132 | [11 empty] | Sentinel Energy Center LLC | 100 | Mitsubishi Corp | 100
natural gas peaker | Sentinel Energy Center, LLC | 57482_G_CTG6 | 57482 | G | CTG6 | 90719 | Combustion Turbine |  | WECC_SCE | California | 6 | Riverside | 65 | 06065 | 100 | 10745 | 2013 | 9999 |  |  | N | Natural Gas |  |  |  | H2O | SCR | [8 empty] | 0.01121 | 0.01121 | 0.01121 | 0.01121 | [11 empty] | Sentinel Energy Center LLC | 100 | Mitsubishi Corp | 100
natural gas peaker | Sentinel Energy Center, LLC | 57482_G_CTG7 | 57482 | G | CTG7 | 90720 | Combustion Turbine |  | WECC_SCE | California | 6 | Riverside | 65 | 06065 | 100 | 10745 | 2013 | 9999 |  |  | N | Natural Gas |  |  |  | H2O | SCR | [8 empty] | 0.01156 | 0.01156 | 0.01156 | 0.01156 | [11 empty] | Sentinel Energy Center LLC | 100 | Mitsubishi Corp | 100
natural gas peaker | Sentinel Energy Center, LLC | 57482_G_CTG8 | 57482 | G | CTG8 | 90721 | Combustion Turbine |  | WECC_SCE | California | 6 | Riverside | 65 | 06065 | 100 | 10745 | 2013 | 9999 |  |  | N | Natural Gas |  |  |  | H2O | SCR | [8 empty] | 0.01332 | 0.01332 | 0.01332 | 0.01332 | [11 empty] | Sentinel Energy Center LLC | 100 | Mitsubishi Corp | 100
natural gas peaker | Mariposa Energy Project | 57483_G_CTG1 | 57483 | G | CTG1 | 90692 | Combustion Turbine |  | WEC_CALN | California | 6 | Alameda | 1 | 06001 | 49.9 | 10838 | 2012 | 9999 |  |  | N | Natural Gas |  |  |  |  | SCR | [8 empty] | 0.01336 | 0.01336 | 0.01336 | 0.01336 | [11 empty] | Mariposa Energy LLC | 100 | Mitsubishi Corp | 100
natural gas peaker | Mariposa Energy Project | 57483_G_CTG2 | 57483 | G | CTG2 | 90693 | Combustion Turbine |  | WEC_CALN | California | 6 | Alameda | 1 | 06001 | 49.9 | 10838 | 2012 | 9999 |  |  | N | Natural Gas |  |  |  |  | SCR | [8 empty] | 0.01408 | 0.01408 | 0.01408 | 0.01408 | [11 empty] | Mariposa Energy LLC | 100 | Mitsubishi Corp | 100
natural gas peaker | Mariposa Energy Project | 57483_G_CTG3 | 57483 | G | CTG3 | 90694 | Combustion Turbine |  | WEC_CALN | California | 6 | Alameda | 1 | 06001 | 49.9 | 10838 | 2012 | 9999 |  |  | N | Natural Gas |  |  |  |  | SCR | [8 empty] | 0.01446 | 0.01446 | 0.01446 | 0.01446 | [11 empty] | Mariposa Energy LLC | 100 | Mitsubishi Corp | 100
natural gas peaker | Mariposa Energy Project | 57483_G_CTG4 | 57483 | G | CTG4 | 90695 | Combustion Turbine |  | WEC_CALN | California | 6 | Alameda | 1 | 06001 | 49.9 | 10838 | 2012 | 9999 |  |  | N | Natural Gas |  |  |  |  | SCR | [8 empty] | 0.01544 | 0.01544 | 0.01544 | 0.01544 | [11 empty] | Mariposa Energy LLC | 100 | Mitsubishi Corp | 100
onshore wind | Manzana Wind LLC | 57484_G_GEN1 | 57484 | G | GEN1 |  | Onshore Wind |  | WECC_SCE | California | 6 | Kern | 29 | 06029 | 189 | 0 | 2012 | 9999 |  |  | N | Wind | [13 empty] | 0 | 0 | 0 | 0 | [11 empty] | Manzana Wind LLC | 100 | Iberdrola SA | 100
solar pv | Flemington Solar | 57485_G_FSNJ | 57485 | G | FSNJ |  | Solar PV |  | PJM_EMAC | New Jersey | 34 | Hunterdon | 19 | 34019 | 7.9 | 0 | 2011 | 9999 |  |  | N | Solar | [13 empty] | 0 | 0 | 0 | 0 | [11 empty] | Flemington Solar LLC | 100 | Consolidated Edison Inc | 100
solar pv | Frenchtown I Solar | 57486_G_F1NJ | 57486 | G | F1NJ |  | Solar PV |  | PJM_EMAC | New Jersey | 34 | Hunterdon | 19 | 34019 | 3 | 0 | 2012 | 9999 |  |  | N | Solar | [13 empty] | 0 | 0 | 0 | 0 | [11 empty] | Frenchtown I Solar LLC | 100 | Consolidated Edison Inc | 100
solar pv | Frenchtown II Solar | 57487_G_F2NJ | 57487 | G | F2NJ |  | Solar PV |  | PJM_EMAC | New Jersey | 34 | Hunterdon | 19 | 34019 | 3 | 0 | 2011 | 9999 |  |  | N | Solar | [13 empty] | 0 | 0 | 0 | 0 | [11 empty] | Frenchtown II Solar LLC | 100 | Consolidated Edison Inc | 100
solar pv | Lebanon Solar | 57488_G_LSNJ | 57488 | G | LSNJ |  | Solar PV |  | PJM_EMAC | New Jersey | 34 | Hunterdon | 19 | 34019 | 2 | 0 | 2011 | 9999 |  |  | N | Solar | [13 empty] | 0 | 0 | 0 | 0 | [11 empty] | Lebanon Solar LLC | 100 | Consolidated Edison Inc | 100
biomass | Oak Grove Power Producers | 57489_G_G1 | 57489 | G | G1 |  | Landfill Gas |  | SPP_N | Kansas | 20 | Crawford | 37 | 20037 | 1.5 | 13500 | 2010 | 9999 |  |  | N | Landfill Gas | [13 empty] | 0.16169 | 0.16169 | 0.16169 | 0.16169 | [11 empty] | Waste Corp of Kansas | 100 | Wca Waste Corp | 100
biomass | Oak Grove Power Producers | 57489_G_G2 | 57489 | G | G2 |  | Landfill Gas |  | SPP_N | Kansas | 20 | Crawford | 37 | 20037 | 1.9 | 13500 | 2013 | 9999 |  |  | N | Landfill Gas | [13 empty] | 0.22117 | 0.22117 | 0.22117 | 0.22117 | [11 empty] | Enerdyne Power Systems Inc | 100 | Wca Waste Corp | 100
solar pv | Imperial Solar Energy Center South | 57490_G_56819 | 57490 | G | 56819 |  | Solar PV |  | WECC_IID | California | 6 | Imperial | 25 | 06025 | 128.9 | 0 | 2013 | 9999 |  |  | N | Solar | [13 empty] | 0 | 0 | 0 | 0 | [11 empty] | CSOLAR IV South LLC | 100 | Capital Dynamics | 100
solar pv | Imperial Solar Energy Center West | 57491_G_56819 | 57491 | G | 56819 |  | Solar PV |  | WECC_IID | California | 6 | Imperial | 25 | 06025 | 148.7 | 0 | 2016 | 9999 |  |  | N | Solar | [13 empty] | 0 | 0 | 0 | 0 | [11 empty] | CSOLAR IV West LLC | 100 | Tenaska Inc | 100
onshore wind | Settlers Trail Wind Farm LLC | 57493_G_STWF | 57493 | G | STWF |  | Onshore Wind |  | MIS_IL | Illinois | 17 | Iroquois | 75 | 17075 | 150.4 | 0 | 2011 | 9999 |  |  | N | Wind | [13 empty] | 0 | 0 | 0 | 0 | [11 empty] | Settlers Trail Wind Farm LLC | 100 | RWE Group | 100
solar pv | Masser Farms Realty Solar | 57494_G_MFRS | 57494 | G | MFRS |  | Solar PV |  | PJM_WMAC | Pennsylvania | 42 | Schuylkill | 107 | 42107 | 1 | 0 | 2011 | 9999 |  |  | N | Solar | [13 empty] | 0 | 0 | 0 | 0 | [11 empty] | Masser Farms Realty Ltd | 100 | Masser Farms Realty Ltd | 100
hydro | Tieton Dam Hydro Electric Project | 57496_G_UNIT1 | 57496 | G | UNIT1 |  | Hydro |  | WECC_PNW | Washington | 53 | Yakima | 77 | 53077 | 6.9 | 0 | 2006 | 9999 |  |  | N | Hydro | [13 empty] | 0 | 0 | 0 | 0 | [11 empty] | Tieton Hydropower LLC | 100 | Burbank (City of) | 100
hydro | Tieton Dam Hydro Electric Project | 57496_G_UNIT2 | 57496 | G | UNIT2 |  | Hydro |  | WECC_PNW | Washington | 53 | Yakima | 77 | 53077 | 6.9 | 0 | 2006 | 9999 |  |  | N | Hydro | [13 empty] | 0 | 0 | 0 | 0 | [11 empty] | Tieton Hydropower LLC | 100 | Burbank (City of) | 100
solar pv | Stroud Solar Station | 57497_G_1 | 57497 | G | 1 |  | Solar PV |  | WEC_CALN | California | 6 | Fresno | 19 | 06019 | 20 | 0 | 2011 | 9999 |  |  | N | Solar | [13 empty] | 0 | 0 | 0 | 0 | [11 empty] | Pacific Gas & Electric Co | 100 | PG&E Corp | 100
solar pv | Five Points Solar Station | 57498_G_1 | 57498 | G | 1 |  | Solar PV |  | WEC_CALN | California | 6 | Fresno | 19 | 06019 | 15 | 0 | 2011 | 9999 |  |  | N | Solar | [13 empty] | 0 | 0 | 0 | 0 | [11 empty] | Pacific Gas & Electric Co | 100 | PG&E Corp | 100
solar pv | Westside Solar Station | 57499_G_1 | 57499 | G | 1 |  | Solar PV |  | WEC_CALN | California | 6 | Fresno | 19 | 06019 | 15 | 0 | 2011 | 9999 |  |  | N | Solar | [13 empty] | 0 | 0 | 0 | 0 | [11 empty] | Pacific Gas & Electric Co | 100 | PG&E Corp | 100
onshore wind | Laurel Wind Farm | 57500_G_LWF | 57500 | G | LWF |  | Onshore Wind |  | MIS_IA | Iowa | 19 | Marshall | 127 | 19127 | 119.6 | 0 | 2011 | 9999 |  |  | N | Wind | [13 empty] | 0 | 0 | 0 | 0 | [11 empty] | MidAmerican Energy Co | 100 | Berkshire Hathaway Inc | 100
onshore wind | Rolling Hills Wind Farm | 57501_G_RHWF | 57501 | G | RHWF |  | Onshore Wind |  | MIS_MIDA | Iowa | 19 | Cass | 29 | 19029 | 443.9 | 0 | 2011 | 9999 |  |  | N | Wind | [13 empty] | 0 | 0 | 0 | 0 | [11 empty] | MidAmerican Energy Co | 100 | Berkshire Hathaway Inc | 100
biomass | Perdido | 57502_G_1 | 57502 | G | 1 |  | Landfill Gas |  | S_SOU | Florida | 12 | Escambia | 33 | 12033 | 1.5 | 13500 | 2010 | 9999 |  |  | N | Landfill Gas | [13 empty] | 0.1 | 0.1 | 0.1 | 0.1 | [11 empty] | Gulf Power Co | 100 | NextEra Energy Inc | 100
biomass | Perdido | 57502_G_2 | 57502 | G | 2 |  | Landfill Gas |  | S_SOU | Florida | 12 | Escambia | 33 | 12033 | 1.5 | 13500 | 2010 | 9999 |  |  | N | Landfill Gas | [13 empty] | 0.1 | 0.1 | 0.1 | 0.1 | [11 empty] | Gulf Power Co | 100 | NextEra Energy Inc | 100
natural gas peaker | TECO CHP-1 | 57504_G_CHP1 | 57504 | G | CHP1 |  | Combustion Turbine |  | ERC_REST | Texas | 48 | Harris | 201 | 48201 | 48 | 8700 | 2010 | 9999 |  |  | Y | Natural Gas | [13 empty] | 0.00808 | 0.00808 | 0.00808 | 0.00808 | [11 empty] | Thermal Energy Corp (TECO) | 100 | Thermal Energy Corp (TECO) | 100
natural gas peaker | Monroe Generating Station | 57505_G_1 | 57505 | G | 1 |  | Combustion Turbine |  | S_VACA | North Carolina | 37 | Union | 179 | 37179 | 12 | 16578 | 2010 | 9999 |  |  | N | Natural Gas, Distillate Fuel Oil | [13 empty] | 0.00375 | 0.00375 | 0.00375 | 0.00375 | [11 empty] | North Carolina Eastern Municipal Power Agency | 100 | North Carolina Eastern Municipal Power Agency | 100
natural gas peaker | Monroe Generating Station | 57505_G_2 | 57505 | G | 2 |  | Combustion Turbine |  | S_VACA | North Carolina | 37 | Union | 179 | 37179 | 12 | 16584 | 2010 | 9999 |  |  | N | Natural Gas, Distillate Fuel Oil | [13 empty] | 0.00746 | 0.00746 | 0.00746 | 0.00746 | [11 empty] | North Carolina Eastern Municipal Power Agency | 100 | North Carolina Eastern Municipal Power Agency | 100
solar pv | FRV SI Transport Solar LP | 57506_G_SEIM | 57506 | G | SEIM |  | Solar PV |  | WEC_CALN | California | 6 | Sacramento | 67 | 06067 | 1 | 0 | 2010 | 9999 |  |  | N | Solar | [13 empty] | 0 | 0 | 0 | 0 | [11 empty] | FRV SI Transport Solar LP | 100 | Fotowatio SL | 100
solar pv | RV CSU Power II LLC | 57507_G_CSUII | 57507 | G | CSUII |  | Solar PV |  | WECC_CO | Colorado | 8 | Larimer | 69 | 08069 | 3 | 0 | 2010 | 9999 |  |  | N | Solar | [13 empty] | 0 | 0 | 0 | 0 | [11 empty] | FRV CSU Power II LLC | 100 | SunEdison | 100
solar pv | Carson Solar I | 57509_G_1 | 57509 | G | 1 |  | Solar PV |  | WECC_CO | Colorado | 8 | El Paso | 41 | 08041 | 1.5 | 0 | 2007 | 9999 |  |  | N | Solar | [13 empty] | 0 | 0 | 0 | 0 | [11 empty] | Morgan Stanley Capital Group Inc | 100 | Morgan Stanley | 100
onshore wind | Ocotillo Express LLC | 57514_G_WTG | 57514 | G | WTG |  | Onshore Wind |  | WECC_IID | California | 6 | Imperial | 25 | 06025 | 265.4 | 0 | 2012 | 9999 |  |  | N | Wind | [13 empty] | 0 | 0 | 0 | 0 | [11 empty] | Ocotillo Express LLC | 100 | Riverstone Holdings LLC | 100
natural gas peaker | Walnut Creek Energy Park | 57515_G_GT1 | 57515 | G | GT1 | 90677 | Combustion Turbine |  | WEC_LADW | California | 6 | Los Angeles | 37 | 06037 | 97 | 10745 | 2013 | 9999 |  |  | N | Natural Gas |  |  |  | H2O | SCR | [8 empty] | 0.0115 | 0.0115 | 0.0115 | 0.0115 | [11 empty] | Walnut Creek Energy LLC | 100 | Global Infrastructure Partners | 100
natural gas peaker | Walnut Creek Energy Park | 57515_G_GT2 | 57515 | G | GT2 | 90678 | Combustion Turbine |  | WEC_LADW | California | 6 | Los Angeles | 37 | 06037 | 97 | 10745 | 2013 | 9999 |  |  | N | Natural Gas |  |  |  | H2O | SCR | [8 empty] | 0.01109 | 0.01109 | 0.01109 | 0.01109 | [11 empty] | Walnut Creek Energy LLC | 100 | Global Infrastructure Partners | 100
natural gas peaker | Walnut Creek Energy Park | 57515_G_GT3 | 57515 | G | GT3 | 90679 | Combustion Turbine |  | WEC_LADW | California | 6 | Los Angeles | 37 | 06037 | 97 | 10745 | 2013 | 9999 |  |  | N | Natural Gas |  |  |  | H2O | SCR | [8 empty] | 0.01141 | 0.01141 | 0.01141 | 0.01141 | [11 empty] | Walnut Creek Energy LLC | 100 | Global Infrastructure Partners | 100
natural gas peaker | Walnut Creek Energy Park | 57515_G_GT4 | 57515 | G | GT4 | 90680 | Combustion Turbine |  | WEC_LADW | California | 6 | Los Angeles | 37 | 06037 | 97 | 10745 | 2013 | 9999 |  |  | N | Natural Gas |  |  |  | H2O | SCR | [8 empty] | 0.01063 | 0.01063 | 0.01063 | 0.01063 | [11 empty] | Walnut Creek Energy LLC | 100 | Global Infrastructure Partners | 100
natural gas peaker | Walnut Creek Energy Park | 57515_G_GT5 | 57515 | G | GT5 | 90681 | Combustion Turbine |  | WEC_LADW | California | 6 | Los Angeles | 37 | 06037 | 97 | 10745 | 2013 | 9999 |  |  | N | Natural Gas |  |  |  | H2O | SCR | [8 empty] | 0.00986 | 0.00986 | 0.00986 | 0.00986 | [11 empty] | Walnut Creek Energy LLC | 100 | Global Infrastructure Partners | 100
onshore wind | KODE Novus I | 57516_G_NOVUS | 57516 | G | NOVUS |  | Onshore Wind |  | SPP_SPS | Oklahoma | 40 | Texas | 139 | 40139 | 80 | 0 | 2012 | 9999 |  |  | N | Wind | [13 empty] | 0 | 0 | 0 | 0 | [11 empty] | Gruver Wind Interconnection LLC | 100 | NextEra Energy Inc | 100
solar pv | Trexlertown Solar Array North and South | 57519_G_GEN1 | 57519 | G | GEN1 |  | Solar PV |  | PJM_WMAC | Pennsylvania | 42 | Lehigh | 77 | 42077 | 1.9 | 0 | 2011 | 9999 |  |  | N | Solar | [13 empty] | 0 | 0 | 0 | 0 | [11 empty] | Trexlertown Solar Array | 100 | Air Products & Chemicals Inc | 100
onshore wind | Trinity Hills | 57520_G_1 | 57520 | G | 1 |  | Onshore Wind |  | ERC_WEST | Texas | 48 | Young | 503 | 48503 | 225 | 0 | 2011 | 9999 |  |  | N | Wind | [13 empty] | 0 | 0 | 0 | 0 | [11 empty] | Trinity Hills Wind Farm LLC | 100 | BP plc | 100
solar pv | Giffen | 57521_G_1 | 57521 | G | 1 |  | Solar PV |  | WEC_CALN | California | 6 | Fresno | 19 | 06019 | 10 | 0 | 2012 | 9999 |  |  | N | Solar | [13 empty] | 0 | 0 | 0 | 0 | [11 empty] | Pacific Gas & Electric Co | 100 | PG&E Corp | 100
solar pv | Cantua Solar Station | 57522_G_1 | 57522 | G | 1 |  | Solar PV |  | WEC_CALN | California | 6 | Fresno | 19 | 06019 | 20 | 0 | 2012 | 9999 |  |  | N | Solar | [13 empty] | 0 | 0 | 0 | 0 | [11 empty] | Pacific Gas & Electric Co | 100 | PG&E Corp | 100
solar pv | Huron Solar Station | 57523_G_1 | 57523 | G | 1 |  | Solar PV |  | WEC_CALN | California | 6 | Fresno | 19 | 06019 | 20 | 0 | 2012 | 9999 |  |  | N | Solar | [13 empty] | 0 | 0 | 0 | 0 | [11 empty] | Pacific Gas & Electric Co | 100 | PG&E Corp | 100
solar pv | Roger Road WWTP | 57524_G_1 | 57524 | G | 1 |  | Solar PV |  | WECC_AZ | Arizona | 4 | Pima | 19 | 04019 | 0.9 | 0 | 2010 | 9999 |  |  | N | Solar | [13 empty] | 0 | 0 | 0 | 0 | [11 empty] | SunEdison | 100 | SunEdison | 100
onshore wind | North Hurlburt Wind LLC | 57526_G_NORTH | 57526 | G | NORTH |  | Onshore Wind |  | WECC_PNW | Oregon | 41 | Gilliam | 21 | 41021 | 265 | 0 | 2012 | 9999 |  |  | N | Wind | [13 empty] | 0 | 0 | 0 | 0 | [11 empty] | North Hurlburt Wind LLC | 100 | Caithness Energy LLC | 100
onshore wind | Palouse | 57530_G_1 | 57530 | G | 1 |  | Onshore Wind |  | WECC_PNW | Washington | 53 | Whitman | 75 | 53075 | 105.3 | 0 | 2012 | 9999 |  |  | N | Wind | [13 empty] | 0 | 0 | 0 | 0 | [11 empty] | Palouse Wind LLC | 100 | Brookfield Asset Management Inc | 100
onshore wind | Bingham Wind | 57531_G_1 | 57531 | G | 1 |  | Onshore Wind |  | NENG_ME | Maine | 23 | Piscataquis | 21 | 23021 | 186 | 0 | 2016 | 9999 |  |  | N | Wind | [13 empty] | 0 | 0 | 0 | 0 | [11 empty] | Blue Sky West LLC | 100 | Brookfield Asset Management Inc | 100
solar pv | Solar Photovoltaic Project #32 | 57534_G_S32A | 57534 | G | S32A |  | Solar PV |  | WECC_SCE | California | 6 | San Bernardino | 71 | 06071 | 0.5 | 0 | 2015 | 9999 |  |  | N | Solar | [13 empty] | 0 | 0 | 0 | 0 | [11 empty] | Southern California Edison Co | 100 | Edison International | 100
solar pv | Solar Photovoltaic Project #32 | 57534_G_S32B | 57534 | G | S32B |  | Solar PV |  | WECC_SCE | California | 6 | San Bernardino | 71 | 06071 | 0.5 | 0 | 2015 | 9999 |  |  | N | Solar | [13 empty] | 0 | 0 | 0 | 0 | [11 empty] | Southern California Edison Co | 100 | Edison International | 100
solar pv | Solar Photovoltaic Project #32 | 57534_G_S32C | 57534 | G | S32C |  | Solar PV |  | WECC_SCE | California | 6 | San Bernardino | 71 | 06071 | 0.5 | 0 | 2015 | 9999 |  |  | N | Solar | [13 empty] | 0 | 0 | 0 | 0 | [11 empty] | Southern California Edison Co | 100 | Edison International | 100
solar pv | Solar Photovoltaic Project #33 | 57535_G_S33A | 57535 | G | S33A |  | Solar PV |  | WECC_SCE | California | 6 | San Bernardino | 71 | 06071 | 0.5 | 0 | 2015 | 9999 |  |  | N | Solar | [13 empty] | 0 | 0 | 0 | 0 | [11 empty] | Southern California Edison Co | 100 | Edison International | 100
solar pv | Solar Photovoltaic Project #33 | 57535_G_S33B | 57535 | G | S33B |  | Solar PV |  | WECC_SCE | California | 6 | San Bernardino | 71 | 06071 | 0.5 | 0 | 2015 | 9999 |  |  | N | Solar | [13 empty] | 0 | 0 | 0 | 0 | [11 empty] | Southern California Edison Co | 100 | Edison International | 100
0 | California State University San Bernardi | 57544_G_FC01 | 57544 | G | FC01 |  | Fuel Cell |  | WECC_SCE | California | 6 | San Bernardino | 71 | 06071 | 1.4 | 5521 | 2013 | 9999 |  |  | Y | Natural Gas | [13 empty] | 0 | 0 | 0 | 0 | [11 empty] | Southern California Edison Co | 100 | Edison International | 100
onshore wind | South Hurlburt Wind LLC | 57549_G_SOUTH | 57549 | G | SOUTH |  | Onshore Wind |  | WECC_PNW | Oregon | 41 | Gilliam | 21 | 41021 | 290 | 0 | 2012 | 9999 |  |  | N | Wind | [13 empty] | 0 | 0 | 0 | 0 | [11 empty] | South Hurlburt Wind LLC | 100 | Caithness Energy LLC | 100
onshore wind | Horseshoe Bend Wind LLC | 57550_G_HORSE | 57550 | G | HORSE |  | Onshore Wind |  | WECC_PNW | Oregon | 41 | Gilliam | 21 | 41021 | 290 | 0 | 2012 | 9999 |  |  | N | Wind | [13 empty] | 0 | 0 | 0 | 0 | [11 empty] | Horseshoe Bend Wind LLC | 100 | Caithness Energy LLC | 100
hydro | Garland Canal Power Plant | 57551_G_MAIN | 57551 | G | MAIN |  | Hydro |  | WECC_WY | Wyoming | 56 | Park | 29 | 56029 | 2.6 | 0 | 1983 | 9999 |  |  | N | Hydro | [13 empty] | 0 | 0 | 0 | 0 | [11 empty] | Western Area Power Administration | 100 | Western Area Power Administration | 100
onshore wind | Shirley Wind | 57553_G_1 | 57553 | G | 1 |  | Onshore Wind |  | MIS_WUMS | Wisconsin | 55 | Brown | 9 | 55009 | 20 | 0 | 2010 | 9999 |  |  | N | Wind | [13 empty] | 0 | 0 | 0 | 0 | [11 empty] | Shirley Wind LLC | 100 | Duke Energy Corp | 100
solar pv | AFA Solar Farm | 57554_G_AFA1 | 57554 | G | AFA1 |  | Solar PV |  | WECC_CO | Colorado | 8 | El Paso | 41 | 08041 | 5.5 | 0 | 2011 | 9999 |  |  | N | Solar | [13 empty] | 0 | 0 | 0 | 0 | [11 empty] | Solar Star Colorado II LLC | 100 | TOTAL SA | 100
natural gas peaker | Pio Pico Energy Center | 57555_G_CTG1 | 57555 | G | CTG1 | 90696 | Combustion Turbine |  | WEC_SDGE | California | 6 | San Diego | 73 | 06073 | 106 | 10745 | 2016 | 9999 |  |  | N | Natural Gas |  |  |  | H2O | SCR | [8 empty] | 0.01341 | 0.01341 | 0.01341 | 0.01341 | [11 empty] | Pio Pico Energy Center LLC | 100 | JPMorgan Chase & Co | 100
natural gas peaker | Pio Pico Energy Center | 57555_G_CTG2 | 57555 | G | CTG2 | 90697 | Combustion Turbine |  | WEC_SDGE | California | 6 | San Diego | 73 | 06073 | 106 | 10745 | 2016 | 9999 |  |  | N | Natural Gas |  |  |  | H2O | SCR | [8 empty] | 0.01341 | 0.01341 | 0.01341 | 0.01341 | [11 empty] | Pio Pico Energy Center LLC | 100 | JPMorgan Chase & Co | 100
natural gas peaker | Pio Pico Energy Center | 57555_G_CTG3 | 57555 | G | CTG3 | 90698 | Combustion Turbine |  | WEC_SDGE | California | 6 | San Diego | 73 | 06073 | 106 | 10745 | 2016 | 9999 |  |  | N | Natural Gas |  |  |  | H2O | SCR | [8 empty] | 0.01308 | 0.01308 | 0.01308 | 0.01308 | [11 empty] | Pio Pico Energy Center LLC | 100 | JPMorgan Chase & Co | 100
solar pv | La Senita | 57556_G_1 | 57556 | G | 1 |  | Solar PV |  | WECC_AZ | Arizona | 4 | Mohave | 15 | 04015 | 1 | 0 | 2011 | 9999 |  |  | N | Solar | [13 empty] | 0 | 0 | 0 | 0 | [11 empty] | Uns Energy Corp | 100 | Uns Energy Corp | 100
biomass | Sunnyvale City of WPCP | 57557_G_S-14 | 57557 | G | S-14 |  | Landfill Gas |  | WEC_CALN | California | 6 | Santa Clara | 85 | 06085 | 0.8 | 11590 | 1997 | 9999 |  |  | Y | Landfill Gas | [13 empty] | 0.22117 | 0.22117 | 0.22117 | 0.22117 | [11 empty] | Sunnyvale (City of) | 100 | Sunnyvale (City of) | 100
biomass | Sunnyvale City of WPCP | 57557_G_S-15 | 57557 | G | S-15 |  | Landfill Gas |  | WEC_CALN | California | 6 | Santa Clara | 85 | 06085 | 0.8 | 11590 | 1997 | 9999 |  |  | Y | Landfill Gas | [13 empty] | 0.22117 | 0.22117 | 0.22117 | 0.22117 | [11 empty] | Sunnyvale (City of) | 100 | Sunnyvale (City of) | 100
solar pv | Sunset Reservoir North Basin | 57559_G_1 | 57559 | G | 1 |  | Solar PV |  | WEC_CALN | California | 6 | San Francisco | 75 | 06075 | 4.5 | 0 | 2010 | 9999 |  |  | N | Solar | [13 empty] | 0 | 0 | 0 | 0 | [11 empty] | RE SFCity1 LP | 100 | Duke Energy Corp | 100
solar pv | Chino Solar Valley | 57560_G_PV1 | 57560 | G | PV1 |  | Solar PV |  | WECC_AZ | Arizona | 4 | Yavapai | 25 | 04025 | 19 | 0 | 2012 | 9999 |  |  | N | Solar | [13 empty] | 0 | 0 | 0 | 0 | [11 empty] | Arizona Public Service Co | 100 | Pinnacle West Capital Corp | 100
solar pv | Cotton Center Solar Hybrid | 57561_G_PV1 | 57561 | G | PV1 |  | Solar PV |  | WECC_AZ | Arizona | 4 | Maricopa | 13 | 04013 | 17 | 0 | 2011 | 9999 |  |  | N | Solar | [13 empty] | 0 | 0 | 0 | 0 | [11 empty] | Arizona Public Service Co | 100 | Pinnacle West Capital Corp | 100
solar pv | Paloma Solar Hybrid | 57562_G_PV1 | 57562 | G | PV1 |  | Solar PV |  | WECC_AZ | Arizona | 4 | Maricopa | 13 | 04013 | 17.6 | 0 | 2011 | 9999 |  |  | N | Solar | [13 empty] | 0 | 0 | 0 | 0 | [11 empty] | Arizona Public Service Co | 100 | Pinnacle West Capital Corp | 100
solar pv | Hyder Solar | 57563_G_PV1 | 57563 | G | PV1 |  | Solar PV |  | WECC_AZ | Arizona | 4 | Yuma | 27 | 04027 | 17 | 0 | 2011 | 9999 |  |  | N | Solar | [13 empty] | 0 | 0 | 0 | 0 | [11 empty] | Arizona Public Service Co | 100 | Pinnacle West Capital Corp | 100
solar pv | Hyder Solar | 57563_G_PV2 | 57563 | G | PV2 |  | Solar PV |  | WECC_AZ | Arizona | 4 | Yuma | 27 | 04027 | 5 | 0 | 2012 | 9999 |  |  | N | Solar | [13 empty] | 0 | 0 | 0 | 0 | [11 empty] | Arizona Public Service Co | 100 | Pinnacle West Capital Corp | 100
natural gas combined cycle | Algonquin Power Sanger LLC | 57564_G_CTG | 57564 | G | CTG | 91241 | Combined Cycle |  | WEC_CALN | California | 6 | Fresno | 19 | 06019 | 49 | 7771 | 2007 | 9999 |  |  | N | Natural Gas |  |  |  |  | SCR | [8 empty] | 0.016536 | 0.016536 | 0.016536 | 0.016536 | [11 empty] | Algonquin Power Sanger LLC | 100 | Algonquin Power Income Fund | 100
natural gas combined cycle | Algonquin Power Sanger LLC | 57564_G_STG2 | 57564 | G | STG2 |  | Combined Cycle |  | WEC_CALN | California | 6 | Fresno | 19 | 06019 | 12.5 | 7771 | 2012 | 9999 |  |  | N | Natural Gas |  |  |  |  | SCR | [8 empty] | 0.016536 | 0.016536 | 0.016536 | 0.016536 | [11 empty] | Algonquin Power Sanger LLC | 100 | Algonquin Power Income Fund | 100
solar pv | RP-Orlando, LLC | 57565_G_1 | 57565 | G | 1 |  | Solar PV |  | FRCC | Florida | 12 | Orange | 95 | 12095 | 5.1 | 0 | 2011 | 9999 |  |  | N | Solar | [13 empty] | 0 | 0 | 0 | 0 | [11 empty] | RP Orlando LLC | 100 | Duke Energy Corp | 100
solar pv | Albuquerque Solar Energy Center | 57567_G_ASEC1 | 57567 | G | ASEC1 |  | Solar PV |  | WECC_NM | New Mexico | 35 | Bernalillo | 1 | 35001 | 2 | 0 | 2011 | 9999 |  |  | N | Solar | [13 empty] | 0 | 0 | 0 | 0 | [11 empty] | Public Service Co of New Mexico | 100 | PNM Resources Inc | 100
onshore wind | Record Hill Wind | 57568_G_RHW | 57568 | G | RHW |  | Onshore Wind |  | NENG_ME | Maine | 23 | Oxford | 17 | 23017 | 50.6 | 0 | 2012 | 9999 |  |  | N | Wind | [13 empty] | 0 | 0 | 0 | 0 | [11 empty] | Record Hill Wind LLC | 100 | Independence Wind LLC | 100
onshore wind | Cooper Farms VW Project | 57570_G_WTG | 57570 | G | WTG |  | Onshore Wind |  | PJM_West | Ohio | 39 | Van Wert | 161 | 39161 | 4.5 | 0 | 2012 | 9999 |  |  | N | Wind | [13 empty] | 0 | 0 | 0 | 0 | [11 empty] | Cooper Farms | 100 | Cooper Farms | 100
solar pv | Los Lunas Solar Energy Center | 57571_G_LLSEC | 57571 | G | LLSEC |  | Solar PV |  | WECC_NM | New Mexico | 35 | Valencia | 61 | 35061 | 5 | 0 | 2011 | 9999 |  |  | N | Solar | [13 empty] | 0 | 0 | 0 | 0 | [11 empty] | Public Service Co of New Mexico | 100 | PNM Resources Inc | 100
solar pv | Los Lunas Solar Energy Center | 57571_G_LMS2 | 57571 | G | LMS2 |  | Solar PV |  | WECC_NM | New Mexico | 35 | Valencia | 61 | 35061 | 2 | 0 | 2013 | 9999 |  |  | N | Solar | [13 empty] | 0 | 0 | 0 | 0 | [11 empty] | Public Service Co of New Mexico | 100 | PNM Resources Inc | 100
natural gas peaker | CCCSD Wastewater Treatment Plnt | 57573_G_S188 | 57573 | G | S188 |  | Combustion Turbine |  | WEC_CALN | California | 6 | Contra Costa | 13 | 06013 | 3 | 8700 | 1995 | 9999 |  |  | Y | Natural Gas | [13 empty] | 0.79549 | 0.79549 | 0.79549 | 0.79549 | [11 empty] | Central Contra Costa Sanitary District | 100 | Central Contra Costa Sanitary District | 100
solar pv | ETS Ewing Solar Facility | 57574_G_ETS1 | 57574 | G | ETS1 |  | Solar PV |  | PJM_EMAC | New Jersey | 34 | Mercer | 21 | 34021 | 1.3 | 0 | 2010 | 9999 |  |  | N | Solar | [13 empty] | 0 | 0 | 0 | 0 | [11 empty] | Solar Star New Jersey IV LLC | 100 | WEC Energy Group Inc | 100
solar pv | Deming Solar Energy Center | 57575_G_DSEC | 57575 | G | DSEC |  | Solar PV |  | WECC_NM | New Mexico | 35 | Luna | 29 | 35029 | 5 | 0 | 2011 | 9999 |  |  | N | Solar | [13 empty] | 0 | 0 | 0 | 0 | [11 empty] | Public Service Co of New Mexico | 100 | PNM Resources Inc | 100
solar pv | Deming Solar Energy Center | 57575_G_HON2 | 57575 | G | HON2 |  | Solar PV |  | WECC_NM | New Mexico | 35 | Luna | 29 | 35029 | 4 | 0 | 2013 | 9999 |  |  | N | Solar | [13 empty] | 0 | 0 | 0 | 0 | [11 empty] | Public Service Co of New Mexico | 100 | PNM Resources Inc | 100
solar pv | Las Vegas Solar Energy Center | 57576_G_LVSEC | 57576 | G | LVSEC |  | Solar PV |  | WECC_NM | New Mexico | 35 | San Miguel | 47 | 35047 | 5 | 0 | 2011 | 9999 |  |  | N | Solar | [13 empty] | 0 | 0 | 0 | 0 | [11 empty] | Public Service Co of New Mexico | 100 | PNM Resources Inc | 100
solar pv | Alamogordo Solar Energy Center | 57577_G_AGSEC | 57577 | G | AGSEC |  | Solar PV |  | WECC_NM | New Mexico | 35 | Otero | 35 | 35035 | 4.9 | 0 | 2011 | 9999 |  |  | N | Solar | [13 empty] | 0 | 0 | 0 | 0 | [11 empty] | Public Service Co of New Mexico | 100 | PNM Resources Inc | 100
onshore wind | PaTu Wind Farm LLC | 57578_G_PATU | 57578 | G | PATU |  | Onshore Wind |  | WECC_PNW | Oregon | 41 | Sherman | 55 | 41055 | 9 | 0 | 2010 | 9999 |  |  | N | Wind | [13 empty] | 0 | 0 | 0 | 0 | [11 empty] | Fotowatio Renewable Ventures Inc | 100 | SunEdison | 100
solar pv | Robert O Schulz Solar Farm | 57579_G_1 | 57579 | G | 1 |  | Solar PV |  | WEC_CALN | California | 6 | Stanislaus | 99 | 06099 | 0.9 | 0 | 2008 | 9999 |  |  | N | Solar | [13 empty] | 0 | 0 | 0 | 0 | [11 empty] | South San Joaquin Irrigation District | 100 | South San Joaquin Irrigation District | 100
solar pv | Robert O Schulz Solar Farm | 57579_G_2 | 57579 | G | 2 |  | Solar PV |  | WEC_CALN | California | 6 | Stanislaus | 99 | 06099 | 0.4 | 0 | 2009 | 9999 |  |  | N | Solar | [13 empty] | 0 | 0 | 0 | 0 | [11 empty] | South San Joaquin Irrigation District | 100 | South San Joaquin Irrigation District | 100
natural gas peaker | Broadridge Cogen | 57580_G_CG1 | 57580 | G | CG1 |  | Combustion Turbine | IC Engine | WEC_CALN | California | 6 | El Dorado | 17 | 06017 | 2.1 | 10745 | 2008 | 9999 |  |  | Y | Natural Gas | [13 empty] | 0.2046 | 0.2046 | 0.2046 | 0.2046 | [11 empty] | DST Output | 100 | DST Output | 100
natural gas peaker | Broadridge Cogen | 57580_G_CG2 | 57580 | G | CG2 |  | Combustion Turbine | IC Engine | WEC_CALN | California | 6 | El Dorado | 17 | 06017 | 2.1 | 10745 | 2008 | 9999 |  |  | Y | Natural Gas | [13 empty] | 0.2046 | 0.2046 | 0.2046 | 0.2046 | [11 empty] | DST Output | 100 | DST Output | 100
solar pv | Broadridge Cogen | 57580_G_PV1 | 57580 | G | PV1 |  | Solar PV |  | WEC_CALN | California | 6 | El Dorado | 17 | 06017 | 0.3 | 0 | 2011 | 9999 |  |  | N | Solar | [13 empty] | 0 | 0 | 0 | 0 | [11 empty] | DST Output | 100 | DST Output | 100
solar pv | Broadridge Cogen | 57580_G_PV2 | 57580 | G | PV2 |  | Solar PV |  | WEC_CALN | California | 6 | El Dorado | 17 | 06017 | 0.5 | 0 | 2011 | 9999 |  |  | N | Solar | [13 empty] | 0 | 0 | 0 | 0 | [11 empty] | DST Output | 100 | DST Output | 100
biomass | Allenwood | 57581_G_1 | 57581 | G | 1 |  | Landfill Gas |  | PJM_WMAC | Pennsylvania | 42 | Lycoming | 81 | 42081 | 1.6 | 13500 | 2012 | 9999 |  |  | N | Landfill Gas | [13 empty] | 0.22117 | 0.22117 | 0.22117 | 0.22117 | [11 empty] | EPP Renewable Energy LLC | 100 | Exelon Corp | 100
biomass | Allenwood | 57581_G_2 | 57581 | G | 2 |  | Landfill Gas |  | PJM_WMAC | Pennsylvania | 42 | Lycoming | 81 | 42081 | 1.6 | 13500 | 2012 | 9999 |  |  | N | Landfill Gas | [13 empty] | 0.22117 | 0.22117 | 0.22117 | 0.22117 | [11 empty] | EPP Renewable Energy LLC | 100 | Exelon Corp | 100
biomass | Lycoming County | 57582_G_1 | 57582 | G | 1 |  | Landfill Gas |  | PJM_WMAC | Pennsylvania | 42 | Lycoming | 81 | 42081 | 1.5 | 13500 | 2012 | 9999 |  |  | N | Landfill Gas | [13 empty] | 0.22117 | 0.22117 | 0.22117 | 0.22117 | [11 empty] | EPP Renewable Energy LLC | 100 | Exelon Corp | 100
biomass | Lycoming County | 57582_G_2 | 57582 | G | 2 |  | Landfill Gas |  | PJM_WMAC | Pennsylvania | 42 | Lycoming | 81 | 42081 | 1.5 | 13500 | 2012 | 9999 |  |  | N | Landfill Gas | [13 empty] | 0.22117 | 0.22117 | 0.22117 | 0.22117 | [11 empty] | EPP Renewable Energy LLC | 100 | Exelon Corp | 100
natural gas combined cycle | University of California San Diego Hybrid | 57584_G_NT2 | 57584 | G | NT2 |  | Combined Cycle |  | WEC_SDGE | California | 6 | San Diego | 73 | 06073 | 13.5 | 6429 | 2001 | 9999 |  |  | Y | Natural Gas | [13 empty] | 0.024573 | 0.024573 | 0.024573 | 0.024573 | [11 empty] | University of California | 100 | University of California | 100
natural gas combined cycle | University of California San Diego Hybrid | 57584_G_ST1 | 57584 | G | ST1 |  | Combined Cycle |  | WEC_SDGE | California | 6 | San Diego | 73 | 06073 | 13.5 | 6429 | 2001 | 9999 |  |  | Y | Natural Gas | [13 empty] | 0.024573 | 0.024573 | 0.024573 | 0.024573 | [11 empty] | University of California | 100 | University of California | 100
natural gas combined cycle | University of California San Diego Hybrid | 57584_G_STG | 57584 | G | STG |  | Combined Cycle |  | WEC_SDGE | California | 6 | San Diego | 73 | 06073 | 3 | 6429 | 2001 | 9999 |  |  | Y | Natural Gas | [13 empty] | 0.024573 | 0.024573 | 0.024573 | 0.024573 | [11 empty] | University of California | 100 | University of California | 100
0 | University of California San Diego Hybrid | 57584_G_BS1 | 57584 | G | BS1 |  | Energy Storage |  | WEC_SDGE | California | 6 | San Diego | 73 | 06073 | 2.5 | 0 | 2015 | 9999 |  |  | N | Energy Storage | [13 empty] | 0 | 0 | 0 | 0 | [11 empty] | GCL Solar Usd I LLC | 100 | NRG Energy Inc | 100
natural gas peaker | Oxnard Paper Mill | 57585_G_1 | 57585 | G | 1 |  | Combustion Turbine |  | WECC_SCE | California | 6 | Ventura | 111 | 06111 | 29 | 8700 | 1986 | 9999 |  |  | Y | Natural Gas | [13 empty] | 0.01606 | 0.01606 | 0.01606 | 0.01606 | [11 empty] | New Indy Oxnard LLC | 100 | New Indy Containerboard LLC | 100
onshore wind | Shiloh III Wind Project LLC | 57586_G_1 | 57586 | G | 1 |  | Onshore Wind |  | WEC_CALN | California | 6 | Solano | 95 | 06095 | 102.5 | 0 | 2011 | 9999 |  |  | N | Wind | [13 empty] | 0 | 0 | 0 | 0 | [11 empty] | Shiloh III Wind Project LLC | 100 | EDF Group | 100
solar pv | Matrix Stults Road Solar Facility | 57588_G_STULT | 57588 | G | STULT |  | Solar PV |  | PJM_EMAC | New Jersey | 34 | Middlesex | 23 | 34023 | 2.6 | 0 | 2011 | 9999 |  |  | N | Solar | [13 empty] | 0 | 0 | 0 | 0 | [11 empty] | Public Service Electric & Gas Co | 100 | Public Service Enterprise Group Inc | 100
solar pv | Long Island Solar Farm LLC | 57589_G_9WUBN | 57589 | G | 9WUBN |  | Solar PV |  | NY_Z_K | New York | 36 | Suffolk | 103 | 36103 | 31.5 | 0 | 2011 | 9999 |  |  | N | Solar | [13 empty] | 0 | 0 | 0 | 0 | [11 empty] | Long Island Solar Farm LLC | 100 | BP plc | 100
onshore wind | Minco Wind I, LLC | 57590_G_1 | 57590 | G | 1 |  | Onshore Wind |  | SPP_WEST | Oklahoma | 40 | Grady | 51 | 40051 | 99.2 | 0 | 2010 | 9999 |  |  | N | Wind | [13 empty] | 0 | 0 | 0 | 0 | [11 empty] | Minco Wind I LLC | 100 | NextEra Energy Inc | 100
solar pv | Hatch Solar Energy Center I, LLC | 57591_G_1 | 57591 | G | 1 |  | Solar PV |  | WECC_NM | New Mexico | 35 | Dona Ana | 13 | 35013 | 5 | 0 | 2011 | 9999 |  |  | N | Solar | [13 empty] | 0 | 0 | 0 | 0 | [11 empty] | Hatch Solar Energy Center I LLC | 100 | NextEra Energy Inc | 100
onshore wind | Broken Bow Wind LLC | 57593_G_1 | 57593 | G | 1 |  | Onshore Wind |  | SPP_NEBR | Nebraska | 31 | Custer | 41 | 31041 | 79.9 | 0 | 2012 | 9999 |  |  | N | Wind | [13 empty] | 0 | 0 | 0 | 0 | [11 empty] | Broken Bow Wind LLC | 100 | Edison International | 100
onshore wind | Teichert Materials-Teichert Vernalis | 57594_G_WTG1 | 57594 | G | WTG1 |  | Onshore Wind |  | WEC_CALN | California | 6 | San Joaquin | 77 | 06077 | 1 | 0 | 2010 | 9999 |  |  | N | Wind | [13 empty] | 0 | 0 | 0 | 0 | [11 empty] | Teichert Aggregates | 100 | Teichert Aggregates | 100
onshore wind | Pinnacle Wind Force LLC | 57595_G_1 | 57595 | G | 1 |  | Onshore Wind |  | PJM_AP | West Virginia | 54 | Mineral | 57 | 54057 | 55.2 | 0 | 2011 | 9999 |  |  | N | Wind | [13 empty] | 0 | 0 | 0 | 0 | [11 empty] | Pinnacle Wind LLC | 100 | Global Infrastructure Partners | 100
natural gas peaker | Cana Gas Processing Plant | 57597_G_3005 | 57597 | G | 3005 |  | Combustion Turbine | IC Engine | SPP_WEST | Oklahoma | 40 | Canadian | 17 | 40017 | 2.5 | 13469 | 2010 | 9999 |  |  | N | Distillate Fuel Oil | [13 empty] | 1.6498 | 1.6498 | 1.6498 | 1.6498 | [11 empty] | Devon Gas Services LP | 100 | Devon Energy Corp | 100
natural gas peaker | Cana Gas Processing Plant | 57597_G_3006 | 57597 | G | 3006 |  | Combustion Turbine | IC Engine | SPP_WEST | Oklahoma | 40 | Canadian | 17 | 40017 | 2.5 | 13469 | 2010 | 9999 |  |  | N | Distillate Fuel Oil | [13 empty] | 1.6498 | 1.6498 | 1.6498 | 1.6498 | [11 empty] | Devon Gas Services LP | 100 | Devon Energy Corp | 100
natural gas peaker | Cana Gas Processing Plant | 57597_G_6214 | 57597 | G | 6214 |  | Combustion Turbine | IC Engine | SPP_WEST | Oklahoma | 40 | Canadian | 17 | 40017 | 2.5 | 13469 | 2012 | 9999 |  |  | N | Distillate Fuel Oil | [13 empty] | 1.6498 | 1.6498 | 1.6498 | 1.6498 | [11 empty] | Devon Gas Services LP | 100 | Devon Energy Corp | 100
natural gas peaker | Bridge Street 1 & 2 | 57598_G_BS1 | 57598 | G | BS1 |  | Combustion Turbine | IC Engine | NENG_CT | Connecticut | 9 | New London | 11 | 09011 | 2.5 | 10745 | 2010 | 9999 |  |  | N | Distillate Fuel Oil | [13 empty] | 1.6498 | 1.6498 | 1.6498 | 1.6498 | [11 empty] | Connecticut Municipal Electric Energy Coop | 100 | Connecticut Municipal Electric Energy Coop | 100
natural gas peaker | Bridge Street 1 & 2 | 57598_G_BS2 | 57598 | G | BS2 |  | Combustion Turbine | IC Engine | NENG_CT | Connecticut | 9 | New London | 11 | 09011 | 2.5 | 10745 | 2010 | 9999 |  |  | N | Distillate Fuel Oil | [13 empty] | 1.6498 | 1.6498 | 1.6498 | 1.6498 | [11 empty] | Connecticut Municipal Electric Energy Coop | 100 | Connecticut Municipal Electric Energy Coop | 100
natural gas peaker | Fort Hill 1, 2, 3 & 4 | 57599_G_FH1 | 57599 | G | FH1 |  | Combustion Turbine | IC Engine | NENG_CT | Connecticut | 9 | New London | 11 | 09011 | 2.5 | 10745 | 2010 | 9999 |  |  | N | Distillate Fuel Oil | [13 empty] | 1.6498 | 1.6498 | 1.6498 | 1.6498 | [11 empty] | Connecticut Municipal Electric Energy Coop | 100 | Connecticut Municipal Electric Energy Coop | 100
natural gas peaker | Fort Hill 1, 2, 3 & 4 | 57599_G_FH2 | 57599 | G | FH2 |  | Combustion Turbine | IC Engine | NENG_CT | Connecticut | 9 | New London | 11 | 09011 | 2.5 | 10745 | 2010 | 9999 |  |  | N | Distillate Fuel Oil | [13 empty] | 1.6498 | 1.6498 | 1.6498 | 1.6498 | [11 empty] | Connecticut Municipal Electric Energy Coop | 100 | Connecticut Municipal Electric Energy Coop | 100
natural gas peaker | Fort Hill 1, 2, 3 & 4 | 57599_G_FH3 | 57599 | G | FH3 |  | Combustion Turbine | IC Engine | NENG_CT | Connecticut | 9 | New London | 11 | 09011 | 2.5 | 10745 | 2010 | 9999 |  |  | N | Distillate Fuel Oil | [13 empty] | 1.6498 | 1.6498 | 1.6498 | 1.6498 | [11 empty] | Connecticut Municipal Electric Energy Coop | 100 | Connecticut Municipal Electric Energy Coop | 100
natural gas peaker | Fort Hill 1, 2, 3 & 4 | 57599_G_FH4 | 57599 | G | FH4 |  | Combustion Turbine | IC Engine | NENG_CT | Connecticut | 9 | New London | 11 | 09011 | 2.5 | 10745 | 2010 | 9999 |  |  | N | Distillate Fuel Oil | [13 empty] | 1.6498 | 1.6498 | 1.6498 | 1.6498 | [11 empty] | Connecticut Municipal Electric Energy Coop | 100 | Connecticut Municipal Electric Energy Coop | 100
natural gas peaker | Fishers Island 1 | 57600_G_FI1 | 57600 | G | FI1 |  | Combustion Turbine | IC Engine | NY_Z_K | New York | 36 | Suffolk | 103 | 36103 | 2.5 | 10745 | 2010 | 9999 |  |  | N | Distillate Fuel Oil | [13 empty] | 0.53099 | 0.53099 | 0.53099 | 0.53099 | [11 empty] | Connecticut Municipal Electric Energy Coop | 100 | Connecticut Municipal Electric Energy Coop | 100
natural gas peaker | Gary Court 1 & 2 | 57601_G_GC1 | 57601 | G | GC1 |  | Combustion Turbine | IC Engine | NENG_CT | Connecticut | 9 | New London | 11 | 09011 | 2.5 | 10745 | 2010 | 9999 |  |  | N | Distillate Fuel Oil | [13 empty] | 1.6498 | 1.6498 | 1.6498 | 1.6498 | [11 empty] | Connecticut Municipal Electric Energy Coop | 100 | Connecticut Municipal Electric Energy Coop | 100
natural gas peaker | Gary Court 1 & 2 | 57601_G_GC2 | 57601 | G | GC2 |  | Combustion Turbine | IC Engine | NENG_CT | Connecticut | 9 | New London | 11 | 09011 | 2.5 | 10745 | 2010 | 9999 |  |  | N | Distillate Fuel Oil | [13 empty] | 1.6498 | 1.6498 | 1.6498 | 1.6498 | [11 empty] | Connecticut Municipal Electric Energy Coop | 100 | Connecticut Municipal Electric Energy Coop | 100
natural gas peaker | Jewett City 1 | 57602_G_JC1 | 57602 | G | JC1 |  | Combustion Turbine | IC Engine | NENG_CT | Connecticut | 9 | New London | 11 | 09011 | 2.5 | 10745 | 2010 | 9999 |  |  | N | Distillate Fuel Oil | [13 empty] | 1.6498 | 1.6498 | 1.6498 | 1.6498 | [11 empty] | Connecticut Municipal Electric Energy Coop | 100 | Connecticut Municipal Electric Energy Coop | 100
natural gas peaker | LNG 1 & 2 | 57603_G_LNG1 | 57603 | G | LNG1 |  | Combustion Turbine | IC Engine | NENG_CT | Connecticut | 9 | New London | 11 | 09011 | 2.5 | 10745 | 2010 | 9999 |  |  | N | Distillate Fuel Oil | [13 empty] | 1.6498 | 1.6498 | 1.6498 | 1.6498 | [11 empty] | Connecticut Municipal Electric Energy Coop | 100 | Connecticut Municipal Electric Energy Coop | 100
natural gas peaker | LNG 1 & 2 | 57603_G_LNG2 | 57603 | G | LNG2 |  | Combustion Turbine | IC Engine | NENG_CT | Connecticut | 9 | New London | 11 | 09011 | 2.5 | 10745 | 2010 | 9999 |  |  | N | Distillate Fuel Oil | [13 empty] | 1.6498 | 1.6498 | 1.6498 | 1.6498 | [11 empty] | Connecticut Municipal Electric Energy Coop | 100 | Connecticut Municipal Electric Energy Coop | 100
natural gas peaker | Lebanon Pines 1 & 2 | 57604_G_LP1 | 57604 | G | LP1 |  | Combustion Turbine | IC Engine | NENG_CT | Connecticut | 9 | New London | 11 | 09011 | 2.5 | 10745 | 2010 | 9999 |  |  | N | Distillate Fuel Oil | [13 empty] | 1.6498 | 1.6498 | 1.6498 | 1.6498 | [11 empty] | Connecticut Municipal Electric Energy Coop | 100 | Connecticut Municipal Electric Energy Coop | 100
natural gas peaker | Lebanon Pines 1 & 2 | 57604_G_LP2 | 57604 | G | LP2 |  | Combustion Turbine | IC Engine | NENG_CT | Connecticut | 9 | New London | 11 | 09011 | 2.5 | 10745 | 2010 | 9999 |  |  | N | Distillate Fuel Oil | [13 empty] | 1.6498 | 1.6498 | 1.6498 | 1.6498 | [11 empty] | Connecticut Municipal Electric Energy Coop | 100 | Connecticut Municipal Electric Energy Coop | 100
natural gas peaker | Water Treatment 1 & 2 | 57605_G_WT1 | 57605 | G | WT1 |  | Combustion Turbine | IC Engine | NENG_CT | Connecticut | 9 | New London | 11 | 09011 | 2.5 | 10745 | 2010 | 9999 |  |  | N | Distillate Fuel Oil | [13 empty] | 1.6498 | 1.6498 | 1.6498 | 1.6498 | [11 empty] | Connecticut Municipal Electric Energy Coop | 100 | Connecticut Municipal Electric Energy Coop | 100
natural gas peaker | Water Treatment 1 & 2 | 57605_G_WT2 | 57605 | G | WT2 |  | Combustion Turbine | IC Engine | NENG_CT | Connecticut | 9 | New London | 11 | 09011 | 2.5 | 10745 | 2010 | 9999 |  |  | N | Distillate Fuel Oil | [13 empty] | 1.6498 | 1.6498 | 1.6498 | 1.6498 | [11 empty] | Connecticut Municipal Electric Energy Coop | 100 | Connecticut Municipal Electric Energy Coop | 100
natural gas peaker | Eastside WWTP | 57606_G_1 | 57606 | G | 1 |  | Combustion Turbine | IC Engine | S_VACA | North Carolina | 37 | Guilford | 81 | 37081 | 1.8 | 13261 | 2004 | 9999 |  |  | N | Distillate Fuel Oil | [13 empty] | 2.3986 | 2.3986 | 2.3986 | 2.3986 | [11 empty] | High Point NC (Town of) | 100 | High Point NC (Town of) | 100
natural gas peaker | Eastside WWTP | 57606_G_2 | 57606 | G | 2 |  | Combustion Turbine | IC Engine | S_VACA | North Carolina | 37 | Guilford | 81 | 37081 | 1.8 | 13195 | 2004 | 9999 |  |  | N | Distillate Fuel Oil | [13 empty] | 2.3986 | 2.3986 | 2.3986 | 2.3986 | [11 empty] | High Point NC (Town of) | 100 | High Point NC (Town of) | 100
natural gas peaker | Eastside WWTP | 57606_G_3 | 57606 | G | 3 |  | Combustion Turbine | IC Engine | S_VACA | North Carolina | 37 | Guilford | 81 | 37081 | 1.8 | 13195 | 2004 | 9999 |  |  | N | Distillate Fuel Oil | [13 empty] | 2.3986 | 2.3986 | 2.3986 | 2.3986 | [11 empty] | High Point NC (Town of) | 100 | High Point NC (Town of) | 100
natural gas peaker | Ward WTP | 57607_G_1 | 57607 | G | 1 |  | Combustion Turbine | IC Engine | S_VACA | North Carolina | 37 | Guilford | 81 | 37081 | 1 | 13694 | 1999 | 9999 |  |  | N | Distillate Fuel Oil | [13 empty] | 1.6498 | 1.6498 | 1.6498 | 1.6498 | [11 empty] | High Point NC (Town of) | 100 | High Point NC (Town of) | 100
natural gas peaker | Ward WTP | 57607_G_2 | 57607 | G | 2 |  | Combustion Turbine | IC Engine | S_VACA | North Carolina | 37 | Guilford | 81 | 37081 | 1 | 13940 | 1999 | 9999 |  |  | N | Distillate Fuel Oil | [13 empty] | 1.6498 | 1.6498 | 1.6498 | 1.6498 | [11 empty] | High Point NC (Town of) | 100 | High Point NC (Town of) | 100
natural gas peaker | Westside WWTP | 57608_G_1 | 57608 | G | 1 |  | Combustion Turbine | IC Engine | S_VACA | North Carolina | 37 | Davidson | 57 | 37057 | 1.8 | 18912 | 2005 | 9999 |  |  | N | Distillate Fuel Oil | [13 empty] | 1.6498 | 1.6498 | 1.6498 | 1.6498 | [11 empty] | High Point NC (Town of) | 100 | High Point NC (Town of) | 100
onshore wind | New Harvest Wind Project LLC | 57609_G_1 | 57609 | G | 1 |  | Onshore Wind |  | MIS_MIDA | Iowa | 19 | Crawford | 47 | 19047 | 100 | 0 | 2011 | 9999 |  |  | N | Wind | [13 empty] | 0 | 0 | 0 | 0 | [11 empty] | New Harvest Wind Project LLC | 100 | Iberdrola SA | 100
onshore wind | LE Wind Turbine 1 | 57613_G_WTG1 | 57613 | G | WTG1 |  | Onshore Wind |  | PJM_ATSI | Ohio | 39 | Cuyahoga | 35 | 39035 | 2.5 | 0 | 2011 | 9999 |  |  | N | Wind | [13 empty] | 0 | 0 | 0 | 0 | [11 empty] | Lincoln Electric Co | 100 | Lincoln Electric Co | 100
onshore wind | Waverly Wind Farm LLC | 57614_G_GEN1 | 57614 | G | GEN1 |  | Onshore Wind |  | SPP_N | Kansas | 20 | Coffey | 31 | 20031 | 199 | 0 | 2016 | 9999 |  |  | N | Wind | [13 empty] | 0 | 0 | 0 | 0 | [11 empty] | Waverly Wind Farm LLC | 100 | Energias de Portugal SA | 100
onshore wind | Blue Canyon Windpower VI LLC | 57616_G_GEN1 | 57616 | G | GEN1 |  | Onshore Wind |  | SPP_WEST | Oklahoma | 40 | Caddo | 15 | 40015 | 100 | 0 | 2011 | 9999 |  |  | N | Wind | [13 empty] | 0 | 0 | 0 | 0 | [11 empty] | Blue Canyon Windpower V LLC | 100 | Infigen Energy | 100
onshore wind | Hidalgo Wind Farm LLC | 57617_G_GEN1 | 57617 | G | GEN1 |  | Onshore Wind |  | ERC_REST | Texas | 48 | Hidalgo | 215 | 48215 | 250 | 0 | 2016 | 9999 |  |  | N | Wind | [13 empty] | 0 | 0 | 0 | 0 | [11 empty] | Hidalgo Wind Farm LLC | 100 | Energias de Portugal SA | 100
onshore wind | Paulding Wind Farm II | 57620_G_GEN1 | 57620 | G | GEN1 |  | Onshore Wind |  | PJM_West | Ohio | 39 | Paulding | 125 | 39125 | 99 | 0 | 2011 | 9999 |  |  | N | Wind | [13 empty] | 0 | 0 | 0 | 0 | [11 empty] | Paulding Wind Farm II LLC | 100 | Energias de Portugal SA | 100
onshore wind | Rising Tree Wind Farm | 57621_G_GEN1 | 57621 | G | GEN1 |  | Onshore Wind |  | WECC_SCE | California | 6 | Kern | 29 | 06029 | 79.2 | 0 | 2015 | 9999 |  |  | N | Wind | [13 empty] | 0 | 0 | 0 | 0 | [11 empty] | Rising Tree Wind Farm LLC | 100 | Energias de Portugal SA | 100
onshore wind | Bright Stalk Wind Farm I | 57623_G_GEN1 | 57623 | G | GEN1 |  | Onshore Wind |  | PJM_COMD | Illinois | 17 | McLean | 113 | 17113 | 200 | 0 | 2019 | 9999 |  |  | N | Wind | [13 empty] | 0 | 0 | 0 | 0 | [11 empty] | Lexington Chenoa Wind Farm LLC | 100 | Energias de Portugal SA | 100
natural gas peaker | Norwich WWTP | 57624_G_1 | 57624 | G | 1 |  | Combustion Turbine | IC Engine | NENG_CT | Connecticut | 9 | New London | 11 | 09011 | 2 | 13469 | 2006 | 9999 |  |  | N | Distillate Fuel Oil | [13 empty] | 1.6498 | 1.6498 | 1.6498 | 1.6498 | [11 empty] | Norwich CT (City of) | 100 | Norwich CT (City of) | 100
onshore wind | Foundation ST | 57626_G_WTG1 | 57626 | G | WTG1 |  | Onshore Wind |  | WEC_CALN | California | 6 | San Joaquin | 77 | 06077 | 2 | 0 | 2011 | 9999 |  |  | N | Wind | [13 empty] | 0 | 0 | 0 | 0 | [11 empty] | Foundation Windpower LLC | 100 | Foundation Windpower | 100
onshore wind | Meadow Lake Wind Farm V LLC | 57628_G_GEN1 | 57628 | G | GEN1 |  | Onshore Wind |  | MIS_INKY | Indiana | 18 | White | 181 | 18181 | 100 | 0 | 2017 | 9999 |  |  | N | Wind | [13 empty] | 0 | 0 | 0 | 0 | [11 empty] | Meadow Lake Wind Farm V LLC | 100 | Energias de Portugal SA | 100
natural gas peaker | Gaston Memorial Hospital | 57629_G_GMH1 | 57629 | G | GMH1 |  | Combustion Turbine | IC Engine | S_VACA | North Carolina | 37 | Gaston | 71 | 37071 | 1.8 | 13469 | 2006 | 9999 |  |  | N | Natural Gas, Distillate Fuel Oil | [13 empty] | 1.6498 | 1.6498 | 1.6498 | 1.6498 | [11 empty] | Gastonia NC (City of) | 100 | Gastonia NC (City of) | 100
natural gas peaker | Long Creek Waste Water Plant | 57630_G_ES1 | 57630 | G | ES1 |  | Combustion Turbine | IC Engine | S_VACA | North Carolina | 37 | Gaston | 71 | 37071 | 1.7 | 13469 | 1995 | 9999 |  |  | N | Distillate Fuel Oil | [13 empty] | 1.6498 | 1.6498 | 1.6498 | 1.6498 | [11 empty] | Gastonia NC (City of) | 100 | Gastonia NC (City of) | 100
natural gas peaker | Long Creek Waste Water Plant | 57630_G_ES2 | 57630 | G | ES2 |  | Combustion Turbine | IC Engine | S_VACA | North Carolina | 37 | Gaston | 71 | 37071 | 1.7 | 13469 | 1995 | 9999 |  |  | N | Distillate Fuel Oil | [13 empty] | 1.6498 | 1.6498 | 1.6498 | 1.6498 | [11 empty] | Gastonia NC (City of) | 100 | Gastonia NC (City of) | 100
natural gas peaker | Long Creek Waste Water Plant | 57630_G_ES3 | 57630 | G | ES3 |  | Combustion Turbine | IC Engine | S_VACA | North Carolina | 37 | Gaston | 71 | 37071 | 1.7 | 13469 | 1995 | 9999 |  |  | N | Distillate Fuel Oil | [13 empty] | 1.6498 | 1.6498 | 1.6498 | 1.6498 | [11 empty] | Gastonia NC (City of) | 100 | Gastonia NC (City of) | 100
onshore wind | Wolverine | 57631_G_1 | 57631 | G | 1 |  | Onshore Wind |  | MIS_MIDA | Iowa | 19 | Adair | 1 | 19001 | 1.5 | 0 | 2010 | 9999 |  |  | N | Wind | [13 empty] | 0 | 0 | 0 | 0 | [11 empty] | Wolverine Wind Energy LLC | 100 | Wolverine Wind Energy LLC | 100
onshore wind | Bulldog | 57632_G_1 | 57632 | G | 1 |  | Onshore Wind |  | MIS_IA | Iowa | 19 | Adair | 1 | 19001 | 1.5 | 0 | 2010 | 9999 |  |  | N | Wind | [13 empty] | 0 | 0 | 0 | 0 | [11 empty] | Bulldog Wind Energy LLC | 100 | Bulldog Wind Energy LLC | 100
onshore wind | Linden Wind Energy Project | 57635_G_LW1 | 57635 | G | LW1 |  | Onshore Wind |  | WECC_PNW | Washington | 53 | Klickitat | 39 | 53039 | 50 | 0 | 2010 | 9999 |  |  | N | Wind | [13 empty] | 0 | 0 | 0 | 0 | [11 empty] | Northwest Wind Partners LLC | 100 | EDF Group | 100
onshore wind | Union City Wind Turbine | 57637_G_1 | 57637 | G | 1 |  | Onshore Wind |  | PJM_West | Indiana | 18 | Randolph | 135 | 18135 | 1 | 0 | 2010 | 9999 |  |  | N | Wind | [13 empty] | 0 | 0 | 0 | 0 | [11 empty] | Performance Services | 100 | Performance Services | 100
onshore wind | Ironwood Wind | 57639_G_1 | 57639 | G | 1 |  | Onshore Wind |  | SPP_N | Kansas | 20 | Ford | 57 | 20057 | 167.9 | 0 | 2012 | 9999 |  |  | N | Wind | [13 empty] | 0 | 0 | 0 | 0 | [11 empty] | Ironwood Windpower LLC | 100 | Sumitomo Corp | 100
solar pv | 500 Virginia Solar | 57640_G_1 | 57640 | G | 1 |  | Solar PV |  | PJM_EMAC | Pennsylvania | 42 | Montgomery | 91 | 42091 | 1 | 0 | 2011 | 9999 |  |  | N | Solar | [13 empty] | 0 | 0 | 0 | 0 | [11 empty] | 500 Virginia Solar LP | 100 | 500 Virginia Solar LP | 100
onshore wind | Vestas Towers America, Inc. | 57643_G_V100 | 57643 | G | V100 |  | Onshore Wind |  | WECC_CO | Colorado | 8 | Pueblo | 101 | 08101 | 1.8 | 0 | 2010 | 9999 |  |  | N | Wind | [13 empty] | 0 | 0 | 0 | 0 | [11 empty] | Vestas Towers America Inc | 100 | Vestas Wind Systems | 100
onshore wind | Prairie Rose Wind Farm | 57644_G_PR1 | 57644 | G | PR1 |  | Onshore Wind |  | MIS_IA | Minnesota | 27 | Rock | 133 | 27133 | 200 | 0 | 2012 | 9999 |  |  | N | Wind | [13 empty] | 0 | 0 | 0 | 0 | [11 empty] | Prairie Rose Wind LLC | 100 | Enel SpA | 100
solar pv | City & County of Denver at Denver Int'l | 57645_G_PV1 | 57645 | G | PV1 |  | Solar PV |  | WECC_CO | Colorado | 8 | Denver | 31 | 08031 | 3.4 | 0 | 2011 | 9999 |  |  | N | Solar | [13 empty] | 0 | 0 | 0 | 0 | [11 empty] | Denver Arpt Solar LLC | 100 | Exelon Corp | 100
solar pv | McCormick & Co. Inc. at Belcamp | 57646_G_PV1 | 57646 | G | PV1 |  | Solar PV |  | PJM_SMAC | Maryland | 24 | Harford | 25 | 24025 | 1.4 | 0 | 2010 | 9999 |  |  | N | Solar | [13 empty] | 0 | 0 | 0 | 0 | [11 empty] | Constellation Energy Group | 100 | Exelon Corp | 100
solar pv | Toys R Us- DE, Inc. at Mt. Olive, NJ | 57647_G_PV1 | 57647 | G | PV1 |  | Solar PV |  | PJM_EMAC | New Jersey | 34 | Morris | 27 | 34027 | 4.1 | 0 | 2011 | 9999 |  |  | N | Solar | [13 empty] | 0 | 0 | 0 | 0 | [11 empty] | Luminace Solar New Jersey II LLC | 100 | Exelon Corp | 100
onshore wind | Zotos International WPGF | 57648_G_WT1 | 57648 | G | WT1 |  | Onshore Wind |  | NY_Z_C&E | New York | 36 | Ontario | 69 | 36069 | 1.7 | 0 | 2012 | 9999 |  |  | N | Wind | [13 empty] | 0 | 0 | 0 | 0 | [11 empty] | Zotos Intl Inc | 100 | Shiseido Intl Corp | 100
onshore wind | Zotos International WPGF | 57648_G_WT2 | 57648 | G | WT2 |  | Onshore Wind |  | NY_Z_C&E | New York | 36 | Ontario | 69 | 36069 | 1.7 | 0 | 2012 | 9999 |  |  | N | Wind | [13 empty] | 0 | 0 | 0 | 0 | [11 empty] | Zotos Intl Inc | 100 | Shiseido Intl Corp | 100
onshore wind | Elm Creek Wind II LLC | 57649_G_1 | 57649 | G | 1 |  | Onshore Wind |  | MIS_MNWI | Minnesota | 27 | Martin | 91 | 27091 | 148.8 | 0 | 2010 | 9999 |  |  | N | Wind | [13 empty] | 0 | 0 | 0 | 0 | [11 empty] | Elm Creek Wind II LLC | 100 | Iberdrola SA | 100
solar pv | Regulus Solar Project | 57650_G_FRV4 | 57650 | G | FRV4 |  | Solar PV |  | WECC_SCE | California | 6 | Kern | 29 | 06029 | 60 | 0 | 2014 | 9999 |  |  | N | Solar | [13 empty] | 0 | 0 | 0 | 0 | [11 empty] | Regulus Solar LLC | 100 | Brookfield Asset Management Inc | 100
solar pv | Adobe Solar | 57651_G_FRV3 | 57651 | G | FRV3 |  | Solar PV |  | WECC_SCE | California | 6 | KERN | 29 | 06029 | 20 | 0 | 2014 | 9999 |  |  | N | Solar | [13 empty] | 0 | 0 | 0 | 0 | [11 empty] | Adobe Solar LLC | 100 | Southern Co | 100
solar pv | Yamhill Solar LLC | 57652_G_1 | 57652 | G | 1 |  | Solar PV |  | WECC_PNW | Oregon | 41 | Yamhill | 71 | 41071 | 1 | 0 | 2011 | 9999 |  |  | N | Solar | [13 empty] | 0 | 0 | 0 | 0 | [11 empty] | Yamhill Solar LLC | 100 | Standard Solar Inc | 100
natural gas combined cycle | Oregon State University Energy Center | 57653_G_CTG | 57653 | G | CTG |  | Combined Cycle |  | WECC_PNW | Oregon | 41 | Benton | 3 | 41003 | 5.2 | 5500 | 2010 | 9999 |  |  | Y | Natural Gas, Distillate Fuel Oil | [13 empty] | 0.024573 | 0.024573 | 0.024573 | 0.024573 | [11 empty] | Oregon University System | 100 | Oregon University System | 100
natural gas combined cycle | Oregon State University Energy Center | 57653_G_STG | 57653 | G | STG |  | Combined Cycle |  | WECC_PNW | Oregon | 41 | Benton | 3 | 41003 | 0.5 | 5500 | 2010 | 9999 |  |  | Y | Natural Gas, Distillate Fuel Oil | [13 empty] | 0.024573 | 0.024573 | 0.024573 | 0.024573 | [11 empty] | Oregon University System | 100 | Oregon University System | 100
solar pv | Bakersfield College Solar 01 | 57655_G_BC01 | 57655 | G | BC01 |  | Solar PV |  | WEC_CALN | California | 6 | Kern | 29 | 06029 | 1.1 | 0 | 2010 | 9999 |  |  | N | Solar | [13 empty] | 0 | 0 | 0 | 0 | [11 empty] | California State University (Bakersfield) | 100 | California State University | 100
solar pv | Temescal Canyon RV, LLC | 57656_G_1 | 57656 | G | 1 |  | Solar PV |  | WECC_SCE | California | 6 | Riverside | 65 | 06065 | 1.5 | 0 | 2011 | 9999 |  |  | N | Solar | [13 empty] | 0 | 0 | 0 | 0 | [11 empty] | Temescal Canyon Storage | 100 | Temescal Canyon Storage | 100
solar pv | Avra Valley Solar | 57657_G_1 | 57657 | G | 1 |  | Solar PV |  | WECC_AZ | Arizona | 4 | Pima | 19 | 04019 | 25 | 0 | 2013 | 9999 |  |  | N | Solar | [13 empty] | 0 | 0 | 0 | 0 | [11 empty] | Solar Avra Valley LLC | 100 | Global Infrastructure Partners | 100
solar pv | Vineland Mays Landing Solar | 57660_G_VNLND | 57660 | G | VNLND |  | Solar PV |  | PJM_EMAC | New Jersey | 34 | Cumberland | 11 | 34011 | 3.7 | 0 | 2011 | 9999 |  |  | N | Solar | [13 empty] | 0 | 0 | 0 | 0 | [11 empty] | NJR Clean Energy Ventures Corp | 100 | New Jersey Resources Corp | 100
solar pv | Manalapan Village Solar | 57661_G_MANVL | 57661 | G | MANVL |  | Solar PV |  | PJM_EMAC | New Jersey | 34 | Monmouth | 25 | 34025 | 3.5 | 0 | 2011 | 9999 |  |  | N | Solar | [13 empty] | 0 | 0 | 0 | 0 | [11 empty] | NJR Clean Energy Ventures Corp | 100 | New Jersey Resources Corp | 100
solar pv | McGraw Hill Solar | 57662_G_MCGRH | 57662 | G | MCGRH |  | Solar PV |  | PJM_EMAC | New Jersey | 34 | Mercer | 21 | 34021 | 12 | 0 | 2011 | 9999 |  |  | N | Solar | [13 empty] | 0 | 0 | 0 | 0 | [11 empty] | NJR Clean Energy Ventures Corp | 100 | New Jersey Resources Corp | 100
onshore wind | Cimarron Windpower II | 57663_G_1 | 57663 | G | 1 |  | Onshore Wind |  | SPP_N | Kansas | 20 | Gray | 69 | 20069 | 131 | 0 | 2012 | 9999 |  |  | N | Wind | [13 empty] | 0 | 0 | 0 | 0 | [11 empty] | Cimarron Windpower II LLC | 100 | Sumitomo Corp | 100
natural gas combined cycle | Astoria Energy II | 57664_G_CT3 | 57664 | G | CT3 | 4583 | Combined Cycle |  | NY_Z_J | New York | 36 | Queens | 81 | 36081 | 156 | 7477 | 2011 | 9999 |  |  | N | Natural Gas, Distillate Fuel Oil |  |  |  | DLNB + H2O | SCR | [8 empty] | 0.0088302 | 0.0088302 | 0.0088302 | 0.0088302 | [11 empty] | Astoria Energy II LLC | 100 | Harbert Management Corp | 100
natural gas combined cycle | Astoria Energy II | 57664_G_CT4 | 57664 | G | CT4 | 4584 | Combined Cycle |  | NY_Z_J | New York | 36 | Queens | 81 | 36081 | 156 | 7477 | 2011 | 9999 |  |  | N | Natural Gas, Distillate Fuel Oil |  |  |  | DLNB + H2O | SCR | [8 empty] | 0.0088302 | 0.0088302 | 0.0088302 | 0.0088302 | [11 empty] | Astoria Energy II LLC | 100 | Harbert Management Corp | 100
natural gas combined cycle | Astoria Energy II | 57664_G_ST2 | 57664 | G | ST2 | 4583 | Combined Cycle |  | NY_Z_J | New York | 36 | Queens | 81 | 36081 | 228 | 7477 | 2011 | 9999 |  |  | N | Natural Gas, Distillate Fuel Oil |  |  |  | DLNB + H2O | SCR | [8 empty] | 0.0088302 | 0.0088302 | 0.0088302 | 0.0088302 | [11 empty] | Astoria Energy II LLC | 50 | Harbert Management Corp | 50
hydro | SAF Hydroelectric LLC | 57665_G_1 | 57665 | G | 1 |  | Hydro |  | MIS_MNWI | Minnesota | 27 | Hennepin | 53 | 27053 | 0.6 | 0 | 2011 | 9999 |  |  | N | Hydro | [13 empty] | 0 | 0 | 0 | 0 | [11 empty] | Saf Hydroelectric LLC | 100 | Brookfield Asset Management Inc | 100
hydro | SAF Hydroelectric LLC | 57665_G_10 | 57665 | G | 10 |  | Hydro |  | MIS_MNWI | Minnesota | 27 | Hennepin | 53 | 27053 | 0.6 | 0 | 2011 | 9999 |  |  | N | Hydro | [13 empty] | 0 | 0 | 0 | 0 | [11 empty] | Saf Hydroelectric LLC | 100 | Brookfield Asset Management Inc | 100
hydro | SAF Hydroelectric LLC | 57665_G_11 | 57665 | G | 11 |  | Hydro |  | MIS_MNWI | Minnesota | 27 | Hennepin | 53 | 27053 | 0.6 | 0 | 2011 | 9999 |  |  | N | Hydro | [13 empty] | 0 | 0 | 0 | 0 | [11 empty] | Saf Hydroelectric LLC | 100 | Brookfield Asset Management Inc | 100
hydro | SAF Hydroelectric LLC | 57665_G_12 | 57665 | G | 12 |  | Hydro |  | MIS_MNWI | Minnesota | 27 | Hennepin | 53 | 27053 | 0.6 | 0 | 2011 | 9999 |  |  | N | Hydro | [13 empty] | 0 | 0 | 0 | 0 | [11 empty] | Saf Hydroelectric LLC | 100 | Brookfield Asset Management Inc | 100
hydro | SAF Hydroelectric LLC | 57665_G_13 | 57665 | G | 13 |  | Hydro |  | MIS_MNWI | Minnesota | 27 | Hennepin | 53 | 27053 | 0.6 | 0 | 2011 | 9999 |  |  | N | Hydro | [13 empty] | 0 | 0 | 0 | 0 | [11 empty] | Saf Hydroelectric LLC | 100 | Brookfield Asset Management Inc | 100
hydro | SAF Hydroelectric LLC | 57665_G_14 | 57665 | G | 14 |  | Hydro |  | MIS_MNWI | Minnesota | 27 | Hennepin | 53 | 27053 | 0.6 | 0 | 2011 | 9999 |  |  | N | Hydro | [13 empty] | 0 | 0 | 0 | 0 | [11 empty] | Saf Hydroelectric LLC | 100 | Brookfield Asset Management Inc | 100
hydro | SAF Hydroelectric LLC | 57665_G_15 | 57665 | G | 15 |  | Hydro |  | MIS_MNWI | Minnesota | 27 | Hennepin | 53 | 27053 | 0.6 | 0 | 2011 | 9999 |  |  | N | Hydro | [13 empty] | 0 | 0 | 0 | 0 | [11 empty] | Saf Hydroelectric LLC | 100 | Brookfield Asset Management Inc | 100
hydro | SAF Hydroelectric LLC | 57665_G_16 | 57665 | G | 16 |  | Hydro |  | MIS_MNWI | Minnesota | 27 | Hennepin | 53 | 27053 | 0.6 | 0 | 2011 | 9999 |  |  | N | Hydro | [13 empty] | 0 | 0 | 0 | 0 | [11 empty] | Saf Hydroelectric LLC | 100 | Brookfield Asset Management Inc | 100
hydro | SAF Hydroelectric LLC | 57665_G_2 | 57665 | G | 2 |  | Hydro |  | MIS_MNWI | Minnesota | 27 | Hennepin | 53 | 27053 | 0.6 | 0 | 2011 | 9999 |  |  | N | Hydro | [13 empty] | 0 | 0 | 0 | 0 | [11 empty] | Saf Hydroelectric LLC | 100 | Brookfield Asset Management Inc | 100
hydro | SAF Hydroelectric LLC | 57665_G_3 | 57665 | G | 3 |  | Hydro |  | MIS_MNWI | Minnesota | 27 | Hennepin | 53 | 27053 | 0.6 | 0 | 2011 | 9999 |  |  | N | Hydro | [13 empty] | 0 | 0 | 0 | 0 | [11 empty] | Saf Hydroelectric LLC | 100 | Brookfield Asset Management Inc | 100
hydro | SAF Hydroelectric LLC | 57665_G_4 | 57665 | G | 4 |  | Hydro |  | MIS_MNWI | Minnesota | 27 | Hennepin | 53 | 27053 | 0.6 | 0 | 2011 | 9999 |  |  | N | Hydro | [13 empty] | 0 | 0 | 0 | 0 | [11 empty] | Saf Hydroelectric LLC | 100 | Brookfield Asset Management Inc | 100
hydro | SAF Hydroelectric LLC | 57665_G_5 | 57665 | G | 5 |  | Hydro |  | MIS_MNWI | Minnesota | 27 | Hennepin | 53 | 27053 | 0.6 | 0 | 2011 | 9999 |  |  | N | Hydro | [13 empty] | 0 | 0 | 0 | 0 | [11 empty] | Saf Hydroelectric LLC | 100 | Brookfield Asset Management Inc | 100
hydro | SAF Hydroelectric LLC | 57665_G_6 | 57665 | G | 6 |  | Hydro |  | MIS_MNWI | Minnesota | 27 | Hennepin | 53 | 27053 | 0.6 | 0 | 2011 | 9999 |  |  | N | Hydro | [13 empty] | 0 | 0 | 0 | 0 | [11 empty] | Saf Hydroelectric LLC | 100 | Brookfield Asset Management Inc | 100
hydro | SAF Hydroelectric LLC | 57665_G_7 | 57665 | G | 7 |  | Hydro |  | MIS_MNWI | Minnesota | 27 | Hennepin | 53 | 27053 | 0.6 | 0 | 2011 | 9999 |  |  | N | Hydro | [13 empty] | 0 | 0 | 0 | 0 | [11 empty] | Saf Hydroelectric LLC | 100 | Brookfield Asset Management Inc | 100
hydro | SAF Hydroelectric LLC | 57665_G_8 | 57665 | G | 8 |  | Hydro |  | MIS_MNWI | Minnesota | 27 | Hennepin | 53 | 27053 | 0.6 | 0 | 2011 | 9999 |  |  | N | Hydro | [13 empty] | 0 | 0 | 0 | 0 | [11 empty] | Saf Hydroelectric LLC | 100 | Brookfield Asset Management Inc | 100
hydro | SAF Hydroelectric LLC | 57665_G_9 | 57665 | G | 9 |  | Hydro |  | MIS_MNWI | Minnesota | 27 | Hennepin | 53 | 27053 | 0.6 | 0 | 2011 | 9999 |  |  | N | Hydro | [13 empty] | 0 | 0 | 0 | 0 | [11 empty] | Saf Hydroelectric LLC | 100 | Brookfield Asset Management Inc | 100
natural gas combined cycle | Foxwoods CoGen | 57666_G_CT1 | 57666 | G | CT1 |  | Combined Cycle |  | NENG_CT | Connecticut | 9 | New London | 11 | 09011 | 6 | 5500 | 2010 | 9999 |  |  | Y | Natural Gas | [13 empty] | 0.024573 | 0.024573 | 0.024573 | 0.024573 | [11 empty] | Mashantucket Pequot Tribal Nation | 100 | Mashantucket Pequot Tribal Nation | 100
natural gas combined cycle | Foxwoods CoGen | 57666_G_CT2 | 57666 | G | CT2 |  | Combined Cycle |  | NENG_CT | Connecticut | 9 | New London | 11 | 09011 | 6 | 5500 | 2010 | 9999 |  |  | Y | Natural Gas | [13 empty] | 0.024573 | 0.024573 | 0.024573 | 0.024573 | [11 empty] | Mashantucket Pequot Tribal Nation | 100 | Mashantucket Pequot Tribal Nation | 100
natural gas combined cycle | Foxwoods CoGen | 57666_G_STG1 | 57666 | G | STG1 |  | Combined Cycle |  | NENG_CT | Connecticut | 9 | New London | 11 | 09011 | 2.5 | 5500 | 2016 | 9999 |  |  | Y | Natural Gas | [13 empty] | 0.024573 | 0.024573 | 0.024573 | 0.024573 | [11 empty] | Mashantucket Pequot Tribal Nation | 100 | Mashantucket Pequot Tribal Nation | 100
solar pv | Seabrook Solar Plant | 57667_G_P21A | 57667 | G | P21A |  | Solar PV |  | PJM_EMAC | New Jersey | 34 | Cumberland | 11 | 34011 | 1.5 | 0 | 2011 | 9999 |  |  | N | Solar | [13 empty] | 0 | 0 | 0 | 0 | [11 empty] | SBS Energy Partners LLC | 100 | Goldman Sachs Group Inc (The) | 100
solar pv | Seabrook Solar Plant | 57667_G_SBS1 | 57667 | G | SBS1 |  | Solar PV |  | PJM_EMAC | New Jersey | 34 | Cumberland | 11 | 34011 | 3 | 0 | 2011 | 9999 |  |  | N | Solar | [13 empty] | 0 | 0 | 0 | 0 | [11 empty] | SBS Energy Partners LLC | 100 | Goldman Sachs Group Inc (The) | 100
solar pv | Seabrook Solar Plant | 57667_G_P21B | 57667 | G | P21B |  | Solar PV |  | PJM_EMAC | New Jersey | 34 | Cumberland | 11 | 34011 | 1.5 | 0 | 2014 | 9999 |  |  | N | Solar | [13 empty] | 0 | 0 | 0 | 0 | [11 empty] | SBS Energy Partners LLC | 100 | Goldman Sachs Group Inc (The) | 100
solar pv | Seabrook Solar Plant | 57667_G_P2P2 | 57667 | G | P2P2 |  | Solar PV |  | PJM_EMAC | New Jersey | 34 | Cumberland | 11 | 34011 | 0.8 | 0 | 2014 | 9999 |  |  | N | Solar | [13 empty] | 0 | 0 | 0 | 0 | [11 empty] | SBS Energy Partners LLC | 100 | Goldman Sachs Group Inc (The) | 100
solar pv | CASD Solar | 57668_G_CASDE | 57668 | G | CASDE |  | Solar PV |  | PJM_WMAC | Pennsylvania | 42 | Cumberland | 41 | 42041 | 0.9 | 0 | 2010 | 9999 |  |  | N | Solar | [13 empty] | 0 | 0 | 0 | 0 | [11 empty] | Carlisle Area School District | 100 | Carlisle Area School District | 100
solar pv | CASD Solar | 57668_G_CASDW | 57668 | G | CASDW |  | Solar PV |  | PJM_WMAC | Pennsylvania | 42 | Cumberland | 41 | 42041 | 0.4 | 0 | 2010 | 9999 |  |  | N | Solar | [13 empty] | 0 | 0 | 0 | 0 | [11 empty] | Carlisle Area School District | 100 | Carlisle Area School District | 100
solar pv | SMUD at Grundman | 57669_G_PV1 | 57669 | G | PV1 |  | Solar PV |  | WEC_BANC | California | 6 | Sacramento | 67 | 06067 | 18 | 0 | 2011 | 9999 |  |  | N | Solar | [13 empty] | 0 | 0 | 0 | 0 | [11 empty] | Sacramento PV Energy LLC | 100 | Exelon Corp | 100
solar pv | SMUD at Van Conett | 57670_G_PV1 | 57670 | G | PV1 |  | Solar PV |  | WEC_BANC | California | 6 | Sacramento | 67 | 06067 | 2.9 | 0 | 2011 | 9999 |  |  | N | Solar | [13 empty] | 0 | 0 | 0 | 0 | [11 empty] | Sacramento PV Energy LLC | 100 | Exelon Corp | 100
solar pv | SMUD at Fleshman | 57671_G_PV1 | 57671 | G | PV1 |  | Solar PV |  | WEC_BANC | California | 6 | Sacramento | 67 | 06067 | 2.9 | 0 | 2011 | 9999 |  |  | N | Solar | [13 empty] | 0 | 0 | 0 | 0 | [11 empty] | Sacramento PV Energy LLC | 100 | Exelon Corp | 100
natural gas peaker | Oakdale Renewable Energy Plant | 57672_G_GE1 | 57672 | G | GE1 |  | Combustion Turbine | IC Engine | MIS_IA | Iowa | 19 | Johnson | 103 | 19103 | 1.4 | 11686 | 2010 | 9999 |  |  | N | Natural Gas | [13 empty] | 1.061 | 1.061 | 1.061 | 1.061 | [11 empty] | University of Iowa | 100 | University of Iowa | 100
natural gas peaker | Oakdale Renewable Energy Plant | 57672_G_GE2 | 57672 | G | GE2 |  | Combustion Turbine | IC Engine | MIS_IA | Iowa | 19 | Johnson | 103 | 19103 | 1.4 | 11686 | 2010 | 9999 |  |  | N | Natural Gas | [13 empty] | 1.061 | 1.061 | 1.061 | 1.061 | [11 empty] | University of Iowa | 100 | University of Iowa | 100
solar pv | Macys Goodyear | 57673_G_1 | 57673 | G | 1 |  | Solar PV |  | WECC_AZ | Arizona | 4 | Maricopa | 13 | 04013 | 3.5 | 0 | 2010 | 9999 |  |  | N | Solar | [13 empty] | 0 | 0 | 0 | 0 | [11 empty] | Macys Inc | 100 | Macys Inc | 100
solar pv | Indian Orchard PV Facility | 57674_G_1 | 57674 | G | 1 |  | Solar PV |  | NENGREST | Massachusetts | 25 | Hampden | 13 | 25013 | 2.3 | 0 | 2011 | 9999 |  |  | N | Solar | [13 empty] | 0 | 0 | 0 | 0 | [11 empty] | NSTAR Co d/b/a Eversource Energy | 100 | Eversource Energy | 100
onshore wind | Pioneer Trail Wind Farm, LLC | 57675_G_PTWF | 57675 | G | PTWF |  | Onshore Wind |  | MIS_IL | Illinois | 17 | Iroquois | 75 | 17075 | 150.4 | 0 | 2011 | 9999 |  |  | N | Wind | [13 empty] | 0 | 0 | 0 | 0 | [11 empty] | Pioneer Trail Wind Farm LLC | 100 | RWE Group | 100
solar pv | Silver Lake Solar Photovoltaic Facility | 57676_G_1 | 57676 | G | 1 |  | Solar PV |  | NENGREST | Massachusetts | 25 | Berkshire | 3 | 25003 | 1.8 | 0 | 2010 | 9999 |  |  | N | Solar | [13 empty] | 0 | 0 | 0 | 0 | [11 empty] | NSTAR Co d/b/a Eversource Energy | 100 | Eversource Energy | 100
solar pv | Murphy Farm Power, LLC | 57677_G_1 | 57677 | G | 1 |  | Solar PV |  | PJM_Dom | North Carolina | 37 | Cherokee | 39 | 37039 | 0.9 | 0 | 2011 | 9999 |  |  | N | Solar | [13 empty] | 0 | 0 | 0 | 0 | [11 empty] | ESA Renewables LLC | 100 | ESA Renewables LLC | 100
onshore wind | Post Rock Wind Power Project, LLC | 57678_G_1 | 57678 | G | 1 |  | Onshore Wind |  | SPP_WEST | Kansas | 20 | Ellsworth | 53 | 20053 | 201 | 0 | 2012 | 9999 |  |  | N | Wind | [13 empty] | 0 | 0 | 0 | 0 | [11 empty] | Post Rock Wind Power Project LLC | 100 | Riverstone Holdings LLC | 100
solar pv | Arlington Valley Solar Energy II | 57680_G_AVSE1 | 57680 | G | AVSE1 |  | Solar PV |  | WECC_AZ | Arizona | 4 | Maricopa | 13 | 04013 | 18.5 | 0 | 2013 | 9999 |  |  | N | Solar | [13 empty] | 0 | 0 | 0 | 0 | [11 empty] | Arlington Valley Solar Energy II LLC | 100 | Nighthawk Solar Holdings LLC | 100
solar pv | Arlington Valley Solar Energy II | 57680_G_AVSE2 | 57680 | G | AVSE2 |  | Solar PV |  | WECC_AZ | Arizona | 4 | Maricopa | 13 | 04013 | 27.3 | 0 | 2013 | 9999 |  |  | N | Solar | [13 empty] | 0 | 0 | 0 | 0 | [11 empty] | Arlington Valley Solar Energy II LLC | 100 | Nighthawk Solar Holdings LLC | 100
solar pv | Arlington Valley Solar Energy II | 57680_G_AVSE3 | 57680 | G | AVSE3 |  | Solar PV |  | WECC_AZ | Arizona | 4 | Maricopa | 13 | 04013 | 27.3 | 0 | 2013 | 9999 |  |  | N | Solar | [13 empty] | 0 | 0 | 0 | 0 | [11 empty] | Arlington Valley Solar Energy II LLC | 100 | Nighthawk Solar Holdings LLC | 100
solar pv | Arlington Valley Solar Energy II | 57680_G_AVSE4 | 57680 | G | AVSE4 |  | Solar PV |  | WECC_AZ | Arizona | 4 | Maricopa | 13 | 04013 | 25 | 0 | 2013 | 9999 |  |  | N | Solar | [13 empty] | 0 | 0 | 0 | 0 | [11 empty] | Arlington Valley Solar Energy II LLC | 100 | Nighthawk Solar Holdings LLC | 100
solar pv | Arlington Valley Solar Energy II | 57680_G_AVSE5 | 57680 | G | AVSE5 |  | Solar PV |  | WECC_AZ | Arizona | 4 | Maricopa | 13 | 04013 | 27.3 | 0 | 2013 | 9999 |  |  | N | Solar | [13 empty] | 0 | 0 | 0 | 0 | [11 empty] | Arlington Valley Solar Energy II LLC | 100 | Nighthawk Solar Holdings LLC | 100
solar pv | City of Boulder WWTP | 57681_G_1 | 57681 | G | 1 |  | Solar PV |  | WECC_CO | Colorado | 8 | Boulder | 13 | 08013 | 0.9 | 0 | 2010 | 9999 |  |  | N | Solar | [13 empty] | 0 | 0 | 0 | 0 | [11 empty] | SunEdison | 100 | SunEdison | 100
solar pv | City of Madera WWTP | 57682_G_1 | 57682 | G | 1 |  | Solar PV |  | WEC_CALN | California | 6 | Madera | 39 | 06039 | 1 | 0 | 2009 | 9999 |  |  | N | Solar | [13 empty] | 0 | 0 | 0 | 0 | [11 empty] | SunE Gil 1 LLC | 100 | SunEdison | 100
solar pv | Staples La Mirada, CA | 57683_G_1 | 57683 | G | 1 |  | Solar PV |  | WECC_SCE | California | 6 | Los Angeles | 37 | 06037 | 0.9 | 0 | 2009 | 9999 |  |  | N | Solar | [13 empty] | 0 | 0 | 0 | 0 | [11 empty] | SunEdison | 100 | SunEdison | 100
municipal solid waste | Goodsprings Waste Heat Recovery | 57684_B_1 | 57684 | B | 1 |  | Non-Fossil Waste |  | WECC_NNV | Nevada | 32 | Clark | 3 | 32003 | 6.5 | 9236 | 2010 | 9999 |  |  | N | Non-Fossil Waste | [13 empty] | 0 | 0 | 0 | 0 | [11 empty] | Nevada Power Co | 100 | Berkshire Hathaway Inc | 100
solar pv | CS Murphy Point, LLC | 57687_G_1 | 57687 | G | 1 |  | Solar PV |  | S_C_TVA | North Carolina | 37 | Cherokee | 39 | 37039 | 0.9 | 0 | 2011 | 9999 |  |  | N | Solar | [13 empty] | 0 | 0 | 0 | 0 | [11 empty] | CS Murphy Point LLC | 100 | Duke Energy Corp | 100
natural gas peaker | Norden 1-3 | 57689_G_NORD1 | 57689 | G | NORD1 |  | Combustion Turbine | IC Engine | NENG_CT | Connecticut | 9 | Fairfield | 1 | 09001 | 2 | 11010 | 2004 | 9999 |  |  | N | Distillate Fuel Oil | [13 empty] | 1.6498 | 1.6498 | 1.6498 | 1.6498 | [11 empty] | Norwalk Third Taxing District | 100 | Norwalk Third Taxing District | 100
natural gas peaker | Norden 1-3 | 57689_G_NORD2 | 57689 | G | NORD2 |  | Combustion Turbine | IC Engine | NENG_CT | Connecticut | 9 | Fairfield | 1 | 09001 | 2 | 11024 | 2004 | 9999 |  |  | N | Distillate Fuel Oil | [13 empty] | 1.6498 | 1.6498 | 1.6498 | 1.6498 | [11 empty] | Norwalk Third Taxing District | 100 | Norwalk Third Taxing District | 100
natural gas peaker | Norden 1-3 | 57689_G_NORD3 | 57689 | G | NORD3 |  | Combustion Turbine | IC Engine | NENG_CT | Connecticut | 9 | Fairfield | 1 | 09001 | 2 | 11024 | 2004 | 9999 |  |  | N | Distillate Fuel Oil | [13 empty] | 1.6498 | 1.6498 | 1.6498 | 1.6498 | [11 empty] | Norwalk Third Taxing District | 100 | Norwalk Third Taxing District | 100
hydro | Turnbull Hydro | 57690_G_1 | 57690 | G | 1 |  | Hydro |  | WECC_MT | Montana | 30 | Teton | 99 | 30099 | 5.3 | 0 | 2011 | 9999 |  |  | N | Hydro | [13 empty] | 0 | 0 | 0 | 0 | [11 empty] | Turnbull Hydro LLC | 100 | Turnbull Hydro LLC | 100
hydro | Turnbull Hydro | 57690_G_2 | 57690 | G | 2 |  | Hydro |  | WECC_MT | Montana | 30 | Teton | 99 | 30099 | 7.7 | 0 | 2011 | 9999 |  |  | N | Hydro | [13 empty] | 0 | 0 | 0 | 0 | [11 empty] | Turnbull Hydro LLC | 100 | Turnbull Hydro LLC | 100
solar pv | Topaz Solar Farm | 57695_G_TPZ1 | 57695 | G | TPZ1 |  | Solar PV |  | WEC_CALN | California | 6 | San Luis Obispo | 79 | 06079 | 129.8 | 0 | 2013 | 9999 |  |  | N | Solar | [13 empty] | 0 | 0 | 0 | 0 | [11 empty] | Topaz Solar Farms LLC | 100 | Berkshire Hathaway Inc | 100
solar pv | Topaz Solar Farm | 57695_G_TPZ2 | 57695 | G | TPZ2 |  | Solar PV |  | WEC_CALN | California | 6 | San Luis Obispo | 79 | 06079 | 151.2 | 0 | 2013 | 9999 |  |  | N | Solar | [13 empty] | 0 | 0 | 0 | 0 | [11 empty] | Topaz Solar Farms LLC | 100 | Berkshire Hathaway Inc | 100
solar pv | Topaz Solar Farm | 57695_G_TPZ3 | 57695 | G | TPZ3 |  | Solar PV |  | WEC_CALN | California | 6 | San Luis Obispo | 79 | 06079 | 102.1 | 0 | 2014 | 9999 |  |  | N | Solar | [13 empty] | 0 | 0 | 0 | 0 | [11 empty] | Topaz Solar Farms LLC | 100 | Berkshire Hathaway Inc | 100
solar pv | Topaz Solar Farm | 57695_G_TPZ4 | 57695 | G | TPZ4 |  | Solar PV |  | WEC_CALN | California | 6 | San Luis Obispo | 79 | 06079 | 90.3 | 0 | 2014 | 9999 |  |  | N | Solar | [13 empty] | 0 | 0 | 0 | 0 | [11 empty] | Topaz Solar Farms LLC | 100 | Berkshire Hathaway Inc | 100
solar pv | Topaz Solar Farm | 57695_G_TPZ5 | 57695 | G | TPZ5 |  | Solar PV |  | WEC_CALN | California | 6 | San Luis Obispo | 79 | 06079 | 112.5 | 0 | 2014 | 9999 |  |  | N | Solar | [13 empty] | 0 | 0 | 0 | 0 | [11 empty] | Topaz Solar Farms LLC | 100 | Berkshire Hathaway Inc | 100
municipal solid waste | Power Generation Station (PGS) 2 | 57696_G_1 | 57696 | G | 1 |  | Non-Fossil Waste |  | WEC_CALN | California | 6 | Alameda | 1 | 06001 | 3.8 | 6465 | 2011 | 9999 |  |  | Y | Non-Fossil Waste | [13 empty] | 0 | 0 | 0 | 0 | [11 empty] | East Bay Municipal Utility District | 100 | East Bay Municipal Utility District | 100
solar pv | Aerojet I | 57697_G_1 | 57697 | G | 1 |  | Solar PV |  | WEC_CALN | California | 6 | Sacramento | 67 | 06067 | 3 | 0 | 2009 | 9999 |  |  | N | Solar | [13 empty] | 0 | 0 | 0 | 0 | [11 empty] | Aerojet General Corp | 100 | Aerojet Rocketdyne Holdings Inc | 100
solar pv | Aerojet II | 57698_G_1 | 57698 | G | 1 |  | Solar PV |  | WEC_CALN | California | 6 | Sacramento | 67 | 06067 | 2.7 | 0 | 2010 | 9999 |  |  | N | Solar | [13 empty] | 0 | 0 | 0 | 0 | [11 empty] | Aerojet General Corp | 100 | Aerojet Rocketdyne Holdings Inc | 100
solar pv | Webberville Solar Project | 57699_G_AES1 | 57699 | G | AES1 |  | Solar PV |  | ERC_REST | Texas | 48 | Travis | 453 | 48453 | 30 | 0 | 2011 | 9999 |  |  | N | Solar | [13 empty] | 0 | 0 | 0 | 0 | [11 empty] | Gemini Solar Development Co | 100 | Gemini Solar Development Co | 100
onshore wind | Vasco Winds | 57700_G_1 | 57700 | G | 1 |  | Onshore Wind |  | WEC_CALN | California | 6 | Contra Costa | 13 | 06013 | 78.2 | 0 | 2011 | 9999 |  |  | N | Wind | [13 empty] | 0 | 0 | 0 | 0 | [11 empty] | Vasco Winds LLC | 100 | NextEra Energy Inc | 100
onshore wind | Montezuma Wind II | 57701_G_1 | 57701 | G | 1 |  | Onshore Wind |  | WEC_CALN | California | 6 | Solano | 95 | 06095 | 78.2 | 0 | 2012 | 9999 |  |  | N | Wind | [13 empty] | 0 | 0 | 0 | 0 | [11 empty] | NextEra Energy Montezuma II Wind LLC | 100 | NextEra Energy Inc | 100
hard coal | Signal Hill West Unit | 57702_G_1 | 57702 | G | 1 |  | Fossil Waste |  | WECC_SCE | California | 6 | Los Angeles | 37 | 06037 | 5.7 | 10994 | 2004 | 9999 |  |  | N | Fossil Waste | [13 empty] | 0.02159 | 0.02159 | 0.02159 | 0.02159 | [11 empty] | Occidental Oil & Gas Corp | 100 | Occidental Petroleum Corp | 100
natural gas combined cycle | Cheyenne Prairie Generating Station | 57703_G_01A | 57703 | G | 01A | 90707 | Combined Cycle |  | WECC_WY | Wyoming | 56 | Laramie | 21 | 56021 | 37 | 8002 | 2014 | 9999 |  |  | N | Natural Gas |  |  |  | DLNB | SCR | [8 empty] | 0.0073195 | 0.0073195 | 0.0073195 | 0.0073195 | [11 empty] | Black Hills Power Inc | 57.9 | Black Hills Corp | 100
natural gas combined cycle | Cheyenne Prairie Generating Station | 57703_G_01B | 57703 | G | 01B | 90708 | Combined Cycle |  | WECC_WY | Wyoming | 56 | Laramie | 21 | 56021 | 37 | 8002 | 2014 | 9999 |  |  | N | Natural Gas |  |  |  | DLNB | SCR | [8 empty] | 0.0073195 | 0.0073195 | 0.0073195 | 0.0073195 | [11 empty] | Black Hills Power Inc | 57.9 | Black Hills Corp | 100
natural gas combined cycle | Cheyenne Prairie Generating Station | 57703_G_01C | 57703 | G | 01C | 90707 | Combined Cycle |  | WECC_WY | Wyoming | 56 | Laramie | 21 | 56021 | 20 | 8002 | 2014 | 9999 |  |  | N | Natural Gas |  |  |  | DLNB | SCR | [8 empty] | 0.0073195 | 0.0073195 | 0.0073195 | 0.0073195 | [11 empty] | Black Hills Power Inc | 57.9 | Black Hills Corp | 100
natural gas peaker | Cheyenne Prairie Generating Station | 57703_G_02A | 57703 | G | 02A | 90709 | Combustion Turbine |  | WECC_WY | Wyoming | 56 | Laramie | 21 | 56021 | 37 | 10745 | 2014 | 9999 |  |  | N | Natural Gas |  |  |  | DLNB | SCR | [8 empty] | 0.0168 | 0.0168 | 0.0168 | 0.0168 | [11 empty] | Cheyenne Light Fuel & Power Co | 100 | Black Hills Corp | 100
biomass | Blue Water Renewables Inc | 57706_G_1 | 57706 | G | 1 |  | Landfill Gas |  | MIS_LMI | Michigan | 26 | St Clair | 147 | 26147 | 1.6 | 13500 | 2011 | 9999 |  |  | N | Landfill Gas | [13 empty] | 0.22117 | 0.22117 | 0.22117 | 0.22117 | [11 empty] | County of St Claire MI | 100 | County of St Claire MI | 100
biomass | Blue Water Renewables Inc | 57706_G_2 | 57706 | G | 2 |  | Landfill Gas |  | MIS_LMI | Michigan | 26 | St Clair | 147 | 26147 | 1.6 | 13500 | 2011 | 9999 |  |  | N | Landfill Gas | [13 empty] | 0.22117 | 0.22117 | 0.22117 | 0.22117 | [11 empty] | County of St Claire MI | 100 | County of St Claire MI | 100
solar pv | Mesquite Solar 1 | 57707_G_1 | 57707 | G | 1 |  | Solar PV |  | WECC_AZ | Arizona | 4 | Maricopa | 13 | 04013 | 16 | 0 | 2011 | 9999 |  |  | N | Solar | [13 empty] | 0 | 0 | 0 | 0 | [11 empty] | Mesquite Solar 1 LLC | 100 | Consolidated Edison Inc | 100
solar pv | Mesquite Solar 1 | 57707_G_3 | 57707 | G | 3 |  | Solar PV |  | WECC_AZ | Arizona | 4 | Maricopa | 13 | 04013 | 10 | 0 | 2011 | 9999 |  |  | N | Solar | [13 empty] | 0 | 0 | 0 | 0 | [11 empty] | Mesquite Solar 1 LLC | 100 | Consolidated Edison Inc | 100
solar pv | Mesquite Solar 1 | 57707_G_10 | 57707 | G | 10 |  | Solar PV |  | WECC_AZ | Arizona | 4 | Maricopa | 13 | 04013 | 12 | 0 | 2012 | 9999 |  |  | N | Solar | [13 empty] | 0 | 0 | 0 | 0 | [11 empty] | Mesquite Solar 1 LLC | 100 | Consolidated Edison Inc | 100
solar pv | Mesquite Solar 1 | 57707_G_11 | 57707 | G | 11 |  | Solar PV |  | WECC_AZ | Arizona | 4 | Maricopa | 13 | 04013 | 16 | 0 | 2012 | 9999 |  |  | N | Solar | [13 empty] | 0 | 0 | 0 | 0 | [11 empty] | Consolidated Edison Energy Inc | 100 | Consolidated Edison Inc | 100
solar pv | Mesquite Solar 1 | 57707_G_12 | 57707 | G | 12 |  | Solar PV |  | WECC_AZ | Arizona | 4 | Maricopa | 13 | 04013 | 16 | 0 | 2012 | 9999 |  |  | N | Solar | [13 empty] | 0 | 0 | 0 | 0 | [11 empty] | Consolidated Edison Energy Inc | 100 | Consolidated Edison Inc | 100
solar pv | Mesquite Solar 1 | 57707_G_2 | 57707 | G | 2 |  | Solar PV |  | WECC_AZ | Arizona | 4 | Maricopa | 13 | 04013 | 16 | 0 | 2012 | 9999 |  |  | N | Solar | [13 empty] | 0 | 0 | 0 | 0 | [11 empty] | Mesquite Solar 1 LLC | 100 | Consolidated Edison Inc | 100
solar pv | Mesquite Solar 1 | 57707_G_4 | 57707 | G | 4 |  | Solar PV |  | WECC_AZ | Arizona | 4 | Maricopa | 13 | 04013 | 16 | 0 | 2012 | 9999 |  |  | N | Solar | [13 empty] | 0 | 0 | 0 | 0 | [11 empty] | Mesquite Solar 1 LLC | 100 | Consolidated Edison Inc | 100
solar pv | Mesquite Solar 1 | 57707_G_5 | 57707 | G | 5 |  | Solar PV |  | WECC_AZ | Arizona | 4 | Maricopa | 13 | 04013 | 16 | 0 | 2012 | 9999 |  |  | N | Solar | [13 empty] | 0 | 0 | 0 | 0 | [11 empty] | Mesquite Solar 1 LLC | 100 | Consolidated Edison Inc | 100
solar pv | Mesquite Solar 1 | 57707_G_6 | 57707 | G | 6 |  | Solar PV |  | WECC_AZ | Arizona | 4 | Maricopa | 13 | 04013 | 8 | 0 | 2012 | 9999 |  |  | N | Solar | [13 empty] | 0 | 0 | 0 | 0 | [11 empty] | Mesquite Solar 1 LLC | 100 | Consolidated Edison Inc | 100
solar pv | Mesquite Solar 1 | 57707_G_7 | 57707 | G | 7 |  | Solar PV |  | WECC_AZ | Arizona | 4 | Maricopa | 13 | 04013 | 16 | 0 | 2012 | 9999 |  |  | N | Solar | [13 empty] | 0 | 0 | 0 | 0 | [11 empty] | Mesquite Solar 1 LLC | 100 | Consolidated Edison Inc | 100
solar pv | Mesquite Solar 1 | 57707_G_8 | 57707 | G | 8 |  | Solar PV |  | WECC_AZ | Arizona | 4 | Maricopa | 13 | 04013 | 12 | 0 | 2012 | 9999 |  |  | N | Solar | [13 empty] | 0 | 0 | 0 | 0 | [11 empty] | Mesquite Solar 1 LLC | 100 | Consolidated Edison Inc | 100
solar pv | Mesquite Solar 1 | 57707_G_9 | 57707 | G | 9 |  | Solar PV |  | WECC_AZ | Arizona | 4 | Maricopa | 13 | 04013 | 16 | 0 | 2012 | 9999 |  |  | N | Solar | [13 empty] | 0 | 0 | 0 | 0 | [11 empty] | Mesquite Solar 1 LLC | 100 | Consolidated Edison Inc | 100
solar pv | Catalina Solar LLC | 57708_G_INV | 57708 | G | INV |  | Solar PV |  | WECC_SCE | California | 6 | Kern | 29 | 06029 | 110 | 0 | 2012 | 9999 |  |  | N | Solar | [13 empty] | 0 | 0 | 0 | 0 | [11 empty] | Catalina Solar LLC (CA) | 100 | EDF Group | 100
0 | Stephentown Spindle | 57710_G_SRS1 | 57710 | G | SRS1 |  | Energy Storage |  | NY_Z_F | New York | 36 | Rensselaer | 83 | 36083 | 20 | 0 | 2011 | 9999 |  |  | N | Energy Storage | [13 empty] | 0 | 0 | 0 | 0 | [11 empty] | Stephentown Spindle LLC | 100 | Energy Capital Partners | 100
natural gas peaker | City of Palo Alto | 57714_G_GEN1 | 57714 | G | GEN1 |  | Combustion Turbine | IC Engine | WEC_CALN | California | 6 | Santa Clara | 85 | 06085 | 1.1 | 11142 | 2002 | 9999 |  |  | N | Natural Gas | [13 empty] | 0.3557 | 0.3557 | 0.3557 | 0.3557 | [11 empty] | Palo Alto CA (City of) | 100 | Palo Alto CA (City of) | 100
natural gas peaker | City of Palo Alto | 57714_G_GEN2 | 57714 | G | GEN2 |  | Combustion Turbine | IC Engine | WEC_CALN | California | 6 | Santa Clara | 85 | 06085 | 1.1 | 11897 | 2002 | 9999 |  |  | N | Natural Gas | [13 empty] | 0.33313 | 0.33313 | 0.33313 | 0.33313 | [11 empty] | Palo Alto CA (City of) | 100 | Palo Alto CA (City of) | 100
natural gas peaker | City of Palo Alto | 57714_G_GEN3 | 57714 | G | GEN3 |  | Combustion Turbine | IC Engine | WEC_CALN | California | 6 | Santa Clara | 85 | 06085 | 1.1 | 11897 | 2002 | 9999 |  |  | N | Natural Gas | [13 empty] | 0.33313 | 0.33313 | 0.33313 | 0.33313 | [11 empty] | Palo Alto CA (City of) | 100 | Palo Alto CA (City of) | 100
natural gas peaker | City of Palo Alto | 57714_G_GEN4 | 57714 | G | GEN4 |  | Combustion Turbine | IC Engine | WEC_CALN | California | 6 | Santa Clara | 85 | 06085 | 1.1 | 11897 | 2002 | 9999 |  |  | N | Natural Gas | [13 empty] | 0.33313 | 0.33313 | 0.33313 | 0.33313 | [11 empty] | Palo Alto CA (City of) | 100 | Palo Alto CA (City of) | 100
natural gas peaker | Watkins Manufacturing Co. | 57715_G_GEN1 | 57715 | G | GEN1 |  | Combustion Turbine | IC Engine | WEC_SDGE | California | 6 | San Diego | 73 | 06073 | 1 | 11686 | 2001 | 9999 |  |  | N | Natural Gas | [13 empty] | 0.03561 | 0.03561 | 0.03561 | 0.03561 | [11 empty] | Watkins Manufactoring Corp | 100 | Watkins Manufactoring Corp | 100
natural gas peaker | Watkins Manufacturing Co. | 57715_G_GEN2 | 57715 | G | GEN2 |  | Combustion Turbine | IC Engine | WEC_SDGE | California | 6 | San Diego | 73 | 06073 | 1 | 11686 | 2001 | 9999 |  |  | N | Natural Gas | [13 empty] | 0.03561 | 0.03561 | 0.03561 | 0.03561 | [11 empty] | Watkins Manufactoring Corp | 100 | Watkins Manufactoring Corp | 100
0 | Hazle Spindle | 57716_G_HRS1 | 57716 | G | HRS1 |  | Energy Storage |  | PJM_WMAC | Pennsylvania | 42 | Luzerne | 79 | 42079 | 20 | 0 | 2013 | 9999 |  |  | N | Energy Storage | [13 empty] | 0 | 0 | 0 | 0 | [11 empty] | Hazle Spindle LLC | 100 | Energy Capital Partners | 100
onshore wind | Berkshire Wind Power Project | 57721_G_BWP | 57721 | G | BWP |  | Onshore Wind |  | NENGREST | Massachusetts | 25 | Berkshire | 3 | 25003 | 15 | 0 | 2011 | 9999 |  |  | N | Wind | [13 empty] | 0 | 0 | 0 | 0 | [11 empty] | Massachusetts Municipal Wholesale Electric Co | 100 | Massachusetts Municipal Wholesale Electric Co | 100
onshore wind | Berkshire Wind Power Project | 57721_G_HN-8 | 57721 | G | HN-8 |  | Onshore Wind |  | NENGREST | Massachusetts | 25 | Berkshire | 3 | 25003 | 2.3 | 0 | 2019 | 9999 |  |  | N | Wind | [13 empty] | 0 | 0 | 0 | 0 | [11 empty] | Massachusetts Municipal Wholesale Electric Co | 100 | Massachusetts Municipal Wholesale Electric Co | 100
onshore wind | Berkshire Wind Power Project | 57721_G_HN-9 | 57721 | G | HN-9 |  | Onshore Wind |  | NENGREST | Massachusetts | 25 | Berkshire | 3 | 25003 | 2.3 | 0 | 2019 | 9999 |  |  | N | Wind | [13 empty] | 0 | 0 | 0 | 0 | [11 empty] | Massachusetts Municipal Wholesale Electric Co | 100 | Massachusetts Municipal Wholesale Electric Co | 100
solar pv | North Palm Springs 4A | 57722_G_1 | 57722 | G | 1 |  | Solar PV |  | WECC_SCE | California | 6 | Riverside | 65 | 06065 | 4 | 0 | 2012 | 9999 |  |  | N | Solar | [13 empty] | 0 | 0 | 0 | 0 | [11 empty] | North Palm Springs Investments LLC | 100 | North Palm Springs Investments LLC | 100
solar pv | Johnson Matthey, Inc. Solar | 57723_G_PV1 | 57723 | G | PV1 |  | Solar PV |  | PJM_EMAC | New Jersey | 34 | Gloucester | 15 | 34015 | 4 | 0 | 2011 | 9999 |  |  | N | Solar | [13 empty] | 0 | 0 | 0 | 0 | [11 empty] | Luminace Solar New Jersey II LLC | 100 | Exelon Corp | 100
solar pv | NJMC Landfill | 57724_G_NJMC | 57724 | G | NJMC |  | Solar PV |  | PJM_EMAC | New Jersey | 34 | Hudson | 17 | 34017 | 2.5 | 0 | 2011 | 9999 |  |  | N | Solar | [13 empty] | 0 | 0 | 0 | 0 | [11 empty] | Public Service Electric & Gas Co | 100 | Public Service Enterprise Group Inc | 100
onshore wind | Shiloh IV Wind Project LLC | 57725_G_1 | 57725 | G | 1 |  | Onshore Wind |  | WEC_CALN | California | 6 | Solano | 95 | 06095 | 102.5 | 0 | 2012 | 9999 |  |  | N | Wind | [13 empty] | 0 | 0 | 0 | 0 | [11 empty] | Shiloh IV Wind Project LLC | 100 | Marubeni Corp | 100
solar pv | Summit Associates | 57726_G_SUMA | 57726 | G | SUMA |  | Solar PV |  | PJM_EMAC | New Jersey | 34 | Middlesex | 23 | 34023 | 1.9 | 0 | 2011 | 9999 |  |  | N | Solar | [13 empty] | 0 | 0 | 0 | 0 | [11 empty] | Public Service Electric & Gas Co | 100 | Public Service Enterprise Group Inc | 100
solar pv | BlackRock-Matrix | 57727_G_BLAR | 57727 | G | BLAR |  | Solar PV |  | PJM_EMAC | New Jersey | 34 | Middlesex | 23 | 34023 | 2.5 | 0 | 2012 | 9999 |  |  | N | Solar | [13 empty] | 0 | 0 | 0 | 0 | [11 empty] | Public Service Electric & Gas Co | 100 | Public Service Enterprise Group Inc | 100
solar pv | Mill Creek Solar | 57728_G_MILLC | 57728 | G | MILLC |  | Solar PV |  | PJM_EMAC | New Jersey | 34 | Burlington | 5 | 34005 | 3.5 | 0 | 2011 | 9999 |  |  | N | Solar | [13 empty] | 0 | 0 | 0 | 0 | [11 empty] | Public Service Electric & Gas Co | 100 | Public Service Enterprise Group Inc | 100
0 | Lake Hodges Hydroelectric Facility | 57729_G_1 | 57729 | G | 1 |  | Pumped Storage |  | WEC_SDGE | California | 6 | San Diego | 73 | 06073 | 21 | 0 | 2012 | 9999 |  |  | N | Pumped Storage | [13 empty] | 0 | 0 | 0 | 0 | [11 empty] | San Diego County Water Authority | 100 | San Diego County Water Authority | 100
0 | Lake Hodges Hydroelectric Facility | 57729_G_2 | 57729 | G | 2 |  | Pumped Storage |  | WEC_SDGE | California | 6 | San Diego | 73 | 06073 | 21 | 0 | 2012 | 9999 |  |  | N | Pumped Storage | [13 empty] | 0 | 0 | 0 | 0 | [11 empty] | San Diego County Water Authority | 100 | San Diego County Water Authority | 100
onshore wind | UMM Wind Turbine | 57732_G_UMM1 | 57732 | G | UMM1 |  | Onshore Wind |  | MIS_MNWI | Minnesota | 27 | Stevens | 149 | 27149 | 0.6 | 0 | 2011 | 9999 |  |  | N | Wind | [13 empty] | 0 | 0 | 0 | 0 | [11 empty] | West Central Research & Outreach Center (Wcroc) | 100 | West Central Research & Outreach Center (Wcroc) | 100
solar pv | Benjamin Moore & Co. Solar | 57733_G_PV1 | 57733 | G | PV1 |  | Solar PV |  | PJM_EMAC | New Jersey | 34 | Morris | 27 | 34027 | 1.4 | 0 | 2010 | 9999 |  |  | N | Solar | [13 empty] | 0 | 0 | 0 | 0 | [11 empty] | Luminace Solar New Jersey LLC | 100 | Exelon Corp | 100
solar pv | Cherry Hill | 57734_G_CH | 57734 | G | CH |  | Solar PV |  | PJM_EMAC | New Jersey | 34 | Camden | 7 | 34007 | 1.1 | 0 | 2010 | 9999 |  |  | N | Solar | [13 empty] | 0 | 0 | 0 | 0 | [11 empty] | NFI Solar Inc | 100 | NFI Industries | 100
0 | UCSD Fuel Cell Plant | 57735_G_UCSD | 57735 | G | UCSD |  | Fuel Cell |  | WEC_SDGE | California | 6 | San Diego | 73 | 06073 | 2.8 | 9126 | 2011 | 9999 |  |  | N | Natural Gas | [13 empty] | 0 | 0 | 0 | 0 | [11 empty] | Biofuels Fuel Cells LLC | 100 | Biofuels Energy LLC | 100
solar pv | SPS1 Dollarhide | 57736_G_1 | 57736 | G | 1 |  | Solar PV |  | SPP_SPS | New Mexico | 35 | Lea | 25 | 35025 | 10 | 0 | 2011 | 9999 |  |  | N | Solar | [13 empty] | 0 | 0 | 0 | 0 | [11 empty] | SunE SPS1 LLC | 100 | SunEdison | 100
solar pv | SPS2 Jal | 57737_G_1 | 57737 | G | 1 |  | Solar PV |  | SPP_SPS | New Mexico | 35 | Lea | 25 | 35025 | 10 | 0 | 2011 | 9999 |  |  | N | Solar | [13 empty] | 0 | 0 | 0 | 0 | [11 empty] | SunE SPS2 LLC | 100 | SunEdison | 100
solar pv | SPS3 Lea | 57738_G_1 | 57738 | G | 1 |  | Solar PV |  | SPP_SPS | New Mexico | 35 | Lea | 25 | 35025 | 10 | 0 | 2011 | 9999 |  |  | N | Solar | [13 empty] | 0 | 0 | 0 | 0 | [11 empty] | SunE SPS5 LLC | 100 | SunEdison | 100
solar pv | SPS4 Monument | 57739_G_1 | 57739 | G | 1 |  | Solar PV |  | SPP_SPS | New Mexico | 35 | Lea | 25 | 35025 | 10.1 | 0 | 2011 | 9999 |  |  | N | Solar | [13 empty] | 0 | 0 | 0 | 0 | [11 empty] | SunE SPS3 LLC | 100 | SunEdison | 100
solar pv | SPS5 Hopi | 57740_G_1 | 57740 | G | 1 |  | Solar PV |  | SPP_SPS | New Mexico | 35 | Eddy | 15 | 35015 | 10.1 | 0 | 2011 | 9999 |  |  | N | Solar | [13 empty] | 0 | 0 | 0 | 0 | [11 empty] | SunE SPS4 LLC | 100 | SunEdison | 100
solar pv | Vineland Headquarters | 57742_G_VHQ | 57742 | G | VHQ |  | Solar PV |  | PJM_EMAC | New Jersey | 34 | Cumberland | 11 | 34011 | 1.1 | 0 | 2011 | 9999 |  |  | N | Solar | [13 empty] | 0 | 0 | 0 | 0 | [11 empty] | NFI Solar Inc | 100 | NFI Industries | 100
solar pv | North Palm Springs 1A | 57743_G_1 | 57743 | G | 1 |  | Solar PV |  | WECC_SCE | California | 6 | Riverside | 65 | 06065 | 2.4 | 0 | 2012 | 9999 |  |  | N | Solar | [13 empty] | 0 | 0 | 0 | 0 | [11 empty] | North Palm Springs Investments LLC | 100 | North Palm Springs Investments LLC | 100
onshore wind | Laurel Hill Wind | 57744_G_1 | 57744 | G | 1 |  | Onshore Wind |  | PJM_WMAC | Pennsylvania | 42 | Lycoming | 81 | 42081 | 69 | 0 | 2012 | 9999 |  |  | N | Wind | [13 empty] | 0 | 0 | 0 | 0 | [11 empty] | Laurel Hill Wind Energy LLC | 100 | Duke Energy Corp | 100
solar pv | The City of Vineland at West Vineland | 57745_G_PV1 | 57745 | G | PV1 |  | Solar PV |  | PJM_EMAC | New Jersey | 34 | Cumberland | 11 | 34011 | 3.7 | 0 | 2011 | 9999 |  |  | N | Solar | [13 empty] | 0 | 0 | 0 | 0 | [11 empty] | Luminace Solar New Jersey LLC | 100 | Exelon Corp | 100
solar pv | The City of Vineland at North Vineland | 57746_G_PV1 | 57746 | G | PV1 |  | Solar PV |  | PJM_EMAC | New Jersey | 34 | Cumberland | 11 | 34011 | 2.3 | 0 | 2011 | 9999 |  |  | N | Solar | [13 empty] | 0 | 0 | 0 | 0 | [11 empty] | Luminace Solar New Jersey LLC | 100 | Exelon Corp | 100
solar pv | FedEx Field Solar Facility | 57747_G_1 | 57747 | G | 1 |  | Solar PV |  | PJM_SMAC | Maryland | 24 | Prince Georges | 33 | 24033 | 2 | 0 | 2011 | 9999 |  |  | N | Solar | [13 empty] | 0 | 0 | 0 | 0 | [11 empty] | NRG Solar Arrowhead LLC | 100 | NRG Energy Inc | 100
onshore wind | Gordon Butte Wind LLC | 57748_G_GBW | 57748 | G | GBW |  | Onshore Wind |  | WECC_MT | Montana | 30 | Meagher | 59 | 30059 | 9.6 | 0 | 2012 | 9999 |  |  | N | Wind | [13 empty] | 0 | 0 | 0 | 0 | [11 empty] | Gordon Butte Wind LLC | 100 | Oversight Resources LLC | 100
onshore wind | Sawtooth Wind Project | 57749_G_ST | 57749 | G | ST |  | Onshore Wind |  | WECC_ID | Idaho | 16 | Elmore | 39 | 16039 | 22.4 | 0 | 2011 | 9999 |  |  | N | Wind | [13 empty] | 0 | 0 | 0 | 0 | [11 empty] | Idaho Wind LLC | 100 | Pacific Winds LLC | 100
solar pv | Maple Solar | 57750_G_P1 | 57750 | G | P1 |  | Solar PV |  | PJM_EMAC | New Jersey | 34 | Cumberland | 11 | 34011 | 1.6 | 0 | 2011 | 9999 |  |  | N | Solar | [13 empty] | 0 | 0 | 0 | 0 | [11 empty] | NFI Solar Inc | 100 | NFI Industries | 100
solar pv | Maple Solar | 57750_G_P2 | 57750 | G | P2 |  | Solar PV |  | PJM_EMAC | New Jersey | 34 | Cumberland | 11 | 34011 | 0.8 | 0 | 2011 | 9999 |  |  | N | Solar | [13 empty] | 0 | 0 | 0 | 0 | [11 empty] | NFI Solar Inc | 100 | NFI Industries | 100
onshore wind | Los Vientos Wind 1A | 57751_G_1 | 57751 | G | 1 |  | Onshore Wind |  | ERC_REST | Texas | 48 | Cameron | 61 | 48061 | 200 | 0 | 2012 | 9999 |  |  | N | Wind | [13 empty] | 0 | 0 | 0 | 0 | [11 empty] | Los Vientos Windpower IA LLC | 100 | Duke Energy Corp | 100
onshore wind | Los Vientos Wind 1B | 57752_G_1 | 57752 | G | 1 |  | Onshore Wind |  | ERC_REST | Texas | 48 | Cameron | 61 | 48061 | 201.6 | 0 | 2012 | 9999 |  |  | N | Wind | [13 empty] | 0 | 0 | 0 | 0 | [11 empty] | Los Vientos Windpower IB LLC | 100 | Duke Energy Corp | 100
solar pv | SMUD at Lawrence | 57753_G_PV1 | 57753 | G | PV1 |  | Solar PV |  | WEC_BANC | California | 6 | Sacramento | 67 | 06067 | 1 | 0 | 2011 | 9999 |  |  | N | Solar | [13 empty] | 0 | 0 | 0 | 0 | [11 empty] | Constellation NewEnergy Inc | 100 | Exelon Corp | 100
biomass | Frederick County LFGTE Facility | 57754_G_1 | 57754 | G | 1 |  | Landfill Gas |  | PJM_AP | Virginia | 51 | Frederick | 69 | 51069 | 1 | 14103 | 2010 | 9999 |  |  | N | Landfill Gas | [13 empty] | 0.6 | 0.6 | 0.6 | 0.6 | [11 empty] | Frederick County Dept of Public Works | 100 | Frederick County Dept of Public Works | 100
biomass | Frederick County LFGTE Facility | 57754_G_2 | 57754 | G | 2 |  | Landfill Gas |  | PJM_AP | Virginia | 51 | Frederick | 69 | 51069 | 1 | 14103 | 2010 | 9999 |  |  | N | Landfill Gas | [13 empty] | 0.6 | 0.6 | 0.6 | 0.6 | [11 empty] | Frederick County Dept of Public Works | 100 | Frederick County Dept of Public Works | 100
onshore wind | TPW Petersburg | 57755_G_PETE | 57755 | G | PETE |  | Onshore Wind |  | SPP_NEBR | Nebraska | 31 | Boone | 11 | 31011 | 40.5 | 0 | 2011 | 9999 |  |  | N | Wind | [13 empty] | 0 | 0 | 0 | 0 | [11 empty] | TPW Petersburg LLC | 100 | Corporación Gestamp | 100
onshore wind | Coastal Energy Project | 57756_G_1 | 57756 | G | 1 |  | Onshore Wind |  | WECC_PNW | Washington | 53 | Grays Harbor | 27 | 53027 | 6 | 0 | 2010 | 9999 |  |  | N | Wind | [13 empty] | 0 | 0 | 0 | 0 | [11 empty] | Coastal Energy LLC | 100 | Coastal Energy LLC | 100
onshore wind | Pacific Wind LLC | 57757_G_1 | 57757 | G | 1 |  | Onshore Wind |  | WECC_SCE | California | 6 | Kern | 29 | 06029 | 140 | 0 | 2012 | 9999 |  |  | N | Wind | [13 empty] | 0 | 0 | 0 | 0 | [11 empty] | Pacific Wind LLC | 100 | EDF Group | 100
solar pv | Mount Saint Mary's | 57758_G_PV1 | 57758 | G | PV1 |  | Solar PV |  | PJM_AP | Maryland | 24 | Frederick | 21 | 24021 | 13.7 | 0 | 2012 | 9999 |  |  | N | Solar | [13 empty] | 0 | 0 | 0 | 0 | [11 empty] | Constellation Energy Group | 100 | Exelon Corp | 100
onshore wind | Power County Wind Park South | 57760_G_PCWPS | 57760 | G | PCWPS |  | Onshore Wind |  | WECC_ID | Idaho | 16 | Power | 77 | 16077 | 22.5 | 0 | 2011 | 9999 |  |  | N | Wind | [13 empty] | 0 | 0 | 0 | 0 | [11 empty] | Power County Wind Park South LLC | 100 | CG Power Solutions USA Inc | 100
onshore wind | Power County Wind Park North | 57761_G_PCWPN | 57761 | G | PCWPN |  | Onshore Wind |  | WECC_ID | Idaho | 16 | Power | 77 | 16077 | 22.5 | 0 | 2011 | 9999 |  |  | N | Wind | [13 empty] | 0 | 0 | 0 | 0 | [11 empty] | Power County Wind Park North LLC | 100 | CG Power Solutions USA Inc | 100
onshore wind | Cimarron Wind Energy LLC | 57762_G_CPV1 | 57762 | G | CPV1 |  | Onshore Wind |  | SPP_N | Kansas | 20 | Gray | 69 | 20069 | 165.6 | 0 | 2012 | 9999 |  |  | N | Wind | [13 empty] | 0 | 0 | 0 | 0 | [11 empty] | Cimarron Wind Energy LLC | 100 | NextEra Energy Inc | 100
hydro | Youngs Creek Hydroelectric Project | 57763_G_1 | 57763 | G | 1 |  | Hydro |  | WECC_PNW | Washington | 53 | Snohomish | 61 | 53061 | 7.9 | 0 | 2011 | 9999 |  |  | N | Hydro | [13 empty] | 0 | 0 | 0 | 0 | [11 empty] | PUD No 1 of Snohomish County | 100 | PUD No 1 of Snohomish County | 100
solar pv | Naval Air Weapons Station China Lake | 57764_G_1 | 57764 | G | 1 |  | Solar PV |  | WECC_SCE | California | 6 | Kern | 29 | 06029 | 11.1 | 0 | 2012 | 9999 |  |  | N | Solar | [13 empty] | 0 | 0 | 0 | 0 | [11 empty] | Solar Star California XV LLC | 100 | SunPower Corp | 100
solar pv | Arizona Western College PV | 57765_G_SFC | 57765 | G | SFC |  | Solar PV |  | WECC_AZ | Arizona | 4 | Yuma | 27 | 04027 | 1 | 0 | 2011 | 9999 |  |  | N | Solar | [13 empty] | 0 | 0 | 0 | 0 | [11 empty] | MFP Co III LLC | 100 | MFP Co Holdings LLC | 100
solar pv | Arizona Western College PV | 57765_G_SHP | 57765 | G | SHP |  | Solar PV |  | WECC_AZ | Arizona | 4 | Yuma | 27 | 04027 | 0.9 | 0 | 2011 | 9999 |  |  | N | Solar | [13 empty] | 0 | 0 | 0 | 0 | [11 empty] | MFP Co III LLC | 100 | MFP Co Holdings LLC | 100
solar pv | Arizona Western College PV | 57765_G_STE | 57765 | G | STE |  | Solar PV |  | WECC_AZ | Arizona | 4 | Yuma | 27 | 04027 | 0.9 | 0 | 2011 | 9999 |  |  | N | Solar | [13 empty] | 0 | 0 | 0 | 0 | [11 empty] | MFP Co III LLC | 100 | MFP Co Holdings LLC | 100
solar pv | Arizona Western College PV | 57765_G_SWD | 57765 | G | SWD |  | Solar PV |  | WECC_AZ | Arizona | 4 | Yuma | 27 | 04027 | 0.9 | 0 | 2011 | 9999 |  |  | N | Solar | [13 empty] | 0 | 0 | 0 | 0 | [11 empty] | MFP Co III LLC | 100 | MFP Co Holdings LLC | 100
solar pv | Arizona Western College PV | 57765_G_SOLEG | 57765 | G | SOLEG |  | Solar PV |  | WECC_AZ | Arizona | 4 | Yuma | 27 | 04027 | 1 | 0 | 2015 | 9999 |  |  | N | Solar | [13 empty] | 0 | 0 | 0 | 0 | [11 empty] | MFP Co III LLC | 100 | MFP Co Holdings LLC | 100
onshore wind | Rockland Wind Farm | 57766_G_RLWF | 57766 | G | RLWF |  | Onshore Wind |  | WECC_ID | Idaho | 16 | Power | 77 | 16077 | 79.2 | 0 | 2011 | 9999 |  |  | N | Wind | [13 empty] | 0 | 0 | 0 | 0 | [11 empty] | Rockland Wind Farm LLC | 100 | SunEdison | 100
onshore wind | Brown County Wind Turbine | 57767_G_1 | 57767 | G | 1 |  | Onshore Wind |  | MIS_IL | Illinois | 17 | Brown | 9 | 17009 | 1.5 | 0 | 2011 | 9999 |  |  | N | Wind | [13 empty] | 0 | 0 | 0 | 0 | [11 empty] | Adams Electric Coop (IL) | 100 | Adams Electrical Coop | 100
solar pv | Longwood Gardens | 57768_G_1 | 57768 | G | 1 |  | Solar PV |  | PJM_EMAC | Pennsylvania | 42 | Chester | 29 | 42029 | 1.3 | 0 | 2010 | 9999 |  |  | N | Solar | [13 empty] | 0 | 0 | 0 | 0 | [11 empty] | Ecogy Pennsylvania Systems LLC | 100 | Ecogy Energy LLC | 100
onshore wind | Mehoopany Wind Energy LLC | 57769_G_1 | 57769 | G | 1 |  | Onshore Wind |  | PJM_PENE | Pennsylvania | 42 | Wyoming | 131 | 42131 | 140.8 | 0 | 2012 | 9999 |  |  | N | Wind | [13 empty] | 0 | 0 | 0 | 0 | [11 empty] | Mehoopany Wind Energy LLC | 100 | BP plc | 100
0 | South Bay Fuel Cell Plant | 57770_G_SBFC | 57770 | G | SBFC |  | Fuel Cell |  | WEC_SDGE | California | 6 | San Diego | 73 | 06073 | 1.4 | 13500 | 2012 | 9999 |  |  | N | Natural Gas | [13 empty] | 0 | 0 | 0 | 0 | [11 empty] | Biofuels Fuel Cells LLC | 100 | Biofuels Energy LLC | 100
biomass | Ameresco Butte County | 57771_G_1 | 57771 | G | 1 |  | Landfill Gas |  | WEC_CALN | California | 6 | Butte | 7 | 06007 | 2 | 13500 | 2013 | 9999 |  |  | N | Landfill Gas | [13 empty] | 0.19577 | 0.19577 | 0.19577 | 0.19577 | [11 empty] | Ameresco Butte County LLC | 100 | Ameresco Inc | 100
solar pv | Perdue Bridgeville Photovoltaic | 57772_G_BRID | 57772 | G | BRID |  | Solar PV |  | PJM_EMAC | Delaware | 10 | Sussex | 5 | 10005 | 1.3 | 0 | 2011 | 9999 |  |  | N | Solar | [13 empty] | 0 | 0 | 0 | 0 | [11 empty] | Terraform Power Inc | 100 | Brookfield Asset Management Inc | 100
solar pv | Palo Verde College | 57773_G_1 | 57773 | G | 1 |  | Solar PV |  | WECC_SCE | California | 6 | Riverside | 65 | 06065 | 1.2 | 0 | 2009 | 9999 |  |  | N | Solar | [13 empty] | 0 | 0 | 0 | 0 | [11 empty] | BP Solar | 100 | BP plc | 100
onshore wind | Windstar 1 | 57774_G_WGNS | 57774 | G | WGNS |  | Onshore Wind |  | WECC_SCE | California | 6 | Kern | 29 | 06029 | 120 | 0 | 2012 | 9999 |  |  | N | Wind | [13 empty] | 0 | 0 | 0 | 0 | [11 empty] | Windstar Energy LLC | 100 | Brookfield Asset Management Inc | 100
solar pv | Kingman 1 | 57775_G_PV | 57775 | G | PV |  | Solar PV |  | WECC_AZ | Arizona | 4 | Mohave | 15 | 04015 | 0.5 | 0 | 2011 | 9999 |  |  | N | Solar | [13 empty] | 0 | 0 | 0 | 0 | [11 empty] | Kingman Energy Corp | 100 | Brookfield Asset Management Inc | 100
onshore wind | Kingman 1 | 57775_G_WGNS | 57775 | G | WGNS |  | Onshore Wind |  | WECC_AZ | Arizona | 4 | Mohave | 15 | 04015 | 10 | 0 | 2011 | 9999 |  |  | N | Wind | [13 empty] | 0 | 0 | 0 | 0 | [11 empty] | Kingman Energy Corp | 100 | Brookfield Asset Management Inc | 100
solar pv | FedEx Woodbridge | 57776_G_1 | 57776 | G | 1 |  | Solar PV |  | PJM_EMAC | New Jersey | 34 | Middlesex | 23 | 34023 | 2.4 | 0 | 2009 | 9999 |  |  | N | Solar | [13 empty] | 0 | 0 | 0 | 0 | [11 empty] | BP Solar | 100 | BP plc | 100
solar pv | RE Dillard 1 | 57777_G_DL1 | 57777 | G | DL1 |  | Solar PV |  | WEC_BANC | California | 6 | Sacramento | 67 | 06067 | 3 | 0 | 2012 | 9999 |  |  | N | Solar | [13 empty] | 0 | 0 | 0 | 0 | [11 empty] | RE Dillard 1 LLC | 100 | Canadian Solar Inc | 100
solar pv | RE Kammerer 1 | 57778_G_KAM1 | 57778 | G | KAM1 |  | Solar PV |  | WEC_BANC | California | 6 | Sacramento | 67 | 06067 | 5 | 0 | 2012 | 9999 |  |  | N | Solar | [13 empty] | 0 | 0 | 0 | 0 | [11 empty] | RE Kammerer 1 LLC | 100 | Canadian Solar Inc | 100
solar pv | RE Dillard 2 | 57779_G_DIL2 | 57779 | G | DIL2 |  | Solar PV |  | WEC_BANC | California | 6 | Sacramento | 67 | 06067 | 3 | 0 | 2012 | 9999 |  |  | N | Solar | [13 empty] | 0 | 0 | 0 | 0 | [11 empty] | RE Dillard 2 LLC | 100 | Canadian Solar Inc | 100
solar pv | RE Kammerer 2 | 57780_G_KAM2 | 57780 | G | KAM2 |  | Solar PV |  | WEC_BANC | California | 6 | Sacramento | 67 | 06067 | 5 | 0 | 2012 | 9999 |  |  | N | Solar | [13 empty] | 0 | 0 | 0 | 0 | [11 empty] | RE Kammerer 2 LLC | 100 | Canadian Solar Inc | 100
solar pv | RE Dillard 3 | 57781_G_DIL3 | 57781 | G | DIL3 |  | Solar PV |  | WEC_BANC | California | 6 | Sacramento | 67 | 06067 | 3 | 0 | 2012 | 9999 |  |  | N | Solar | [13 empty] | 0 | 0 | 0 | 0 | [11 empty] | RE Dillard 3 LLC | 100 | Canadian Solar Inc | 100
solar pv | RE Kammerer 3 | 57782_G_KAM3 | 57782 | G | KAM3 |  | Solar PV |  | WEC_BANC | California | 6 | Sacramento | 67 | 06067 | 5 | 0 | 2012 | 9999 |  |  | N | Solar | [13 empty] | 0 | 0 | 0 | 0 | [11 empty] | RE Kammerer 3 LLC | 100 | Canadian Solar Inc | 100
solar pv | RE Bruceville 1 | 57783_G_BRU1 | 57783 | G | BRU1 |  | Solar PV |  | WEC_BANC | California | 6 | Sacramento | 67 | 06067 | 5 | 0 | 2012 | 9999 |  |  | N | Solar | [13 empty] | 0 | 0 | 0 | 0 | [11 empty] | RE Bruceville 1 LLC | 100 | Canadian Solar Inc | 100
solar pv | RE Bruceville 2 | 57784_G_BRU2 | 57784 | G | BRU2 |  | Solar PV |  | WEC_BANC | California | 6 | Sacramento | 67 | 06067 | 5 | 0 | 2012 | 9999 |  |  | N | Solar | [13 empty] | 0 | 0 | 0 | 0 | [11 empty] | RE Bruceville 2 LLC | 100 | Canadian Solar Inc | 100
solar pv | RE Bruceville 3 | 57785_G_BRU3 | 57785 | G | BRU3 |  | Solar PV |  | WEC_BANC | California | 6 | Sacramento | 67 | 06067 | 5 | 0 | 2012 | 9999 |  |  | N | Solar | [13 empty] | 0 | 0 | 0 | 0 | [11 empty] | RE Bruceville 3 LLC | 100 | Canadian Solar Inc | 100
onshore wind | Flat Ridge 2 Wind Energy LLC | 57787_G_1 | 57787 | G | 1 |  | Onshore Wind |  | SPP_N | Kansas | 20 | Kingman | 95 | 20095 | 470.4 | 0 | 2012 | 9999 |  |  | N | Wind | [13 empty] | 0 | 0 | 0 | 0 | [11 empty] | Flat Ridge 2 Wind Energy LLC | 100 | BP plc | 100
natural gas peaker | US GSA Heating and Transmission | 57788_G_TG1 | 57788 | G | TG1 |  | Combustion Turbine |  | PJM_SMAC | District of Columbia | 11 | District of Columbia | 1 | 11001 | 4.5 | 12804 | 2004 | 9999 |  |  | Y | Natural Gas, Distillate Fuel Oil | [13 empty] | 0.23894 | 0.23894 | 0.23894 | 0.23894 | [11 empty] | US General Services Administration | 100 | US General Services Administration | 100
natural gas peaker | US GSA Heating and Transmission | 57788_G_TG2 | 57788 | G | TG2 |  | Combustion Turbine |  | PJM_SMAC | District of Columbia | 11 | District of Columbia | 1 | 11001 | 4.5 | 12804 | 2004 | 9999 |  |  | Y | Natural Gas, Distillate Fuel Oil | [13 empty] | 0.23894 | 0.23894 | 0.23894 | 0.23894 | [11 empty] | US General Services Administration | 100 | US General Services Administration | 100
natural gas peaker | Peak Power 1 Cogen | 57789_G_GEN1 | 57789 | G | GEN1 |  | Combustion Turbine | IC Engine | NY_Z_J | New York | 36 | New York | 61 | 36061 | 2 | 8700 | 2010 | 9999 |  |  | Y | Natural Gas | [13 empty] | 0.3463 | 0.3463 | 0.3463 | 0.3463 | [11 empty] | Peak Power 1 LLC | 100 | Peak Power 1 LLC | 100
natural gas peaker | Peak Power 1 Cogen | 57789_G_GEN2 | 57789 | G | GEN2 |  | Combustion Turbine | IC Engine | NY_Z_J | New York | 36 | New York | 61 | 36061 | 2 | 8700 | 2010 | 9999 |  |  | Y | Natural Gas | [13 empty] | 0.3463 | 0.3463 | 0.3463 | 0.3463 | [11 empty] | Peak Power 1 LLC | 100 | Peak Power 1 LLC | 100
natural gas peaker | Peak Power 1 Cogen | 57789_G_GEN3 | 57789 | G | GEN3 |  | Combustion Turbine | IC Engine | NY_Z_J | New York | 36 | New York | 61 | 36061 | 2 | 8700 | 2010 | 9999 |  |  | Y | Natural Gas | [13 empty] | 0.3463 | 0.3463 | 0.3463 | 0.3463 | [11 empty] | Peak Power 1 LLC | 100 | Peak Power 1 LLC | 100
solar pv | RE Bagdad Solar I LLC | 57790_G_1 | 57790 | G | 1 |  | Solar PV |  | WECC_AZ | Arizona | 4 | Yavapai | 25 | 04025 | 15 | 0 | 2011 | 9999 |  |  | N | Solar | [13 empty] | 0 | 0 | 0 | 0 | [11 empty] | RE Bagdad Solar 1 LLC | 100 | Duke Energy Corp | 100
onshore wind | Foundation AB | 57791_G_WTG1 | 57791 | G | WTG1 |  | Onshore Wind |  | WEC_CALN | California | 6 | Solano | 95 | 06095 | 1.5 | 0 | 2011 | 9999 |  |  | N | Wind | [13 empty] | 0 | 0 | 0 | 0 | [11 empty] | Foundation AB Owner LLC | 100 | Foundation Windpower | 100
onshore wind | Foundation IE | 57792_G_WTG1 | 57792 | G | WTG1 |  | Onshore Wind |  | WECC_SCE | California | 6 | San Bernardino | 71 | 06071 | 1 | 0 | 2011 | 9999 |  |  | N | Wind | [13 empty] | 0 | 0 | 0 | 0 | [11 empty] | Foundation IE Owner LLC | 100 | Foundation Windpower | 100
natural gas combined cycle | St Joseph Energy Center | 57794_G_CT1 | 57794 | G | CT1 | 90857 | Combined Cycle |  | PJM_West | Indiana | 18 | St Joseph | 141 | 18141 | 237 | 7050 | 2018 | 9999 |  |  | N | Natural Gas |  |  |  |  | SCR | [8 empty] | 0.0061165 | 0.0061165 | 0.0061165 | 0.0061165 | [11 empty] | St Joseph Energy Center LLC | 100 | Ares Management LP | 100
natural gas combined cycle | St Joseph Energy Center | 57794_G_CT2 | 57794 | G | CT2 | 90856 | Combined Cycle |  | PJM_West | Indiana | 18 | St Joseph | 141 | 18141 | 237 | 7050 | 2018 | 9999 |  |  | N | Natural Gas |  |  |  |  | SCR | [8 empty] | 0.0061165 | 0.0061165 | 0.0061165 | 0.0061165 | [11 empty] | St Joseph Energy Center LLC | 100 | Ares Management LP | 100
natural gas combined cycle | St Joseph Energy Center | 57794_G_ST1 | 57794 | G | ST1 | 90857 | Combined Cycle |  | PJM_West | Indiana | 18 | St Joseph | 141 | 18141 | 232 | 7050 | 2018 | 9999 |  |  | N | Natural Gas |  |  |  | LNB + NH3 | SCR | [8 empty] | 0.0061165 | 0.0061165 | 0.0061165 | 0.0061165 | [11 empty] | St Joseph Energy Center LLC | 100 | Ares Management LP | 100
solar pv | RE Ajo 1 LLC | 57795_G_1 | 57795 | G | 1 |  | Solar PV |  | WECC_AZ | Arizona | 4 | Pima | 19 | 04019 | 4.5 | 0 | 2011 | 9999 |  |  | N | Solar | [13 empty] | 0 | 0 | 0 | 0 | [11 empty] | RE Ajo 1 LLC | 100 | Duke Energy Corp | 100
solar pv | Golden Springs Building C-1 | 57796_G_1 | 57796 | G | 1 |  | Solar PV |  | WEC_LADW | California | 6 | Los Angeles | 37 | 06037 | 1.2 | 0 | 2012 | 9999 |  |  | N | Solar | [13 empty] | 0 | 0 | 0 | 0 | [11 empty] | Golden Solar LLC | 100 | Golden Solar LLC | 100
solar pv | Golden Springs Building D | 57797_G_1 | 57797 | G | 1 |  | Solar PV |  | WEC_LADW | California | 6 | Los Angeles | 37 | 06037 | 1.3 | 0 | 2012 | 9999 |  |  | N | Solar | [13 empty] | 0 | 0 | 0 | 0 | [11 empty] | Golden Solar LLC | 100 | Golden Solar LLC | 100
natural gas peaker | OBP Cogen | 57798_G_1OBP | 57798 | G | 1OBP |  | Combustion Turbine |  | NY_Z_J | New York | 36 | New York | 61 | 36061 | 4.6 | 8700 | 2010 | 9999 |  |  | Y | Natural Gas | [13 empty] | 0.23894 | 0.23894 | 0.23894 | 0.23894 | [11 empty] | Obp Cogen LLC | 100 | Obp Cogen LLC | 100
solar pv | ISH Solar Central, LLC | 57799_G_1 | 57799 | G | 1 |  | Solar PV |  | PJM_EMAC | New Jersey | 34 | Monmouth | 25 | 34025 | 1.4 | 0 | 2011 | 9999 |  |  | N | Solar | [13 empty] | 0 | 0 | 0 | 0 | [11 empty] | ISH Solar Central LLC | 100 | Duke Energy Corp | 100
onshore wind | Bison 2 Wind Energy Center | 57800_G_BISO2 | 57800 | G | BISO2 |  | Onshore Wind |  | MIS_MAPP | North Dakota | 38 | Morton | 59 | 38059 | 105 | 0 | 2012 | 9999 |  |  | N | Wind | [13 empty] | 0 | 0 | 0 | 0 | [11 empty] | ALLETE Inc | 100 | ALLETE Inc | 100
onshore wind | Bison 3 Wind Energy Center | 57801_G_BISO3 | 57801 | G | BISO3 |  | Onshore Wind |  | MIS_MAPP | North Dakota | 38 | Morton | 59 | 38059 | 105 | 0 | 2012 | 9999 |  |  | N | Wind | [13 empty] | 0 | 0 | 0 | 0 | [11 empty] | ALLETE Inc | 100 | ALLETE Inc | 100
onshore wind | Magic Valley Wind Farm I LLC | 57802_G_MV1 | 57802 | G | MV1 |  | Onshore Wind |  | ERC_REST | Texas | 48 | Willacy | 489 | 48489 | 203 | 0 | 2012 | 9999 |  |  | N | Wind | [13 empty] | 0 | 0 | 0 | 0 | [11 empty] | Magic Valley Wind Farm I LLC | 100 | RWE Group | 100
onshore wind | Lime Wind | 57803_G_T1-6 | 57803 | G | T1-6 |  | Onshore Wind |  | WECC_PNW | Oregon | 41 | Baker | 1 | 41001 | 3 | 0 | 2011 | 9999 |  |  | N | Wind | [13 empty] | 0 | 0 | 0 | 0 | [11 empty] | Joseph Millworks Inc | 100 | Joseph Millworks Inc | 100
solar pv | William Paterson University | 57805_G_WPU1 | 57805 | G | WPU1 |  | Solar PV |  | PJM_EMAC | New Jersey | 34 | Passaic | 31 | 34031 | 1.4 | 0 | 2010 | 9999 |  |  | N | Solar | [13 empty] | 0 | 0 | 0 | 0 | [11 empty] | Nautilus Solar Energy LLC | 100 | Nautilus Energy LLC | 100
solar pv | RE Dillard 4 | 57806_G_DIL4 | 57806 | G | DIL4 |  | Solar PV |  | WEC_BANC | California | 6 | Sacramento | 67 | 06067 | 0.4 | 0 | 2012 | 9999 |  |  | N | Solar | [13 empty] | 0 | 0 | 0 | 0 | [11 empty] | RE Dillard 4 LLC | 100 | Canadian Solar Inc | 100
0 | Franklin Templeton San Mateo | 57809_G_FRK00 | 57809 | G | FRK00 |  | Fuel Cell |  | WEC_CALN | California | 6 | San Mateo | 81 | 06081 | 1 | 7594 | 2011 | 9999 |  |  | N | Natural Gas | [13 empty] | 0 | 0 | 0 | 0 | [11 empty] | Bloom Energy Corp | 100 | Bloom Energy Corp | 100
0 | Adobe San Jose | 57811_G_ADB00 | 57811 | G | ADB00 |  | Fuel Cell |  | WEC_CALN | California | 6 | Santa Clara | 85 | 06085 | 0.8 | 8099 | 2010 | 9999 |  |  | N | Natural Gas | [13 empty] | 0 | 0 | 0 | 0 | [11 empty] | Bloom Energy Corp | 100 | Bloom Energy Corp | 100
0 | Adobe San Jose | 57811_G_ADB01 | 57811 | G | ADB01 |  | Fuel Cell |  | WEC_CALN | California | 6 | Santa Clara | 85 | 06085 | 0.4 | 8099 | 2010 | 9999 |  |  | N | Natural Gas | [13 empty] | 0 | 0 | 0 | 0 | [11 empty] | Bloom Energy Corp | 100 | Bloom Energy Corp | 100
onshore wind | GL Wind | 57813_G_TURB1 | 57813 | G | TURB1 |  | Onshore Wind |  | MIS_MNWI | Minnesota | 27 | Winona | 169 | 27169 | 0.5 | 0 | 2011 | 9999 |  |  | N | Wind | [13 empty] | 0 | 0 | 0 | 0 | [11 empty] | Juhl Energy Inc | 100 | Juhl Wind Inc | 100
onshore wind | GL Wind | 57813_G_TURB2 | 57813 | G | TURB2 |  | Onshore Wind |  | MIS_MNWI | Minnesota | 27 | Winona | 169 | 27169 | 2.4 | 0 | 2011 | 9999 |  |  | N | Wind | [13 empty] | 0 | 0 | 0 | 0 | [11 empty] | Juhl Energy Inc | 100 | Juhl Wind Inc | 100
solar pv | RE McKenzie 1 | 57816_G_MCK1 | 57816 | G | MCK1 |  | Solar PV |  | WEC_BANC | California | 6 | Sacramento | 67 | 06067 | 5 | 0 | 2012 | 9999 |  |  | N | Solar | [13 empty] | 0 | 0 | 0 | 0 | [11 empty] | RE McKenzie 1 LLC | 100 | Goldman Sachs Group Inc (The) | 100
solar pv | RE McKenzie 2 | 57817_G_MCK2 | 57817 | G | MCK2 |  | Solar PV |  | WEC_BANC | California | 6 | Sacramento | 67 | 06067 | 5 | 0 | 2012 | 9999 |  |  | N | Solar | [13 empty] | 0 | 0 | 0 | 0 | [11 empty] | RE McKenzie 2 LLC | 100 | Goldman Sachs Group Inc (The) | 100
solar pv | RE McKenzie 3 | 57818_G_MCK3 | 57818 | G | MCK3 |  | Solar PV |  | WEC_BANC | California | 6 | Sacramento | 67 | 06067 | 5 | 0 | 2012 | 9999 |  |  | N | Solar | [13 empty] | 0 | 0 | 0 | 0 | [11 empty] | RE McKenzie 3 LLC | 100 | Goldman Sachs Group Inc (The) | 100
solar pv | RE McKenzie 4 | 57819_G_MCK4 | 57819 | G | MCK4 |  | Solar PV |  | WEC_BANC | California | 6 | Sacramento | 67 | 06067 | 5 | 0 | 2012 | 9999 |  |  | N | Solar | [13 empty] | 0 | 0 | 0 | 0 | [11 empty] | RE McKenzie 4 LLC | 100 | Goldman Sachs Group Inc (The) | 100
solar pv | RE McKenzie 5 | 57820_G_MCK5 | 57820 | G | MCK5 |  | Solar PV |  | WEC_BANC | California | 6 | Sacramento | 67 | 06067 | 5 | 0 | 2012 | 9999 |  |  | N | Solar | [13 empty] | 0 | 0 | 0 | 0 | [11 empty] | RE McKenzie 5 LLC | 100 | Goldman Sachs Group Inc (The) | 100
solar pv | RE McKenzie 6 | 57821_G_MCK6 | 57821 | G | MCK6 |  | Solar PV |  | WEC_BANC | California | 6 | Sacramento | 67 | 06067 | 5 | 0 | 2012 | 9999 |  |  | N | Solar | [13 empty] | 0 | 0 | 0 | 0 | [11 empty] | RE McKenzie 6 LLC | 100 | Goldman Sachs Group Inc (The) | 100
hard coal | Middletown Coke Company, LLC | 57822_B_HRSG1 | 57822 | B | HRSG1 |  | Fossil Waste |  | PJM_West | Ohio | 39 | Butler | 17 | 39017 | 9.4 | 4431 | 2011 | 9999 |  |  | Y | Fossil Waste | Dry Scrubber | 2011 | 0.92 |  |  |  |  | B | NA |  |  |  |  | 0.05352 | 0.05352 | 0.05352 | 0.05352 | [11 empty] | Middletown Cogeneration Co LLC | 100 | SunCoke Energy | 100
hard coal | Middletown Coke Company, LLC | 57822_B_HRSG2 | 57822 | B | HRSG2 |  | Fossil Waste |  | PJM_West | Ohio | 39 | Butler | 17 | 39017 | 9.4 | 4431 | 2011 | 9999 |  |  | Y | Fossil Waste | Dry Scrubber | 2011 | 0.92 |  |  |  |  | B | NA |  |  |  |  | 0.05352 | 0.05352 | 0.05352 | 0.05352 | [11 empty] | Middletown Cogeneration Co LLC | 100 | SunCoke Energy | 100
hard coal | Middletown Coke Company, LLC | 57822_B_HRSG3 | 57822 | B | HRSG3 |  | Fossil Waste |  | PJM_West | Ohio | 39 | Butler | 17 | 39017 | 9.4 | 4431 | 2011 | 9999 |  |  | Y | Fossil Waste | Dry Scrubber | 2011 | 0.92 |  |  |  |  | B | NA |  |  |  |  | 0.05352 | 0.05352 | 0.05352 | 0.05352 | [11 empty] | Middletown Cogeneration Co LLC | 100 | SunCoke Energy | 100
hard coal | Middletown Coke Company, LLC | 57822_B_HRSG4 | 57822 | B | HRSG4 |  | Fossil Waste |  | PJM_West | Ohio | 39 | Butler | 17 | 39017 | 9.4 | 4431 | 2011 | 9999 |  |  | Y | Fossil Waste | Dry Scrubber | 2011 | 0.92 |  |  |  |  | B | NA |  |  |  |  | 0.05352 | 0.05352 | 0.05352 | 0.05352 | [11 empty] | Middletown Cogeneration Co LLC | 100 | SunCoke Energy | 100
hard coal | Middletown Coke Company, LLC | 57822_B_HRSG5 | 57822 | B | HRSG5 |  | Fossil Waste |  | PJM_West | Ohio | 39 | Butler | 17 | 39017 | 9.4 | 4431 | 2011 | 9999 |  |  | Y | Fossil Waste | Dry Scrubber | 2011 | 0.92 |  |  |  |  | B | NA |  |  |  |  | 0.05352 | 0.05352 | 0.05352 | 0.05352 | [11 empty] | Middletown Cogeneration Co LLC | 100 | SunCoke Energy | 100
onshore wind | WCROC Wind Farm | 57823_G_WTG1 | 57823 | G | WTG1 |  | Onshore Wind |  | MIS_MNWI | Minnesota | 27 | Stevens | 149 | 27149 | 0.4 | 0 | 2005 | 9999 |  |  | N | Wind | [13 empty] | 0 | 0 | 0 | 0 | [11 empty] | West Central Research & Outreach Center (Wcroc) | 100 | West Central Research & Outreach Center (Wcroc) | 100
biomass | Onalaska Campus Landfill Biogas | 57824_G_416LF | 57824 | G | 416LF |  | Landfill Gas |  | MIS_MNWI | Wisconsin | 55 | La Crosse | 63 | 55063 | 1.1 | 13500 | 2012 | 9999 |  |  | N | Landfill Gas | [13 empty] | 0.22117 | 0.22117 | 0.22117 | 0.22117 | [11 empty] | Gundersen Lutheran Biogas I LLC | 100 | Gundersen Lutheran Hospital | 100
solar pv | Dinuba Wastewater Treatment Plant | 57827_G_DSPV | 57827 | G | DSPV |  | Solar PV |  | WECC_SCE | California | 6 | Tulare | 107 | 06107 | 1 | 0 | 2011 | 9999 |  |  | N | Solar | [13 empty] | 0 | 0 | 0 | 0 | [11 empty] | Tioga Energy Inc | 100 | Tioga Energy Inc | 100
biomass | Tulsa LFG LLC | 57828_G_GEN3M | 57828 | G | GEN3M |  | Landfill Gas |  | SPP_WEST | Oklahoma | 40 | Osage | 113 | 40113 | 1.4 | 13500 | 2011 | 9999 |  |  | N | Landfill Gas | [13 empty] | 0.22117 | 0.22117 | 0.22117 | 0.22117 | [11 empty] | Tulsa LFG LLC | 100 | Montauk Energy Holdings LLC | 100
onshore wind | Rippey Wind Farm | 57830_G_NORD | 57830 | G | NORD |  | Onshore Wind |  | MIS_IA | Iowa | 19 | Greene | 73 | 19073 | 50 | 0 | 2012 | 9999 |  |  | N | Wind | [13 empty] | 0 | 0 | 0 | 0 | [11 empty] | Rippey Wind Energy LLC | 100 | Iberdrola SA | 100
solar pv | Heliocentric | 57831_G_1 | 57831 | G | 1 |  | Solar PV |  | WEC_LADW | California | 6 | Los Angeles | 37 | 06037 | 1.3 | 0 | 2012 | 9999 |  |  | N | Solar | [13 empty] | 0 | 0 | 0 | 0 | [11 empty] | Heliocentric LLC | 100 | Heliocentric LLC | 100
onshore wind | Hawkeye Wind Farm | 57832_G_NORD | 57832 | G | NORD |  | Onshore Wind |  | MIS_MIDA | Iowa | 19 | Bremer | 17 | 19017 | 34 | 0 | 2012 | 9999 |  |  | N | Wind | [13 empty] | 0 | 0 | 0 | 0 | [11 empty] | Bethel Wind Energy LLC | 100 | Greenbacker Renewable Energy Corp | 100
onshore wind | Mustang Hills LLC | 57833_G_AW06 | 57833 | G | AW06 |  | Onshore Wind |  | WECC_SCE | California | 6 | Kern | 29 | 06029 | 150 | 0 | 2012 | 9999 |  |  | N | Wind | [13 empty] | 0 | 0 | 0 | 0 | [11 empty] | Mustang Hills LLC | 100 | BlackRock Inc | 100
onshore wind | Pinyon Pine I | 57834_G_AW07 | 57834 | G | AW07 |  | Onshore Wind |  | WECC_SCE | California | 6 | Kern | 29 | 06029 | 168 | 0 | 2012 | 9999 |  |  | N | Wind | [13 empty] | 0 | 0 | 0 | 0 | [11 empty] | Pinyon Pines Wind I LLC | 100 | Berkshire Hathaway Inc | 100
onshore wind | Alta Wind VIII | 57835_G_AW08 | 57835 | G | AW08 |  | Onshore Wind |  | WECC_SCE | California | 6 | Kern | 29 | 06029 | 150 | 0 | 2012 | 9999 |  |  | N | Wind | [13 empty] | 0 | 0 | 0 | 0 | [11 empty] | Alta Wind VIII LLC | 50 | Marubeni Corp | 50
solar pv | L-8 Solar Project | 57836_G_TSM | 57836 | G | TSM |  | Solar PV |  | WEC_LADW | California | 6 | Los Angeles | 37 | 06037 | 1.3 | 0 | 2012 | 9999 |  |  | N | Solar | [13 empty] | 0 | 0 | 0 | 0 | [11 empty] | L 8 Solar Project LLC | 100 | Harry Ross Industries GP | 100
onshore wind | Pinyon Pine II | 57837_G_AW09 | 57837 | G | AW09 |  | Onshore Wind |  | WECC_SCE | California | 6 | Kern | 29 | 06029 | 132 | 0 | 2012 | 9999 |  |  | N | Wind | [13 empty] | 0 | 0 | 0 | 0 | [11 empty] | Pinyon Pines Wind II LLC | 100 | Berkshire Hathaway Inc | 100
solar pv | Dartmouth II Solar | 57838_G_D2MA | 57838 | G | D2MA |  | Solar PV |  | NENGREST | Massachusetts | 25 | Bristol | 5 | 25005 | 2 | 0 | 2012 | 9999 |  |  | N | Solar | [13 empty] | 0 | 0 | 0 | 0 | [11 empty] | Borrego Solar Systems Inc | 100 | Borrego Solar Systems Inc | 100
natural gas combined cycle | Woodbridge Energy Center | 57839_G_CT001 | 57839 | G | CT001 | 90934 | Combined Cycle |  | PJM_EMAC | New Jersey | 34 | Middlesex | 23 | 34023 | 206.9 | 7050 | 2015 | 9999 |  |  | N | Natural Gas |  |  |  | DLNB | SCR | [8 empty] | 0.0055707 | 0.0055707 | 0.0055707 | 0.0055707 | [11 empty] | CPV Shore LLC | 100 | Competitive Power Ventures Inc | 100
natural gas combined cycle | Woodbridge Energy Center | 57839_G_CT002 | 57839 | G | CT002 | 90935 | Combined Cycle |  | PJM_EMAC | New Jersey | 34 | Middlesex | 23 | 34023 | 207.2 | 7050 | 2015 | 9999 |  |  | N | Natural Gas |  |  |  | DLNB | SCR | [8 empty] | 0.0055707 | 0.0055707 | 0.0055707 | 0.0055707 | [11 empty] | CPV Shore LLC | 100 | Competitive Power Ventures Inc | 100
natural gas combined cycle | Woodbridge Energy Center | 57839_G_ST001 | 57839 | G | ST001 | 90934 | Combined Cycle |  | PJM_EMAC | New Jersey | 34 | Middlesex | 23 | 34023 | 314.4 | 7050 | 2015 | 9999 |  |  | N | Natural Gas |  |  |  | DLNB | SCR | [8 empty] | 0.0055707 | 0.0055707 | 0.0055707 | 0.0055707 | [11 empty] | CPV Shore LLC | 100 | Competitive Power Ventures Inc | 100
solar pv | ISH Solar Hospital SDMC | 57840_G_1 | 57840 | G | 1 |  | Solar PV |  | WEC_SDGE | California | 6 | San Diego | 73 | 06073 | 1.1 | 0 | 2011 | 9999 |  |  | N | Solar | [13 empty] | 0 | 0 | 0 | 0 | [11 empty] | RE San Diego LLC | 100 | Indu Solar Holdings | 100
solar pv | ISH Solar Hospital Downey | 57841_G_1 | 57841 | G | 1 |  | Solar PV |  | WEC_LADW | California | 6 | Los Angeles | 37 | 06037 | 1.1 | 0 | 2011 | 9999 |  |  | N | Solar | [13 empty] | 0 | 0 | 0 | 0 | [11 empty] | ISH Solar Hospitals LLC | 100 | Indu Solar Holdings | 100
natural gas peaker | Wabash Valley Power IGCC | 57842_G_1A | 57842 | G | 1A | 720 | Combustion Turbine |  | MIS_INKY | Indiana | 18 | Vigo | 167 | 18167 | 138 | 12189 | 1995 | 9999 |  |  | N | Natural Gas |  |  |  | NDI | [8 empty] | 0.71 | 0.04178 | 0.04178 | 0.04178 | 0.04178 | [11 empty] | Wabash Valley Power Association Inc | 100 | Wabash Valley Power Association Inc | 100
onshore wind | Franklin County Wind Farm | 57844_G_1 | 57844 | G | 1 |  | Onshore Wind |  | MIS_MIDA | Iowa | 19 | Franklin | 69 | 19069 | 99 | 0 | 2012 | 9999 |  |  | N | Wind | [13 empty] | 0 | 0 | 0 | 0 | [11 empty] | Franklin County Wind LLC | 100 | Alliant Energy Corp | 100
solar pv | WC Landfill Energy LLC | 57848_G_SOLAR | 57848 | G | SOLAR |  | Solar PV |  | PJM_EMAC | New Jersey | 34 | Warren | 41 | 34041 | 1.1 | 0 | 2013 | 9999 |  |  | N | Solar | [13 empty] | 0 | 0 | 0 | 0 | [11 empty] | WC Landfill Energy LLC | 100 | Goldman Sachs Group Inc (The) | 100
solar pv | Green Acres Solar Facility 1 | 57849_G_GASF1 | 57849 | G | GASF1 |  | Solar PV |  | WEC_BANC | California | 6 | Sacramento | 67 | 06067 | 2.8 | 0 | 2012 | 9999 |  |  | N | Solar | [13 empty] | 0 | 0 | 0 | 0 | [11 empty] | S Energy America | 100 | S Energy America | 100
solar pv | Green Acres Solar Facility 2 | 57850_G_GASF2 | 57850 | G | GASF2 |  | Solar PV |  | WEC_BANC | California | 6 | Sacramento | 67 | 06067 | 0.9 | 0 | 2012 | 9999 |  |  | N | Solar | [13 empty] | 0 | 0 | 0 | 0 | [11 empty] | S Energy America | 100 | S Energy America | 100
onshore wind | Sigel Wind Park | 57851_G_1 | 57851 | G | 1 |  | Onshore Wind |  | MIS_LMI | Michigan | 26 | Huron | 63 | 26063 | 64 | 0 | 2012 | 9999 |  |  | N | Wind | [13 empty] | 0 | 0 | 0 | 0 | [11 empty] | DTE Electric Co | 100 | DTE Energy Co | 100
onshore wind | Minden Wind Park | 57852_G_1 | 57852 | G | 1 |  | Onshore Wind |  | MIS_LMI | Michigan | 26 | Sanilac | 151 | 26151 | 32 | 0 | 2012 | 9999 |  |  | N | Wind | [13 empty] | 0 | 0 | 0 | 0 | [11 empty] | DTE Electric Co | 100 | DTE Energy Co | 100
onshore wind | McKinley Wind Park | 57853_G_1 | 57853 | G | 1 |  | Onshore Wind |  | MIS_LMI | Michigan | 26 | Huron | 63 | 26063 | 14 | 0 | 2012 | 9999 |  |  | N | Wind | [13 empty] | 0 | 0 | 0 | 0 | [11 empty] | DTE Electric Co | 100 | DTE Energy Co | 100
hydro | North Hollywood | 57854_G_1PT2 | 57854 | G | 1PT2 |  | Hydro |  | WEC_LADW | California | 6 | Los Angeles | 37 | 06037 | 1.8 | 0 | 1993 | 9999 |  |  | N | Hydro | [13 empty] | 0 | 0 | 0 | 0 | [11 empty] | Los Angeles Dept of Water & Power | 100 | Los Angeles Dept of Water & Power | 100
hydro | North Hollywood | 57854_G_1PT3 | 57854 | G | 1PT3 |  | Hydro |  | WEC_LADW | California | 6 | Los Angeles | 37 | 06037 | 1.8 | 0 | 1993 | 9999 |  |  | N | Hydro | [13 empty] | 0 | 0 | 0 | 0 | [11 empty] | Los Angeles Dept of Water & Power | 100 | Los Angeles Dept of Water & Power | 100
hydro | North Hollywood | 57854_G_3T1 | 57854 | G | 3T1 |  | Hydro |  | WEC_LADW | California | 6 | Los Angeles | 37 | 06037 | 0.5 | 0 | 1993 | 9999 |  |  | N | Hydro | [13 empty] | 0 | 0 | 0 | 0 | [11 empty] | Los Angeles Dept of Water & Power | 100 | Los Angeles Dept of Water & Power | 100
hydro | North Hollywood | 57854_G_3T2 | 57854 | G | 3T2 |  | Hydro |  | WEC_LADW | California | 6 | Los Angeles | 37 | 06037 | 0.2 | 0 | 1993 | 9999 |  |  | N | Hydro | [13 empty] | 0 | 0 | 0 | 0 | [11 empty] | Los Angeles Dept of Water & Power | 100 | Los Angeles Dept of Water & Power | 100
onshore wind | Ipswich Wind Turbine | 57855_G_1 | 57855 | G | 1 |  | Onshore Wind |  | NENGREST | Massachusetts | 25 | Essex | 9 | 25009 | 1.6 | 0 | 2011 | 9999 |  |  | N | Wind | [13 empty] | 0 | 0 | 0 | 0 | [11 empty] | Ipswich MA (City of) | 100 | Ipswich MA (City of) | 100
solar pv | Univ of California San Diego Solar | 57856_G_SGU1 | 57856 | G | SGU1 |  | Solar PV |  | WEC_SDGE | California | 6 | San Diego | 73 | 06073 | 1.2 | 0 | 2008 | 9999 |  |  | N | Solar | [13 empty] | 0 | 0 | 0 | 0 | [11 empty] | SPP Fund II LLC | 100 | NRG Energy Inc | 100
onshore wind | Caney River Wind Project | 57858_G_1 | 57858 | G | 1 |  | Onshore Wind |  | SPP_N | Kansas | 20 | Elk | 49 | 20049 | 200 | 0 | 2011 | 9999 |  |  | N | Wind | [13 empty] | 0 | 0 | 0 | 0 | [11 empty] | Caney River Wind Project LLC | 100 | Enel SpA | 100
solar pv | Moapa Southern Paiute | 57859_G_1 | 57859 | G | 1 |  | Solar PV |  | WECC_SNV | Nevada | 32 | Clark | 3 | 32003 | 250 | 0 | 2016 | 9999 |  |  | N | Solar | [13 empty] | 0 | 0 | 0 | 0 | [11 empty] | Capital Dynamics | 100 | Capital Dynamics | 100
solar pv | Industry MetroLink PV 1 | 57860_G_1 | 57860 | G | 1 |  | Solar PV |  | WEC_LADW | California | 6 | Los Angeles | 37 | 06037 | 1.5 | 0 | 2012 | 9999 |  |  | N | Solar | [13 empty] | 0 | 0 | 0 | 0 | [11 empty] | Industry Metrolink PV 1 LLC | 100 | Industry Metrolink PV 1 LLC | 100
biomass | Hidden Hollow Energy | 57861_G_UNT1 | 57861 | G | UNT1 |  | Landfill Gas |  | WECC_ID | Idaho | 16 | Ada | 1 | 16001 | 1.5 | 13500 | 2007 | 9999 |  |  | N | Landfill Gas | [13 empty] | 0.22117 | 0.22117 | 0.22117 | 0.22117 | [11 empty] | G2 Energy Hidden Hollow LLC | 100 | G2 Energy LLC | 100
biomass | Hidden Hollow Energy | 57861_G_UNT2 | 57861 | G | UNT2 |  | Landfill Gas |  | WECC_ID | Idaho | 16 | Ada | 1 | 16001 | 1.5 | 13500 | 2007 | 9999 |  |  | N | Landfill Gas | [13 empty] | 0.22117 | 0.22117 | 0.22117 | 0.22117 | [11 empty] | G2 Energy Hidden Hollow LLC | 100 | G2 Energy LLC | 100
onshore wind | Wildcat Wind Farm I, LLC | 57862_G_1 | 57862 | G | 1 |  | Onshore Wind |  | MIS_INKY | Indiana | 18 | Tipton | 159 | 18159 | 200 | 0 | 2012 | 9999 |  |  | N | Wind | [13 empty] | 0 | 0 | 0 | 0 | [11 empty] | Wildcat Wind Farm I LLC | 100 | E.ON Group | 100
solar pv | McKee City Solar Phase 2 | 57863_G_UNIT1 | 57863 | G | UNIT1 |  | Solar PV |  | PJM_EMAC | New Jersey | 34 | Atlantic | 1 | 34001 | 1.9 | 0 | 2011 | 9999 |  |  | N | Solar | [13 empty] | 0 | 0 | 0 | 0 | [11 empty] | McKee City Solar | 100 | McKee City Solar | 100
solar pv | Stockton Athletic Center | 57864_G_2LOT7 | 57864 | G | 2LOT7 |  | Solar PV |  | PJM_EMAC | New Jersey | 34 | Atlantic | 1 | 34001 | 0.5 | 0 | 2009 | 9999 |  |  | N | Solar | [13 empty] | 0 | 0 | 0 | 0 | [11 empty] | Richard Stockton College of New Jersey | 100 | Richard Stockton College of New Jersey | 100
solar pv | Stockton Athletic Center | 57864_G_LOT7 | 57864 | G | LOT7 |  | Solar PV |  | PJM_EMAC | New Jersey | 34 | Atlantic | 1 | 34001 | 0.2 | 0 | 2009 | 9999 |  |  | N | Solar | [13 empty] | 0 | 0 | 0 | 0 | [11 empty] | Richard Stockton College of New Jersey | 100 | Richard Stockton College of New Jersey | 100
solar pv | Stockton Athletic Center | 57864_G_SAC | 57864 | G | SAC |  | Solar PV |  | PJM_EMAC | New Jersey | 34 | Atlantic | 1 | 34001 | 0.3 | 0 | 2009 | 9999 |  |  | N | Solar | [13 empty] | 0 | 0 | 0 | 0 | [11 empty] | Richard Stockton College of New Jersey | 100 | Richard Stockton College of New Jersey | 100
natural gas peaker | Antelope Station | 57865_G_E01 | 57865 | G | E01 | 90949 | Combustion Turbine | IC Engine | SPP_SPS | Texas | 48 | Hale | 189 | 48189 | 9.1 | 10745 | 2011 | 9999 |  |  | N | Natural Gas |  |  |  | DLNB | [9 empty] | 0.02377 | 0.02377 | 0.02377 | 0.02377 | [11 empty] | Golden Spread Electric Coop Inc | 100 | Golden Spread Electric Coop Inc | 100
natural gas peaker | Antelope Station | 57865_G_E02 | 57865 | G | E02 | 91029 | Combustion Turbine | IC Engine | SPP_SPS | Texas | 48 | Hale | 189 | 48189 | 9.1 | 10745 | 2011 | 9999 |  |  | N | Natural Gas |  |  |  | DLNB | [9 empty] | 0.02282 | 0.02282 | 0.02282 | 0.02282 | [11 empty] | Golden Spread Electric Coop Inc | 100 | Golden Spread Electric Coop Inc | 100
natural gas peaker | Antelope Station | 57865_G_E03 | 57865 | G | E03 | 91030 | Combustion Turbine | IC Engine | SPP_SPS | Texas | 48 | Hale | 189 | 48189 | 9.1 | 10745 | 2011 | 9999 |  |  | N | Natural Gas |  |  |  | DLNB | [9 empty] | 0.02613 | 0.02613 | 0.02613 | 0.02613 | [11 empty] | Golden Spread Electric Coop Inc | 100 | Golden Spread Electric Coop Inc | 100
natural gas peaker | Antelope Station | 57865_G_E04 | 57865 | G | E04 |  | Combustion Turbine | IC Engine | SPP_SPS | Texas | 48 | Hale | 189 | 48189 | 9.1 | 10745 | 2011 | 9999 |  |  | N | Natural Gas | [13 empty] | 0.02129 | 0.02129 | 0.02129 | 0.02129 | [11 empty] | Golden Spread Electric Coop Inc | 100 | Golden Spread Electric Coop Inc | 100
natural gas peaker | Antelope Station | 57865_G_E05 | 57865 | G | E05 |  | Combustion Turbine | IC Engine | SPP_SPS | Texas | 48 | Hale | 189 | 48189 | 9.1 | 10745 | 2011 | 9999 |  |  | N | Natural Gas | [13 empty] | 0.02498 | 0.02498 | 0.02498 | 0.02498 | [11 empty] | Golden Spread Electric Coop Inc | 100 | Golden Spread Electric Coop Inc | 100
natural gas peaker | Antelope Station | 57865_G_E06 | 57865 | G | E06 |  | Combustion Turbine | IC Engine | SPP_SPS | Texas | 48 | Hale | 189 | 48189 | 9.1 | 10745 | 2011 | 9999 |  |  | N | Natural Gas | [13 empty] | 0.0282 | 0.0282 | 0.0282 | 0.0282 | [11 empty] | Golden Spread Electric Coop Inc | 100 | Golden Spread Electric Coop Inc | 100
natural gas peaker | Antelope Station | 57865_G_E07 | 57865 | G | E07 |  | Combustion Turbine | IC Engine | SPP_SPS | Texas | 48 | Hale | 189 | 48189 | 9.1 | 10745 | 2011 | 9999 |  |  | N | Natural Gas | [13 empty] | 0.02354 | 0.02354 | 0.02354 | 0.02354 | [11 empty] | Golden Spread Electric Coop Inc | 100 | Golden Spread Electric Coop Inc | 100
natural gas peaker | Antelope Station | 57865_G_E08 | 57865 | G | E08 |  | Combustion Turbine | IC Engine | SPP_SPS | Texas | 48 | Hale | 189 | 48189 | 9.1 | 10745 | 2011 | 9999 |  |  | N | Natural Gas | [13 empty] | 0.02414 | 0.02414 | 0.02414 | 0.02414 | [11 empty] | Golden Spread Electric Coop Inc | 100 | Golden Spread Electric Coop Inc | 100
natural gas peaker | Antelope Station | 57865_G_E09 | 57865 | G | E09 |  | Combustion Turbine | IC Engine | SPP_SPS | Texas | 48 | Hale | 189 | 48189 | 9.1 | 10745 | 2011 | 9999 |  |  | N | Natural Gas | [13 empty] | 0.02393 | 0.02393 | 0.02393 | 0.02393 | [11 empty] | Golden Spread Electric Coop Inc | 100 | Golden Spread Electric Coop Inc | 100
natural gas peaker | Antelope Station | 57865_G_E10 | 57865 | G | E10 |  | Combustion Turbine | IC Engine | SPP_SPS | Texas | 48 | Hale | 189 | 48189 | 9.1 | 10745 | 2011 | 9999 |  |  | N | Natural Gas | [13 empty] | 0.02368 | 0.02368 | 0.02368 | 0.02368 | [11 empty] | Golden Spread Electric Coop Inc | 100 | Golden Spread Electric Coop Inc | 100
natural gas peaker | Antelope Station | 57865_G_E11 | 57865 | G | E11 |  | Combustion Turbine | IC Engine | SPP_SPS | Texas | 48 | Hale | 189 | 48189 | 9.1 | 10745 | 2011 | 9999 |  |  | N | Natural Gas | [13 empty] | 0.02318 | 0.02318 | 0.02318 | 0.02318 | [11 empty] | Golden Spread Electric Coop Inc | 100 | Golden Spread Electric Coop Inc | 100
natural gas peaker | Antelope Station | 57865_G_E12 | 57865 | G | E12 |  | Combustion Turbine | IC Engine | SPP_SPS | Texas | 48 | Hale | 189 | 48189 | 9.1 | 10745 | 2011 | 9999 |  |  | N | Natural Gas | [13 empty] | 0.02518 | 0.02518 | 0.02518 | 0.02518 | [11 empty] | Golden Spread Electric Coop Inc | 100 | Golden Spread Electric Coop Inc | 100
natural gas peaker | Antelope Station | 57865_G_E13 | 57865 | G | E13 |  | Combustion Turbine | IC Engine | SPP_SPS | Texas | 48 | Hale | 189 | 48189 | 9.1 | 10745 | 2011 | 9999 |  |  | N | Natural Gas | [13 empty] | 0.02406 | 0.02406 | 0.02406 | 0.02406 | [11 empty] | Golden Spread Electric Coop Inc | 100 | Golden Spread Electric Coop Inc | 100
natural gas peaker | Antelope Station | 57865_G_E14 | 57865 | G | E14 |  | Combustion Turbine | IC Engine | SPP_SPS | Texas | 48 | Hale | 189 | 48189 | 9.1 | 10745 | 2011 | 9999 |  |  | N | Natural Gas | [13 empty] | 0.02549 | 0.02549 | 0.02549 | 0.02549 | [11 empty] | Golden Spread Electric Coop Inc | 100 | Golden Spread Electric Coop Inc | 100
natural gas peaker | Antelope Station | 57865_G_E15 | 57865 | G | E15 |  | Combustion Turbine | IC Engine | SPP_SPS | Texas | 48 | Hale | 189 | 48189 | 9.1 | 10745 | 2011 | 9999 |  |  | N | Natural Gas | [13 empty] | 0.0263 | 0.0263 | 0.0263 | 0.0263 | [11 empty] | Golden Spread Electric Coop Inc | 100 | Golden Spread Electric Coop Inc | 100
natural gas peaker | Antelope Station | 57865_G_E16 | 57865 | G | E16 |  | Combustion Turbine | IC Engine | SPP_SPS | Texas | 48 | Hale | 189 | 48189 | 9.1 | 10745 | 2011 | 9999 |  |  | N | Natural Gas | [13 empty] | 0.0241 | 0.0241 | 0.0241 | 0.0241 | [11 empty] | Golden Spread Electric Coop Inc | 100 | Golden Spread Electric Coop Inc | 100
natural gas peaker | Antelope Station | 57865_G_E17 | 57865 | G | E17 |  | Combustion Turbine | IC Engine | SPP_SPS | Texas | 48 | Hale | 189 | 48189 | 9.1 | 10745 | 2011 | 9999 |  |  | N | Natural Gas | [13 empty] | 0.02545 | 0.02545 | 0.02545 | 0.02545 | [11 empty] | Golden Spread Electric Coop Inc | 100 | Golden Spread Electric Coop Inc | 100
natural gas peaker | Antelope Station | 57865_G_E18 | 57865 | G | E18 |  | Combustion Turbine | IC Engine | SPP_SPS | Texas | 48 | Hale | 189 | 48189 | 9.1 | 10745 | 2011 | 9999 |  |  | N | Natural Gas | [13 empty] | 0.02472 | 0.02472 | 0.02472 | 0.02472 | [11 empty] | Golden Spread Electric Coop Inc | 100 | Golden Spread Electric Coop Inc | 100
onshore wind | Golden Spread Panhandle Wnd Rch | 57866_G_PWR | 57866 | G | PWR |  | Onshore Wind |  | SPP_SPS | Texas | 48 | Oldham | 359 | 48359 | 78.2 | 0 | 2011 | 9999 |  |  | N | Wind | [13 empty] | 0 | 0 | 0 | 0 | [11 empty] | Google Energy LLC | 100 | Google Inc | 100
onshore wind | Howard Wind Farm | 57867_G_1 | 57867 | G | 1 |  | Onshore Wind |  | NY_Z_C&E | New York | 36 | Steuben | 101 | 36101 | 51.3 | 0 | 2011 | 9999 |  |  | N | Wind | [13 empty] | 0 | 0 | 0 | 0 | [11 empty] | Howard Wind LLC | 100 | BlackRock Inc | 100
onshore wind | Howard Wind Farm | 57867_G_2 | 57867 | G | 2 |  | Onshore Wind |  | NY_Z_C&E | New York | 36 | Steuben | 101 | 36101 | 4.1 | 0 | 2012 | 9999 |  |  | N | Wind | [13 empty] | 0 | 0 | 0 | 0 | [11 empty] | Howard Wind LLC | 100 | BlackRock Inc | 100
solar pv | L'Oreal Piscataway | 57868_G_UNIT2 | 57868 | G | UNIT2 |  | Solar PV |  | PJM_EMAC | New Jersey | 34 | Middlesex | 23 | 34023 | 0.3 | 0 | 2014 | 9999 |  |  | N | Solar | [13 empty] | 0 | 0 | 0 | 0 | [11 empty] | Loreal USA Inc | 100 | Loréal SA | 100
solar pv | L'Oreal Piscataway | 57868_G_UNIT3 | 57868 | G | UNIT3 |  | Solar PV |  | PJM_EMAC | New Jersey | 34 | Middlesex | 23 | 34023 | 0.7 | 0 | 2016 | 9999 |  |  | N | Solar | [13 empty] | 0 | 0 | 0 | 0 | [11 empty] | Loreal USA Inc | 100 | Loréal SA | 100
solar pv | Castle Rock Vineyards | 57870_G_SOLAR | 57870 | G | SOLAR |  | Solar PV |  | WECC_SCE | California | 6 | Tulare | 107 | 06107 | 1 | 0 | 2010 | 9999 |  |  | N | Solar | [13 empty] | 0 | 0 | 0 | 0 | [11 empty] | Castle Rock Cooling | 100 | Castle Rock Cooling | 100
solar pv | 2555 E Olympic Bl | 57871_G_1 | 57871 | G | 1 |  | Solar PV |  | WEC_LADW | California | 6 | Los Angeles | 37 | 06037 | 1 | 0 | 2012 | 9999 |  |  | N | Solar | [13 empty] | 0 | 0 | 0 | 0 | [11 empty] | Los Angeles Dept of Water & Power | 100 | Los Angeles Dept of Water & Power | 100
natural gas peaker | LCEC Generation LLVC | 57872_G_UNIT1 | 57872 | G | UNIT1 |  | Combustion Turbine | IC Engine | SPP_SPS | New Mexico | 35 | Lea | 25 | 35025 | 8.7 | 10745 | 2012 | 9999 |  |  | N | Natural Gas | [13 empty] | 0.01664 | 0.01664 | 0.01664 | 0.01664 | [11 empty] | Lea County Electric Coop Inc | 100 | Lea County Electric Coop Inc | 100
natural gas peaker | LCEC Generation LLVC | 57872_G_UNIT2 | 57872 | G | UNIT2 |  | Combustion Turbine | IC Engine | SPP_SPS | New Mexico | 35 | Lea | 25 | 35025 | 8.7 | 10745 | 2012 | 9999 |  |  | N | Natural Gas | [13 empty] | 0.0165 | 0.0165 | 0.0165 | 0.0165 | [11 empty] | Lea County Electric Coop Inc | 100 | Lea County Electric Coop Inc | 100
natural gas peaker | LCEC Generation LLVC | 57872_G_UNIT3 | 57872 | G | UNIT3 |  | Combustion Turbine | IC Engine | SPP_SPS | New Mexico | 35 | Lea | 25 | 35025 | 8.7 | 10745 | 2012 | 9999 |  |  | N | Natural Gas | [13 empty] | 0.01676 | 0.01676 | 0.01676 | 0.01676 | [11 empty] | Lea County Electric Coop Inc | 100 | Lea County Electric Coop Inc | 100
natural gas peaker | LCEC Generation LLVC | 57872_G_UNIT4 | 57872 | G | UNIT4 |  | Combustion Turbine | IC Engine | SPP_SPS | New Mexico | 35 | Lea | 25 | 35025 | 8.7 | 10745 | 2012 | 9999 |  |  | N | Natural Gas | [13 empty] | 0.0161 | 0.0161 | 0.0161 | 0.0161 | [11 empty] | Lea County Electric Coop Inc | 100 | Lea County Electric Coop Inc | 100
natural gas peaker | LCEC Generation LLVC | 57872_G_UNIT5 | 57872 | G | UNIT5 |  | Combustion Turbine | IC Engine | SPP_SPS | New Mexico | 35 | Lea | 25 | 35025 | 8.7 | 10745 | 2012 | 9999 |  |  | N | Natural Gas | [13 empty] | 0.01628 | 0.01628 | 0.01628 | 0.01628 | [11 empty] | Lea County Electric Coop Inc | 100 | Lea County Electric Coop Inc | 100
onshore wind | Eclipse Wind Farm | 57873_G_EWF | 57873 | G | EWF |  | Onshore Wind |  | MIS_IA | Iowa | 19 | Guthrie | 77 | 19077 | 200 | 0 | 2012 | 9999 |  |  | N | Wind | [13 empty] | 0 | 0 | 0 | 0 | [11 empty] | MidAmerican Energy Co | 100 | Berkshire Hathaway Inc | 100
onshore wind | Vienna Wind Farm | 57874_G_VIWF | 57874 | G | VIWF |  | Onshore Wind |  | MIS_IA | Iowa | 19 | Marshall | 127 | 19127 | 105.6 | 0 | 2012 | 9999 |  |  | N | Wind | [13 empty] | 0 | 0 | 0 | 0 | [11 empty] | MidAmerican Energy Co | 100 | Berkshire Hathaway Inc | 100
onshore wind | Vienna Wind Farm | 57874_G_VIIWF | 57874 | G | VIIWF |  | Onshore Wind |  | MIS_IA | Iowa | 19 | Marshall | 127 | 19127 | 44.6 | 0 | 2013 | 9999 |  |  | N | Wind | [13 empty] | 0 | 0 | 0 | 0 | [11 empty] | MidAmerican Energy Co | 100 | Berkshire Hathaway Inc | 100
onshore wind | Morning Light Wind Farm | 57875_G_MLWF | 57875 | G | MLWF |  | Onshore Wind |  | MIS_MIDA | Iowa | 19 | Adair | 1 | 19001 | 101.2 | 0 | 2012 | 9999 |  |  | N | Wind | [13 empty] | 0 | 0 | 0 | 0 | [11 empty] | MidAmerican Energy Co | 100 | Berkshire Hathaway Inc | 100
biomass | Santa Cruz Energy | 57876_G_UNT1 | 57876 | G | UNT1 |  | Landfill Gas |  | WEC_CALN | California | 6 | Santa Cruz | 87 | 06087 | 1.5 | 13500 | 2009 | 9999 |  |  | N | Landfill Gas | [13 empty] | 0.08684 | 0.08684 | 0.08684 | 0.08684 | [11 empty] | Santa Cruz Energy LLC | 100 | FORTISTAR | 100
solar pv | Perdue Salisbury Photovoltaic | 57879_G_SALI | 57879 | G | SALI |  | Solar PV |  | PJM_EMAC | Maryland | 24 | Wicomico | 45 | 24045 | 1 | 0 | 2011 | 9999 |  |  | N | Solar | [13 empty] | 0 | 0 | 0 | 0 | [11 empty] | Terraform Power Inc | 100 | Brookfield Asset Management Inc | 100
onshore wind | Eolos Wind Energy Research Field Station | 57880_G_1 | 57880 | G | 1 |  | Onshore Wind |  | MIS_MNWI | Minnesota | 27 | Dakota | 37 | 27037 | 2.5 | 0 | 2011 | 9999 |  |  | N | Wind | [13 empty] | 0 | 0 | 0 | 0 | [11 empty] | Clipper Windpower Inc | 100 | Clipper Windpower Inc | 100
natural gas peaker | Pioneer Generating Station | 57881_G_01 | 57881 | G | 01 | 90805 | Combustion Turbine |  | SPP_WAUE | North Dakota | 38 | Williams | 105 | 38105 | 40 | 10745 | 2013 | 9999 |  |  | N | Natural Gas |  |  |  | H2O | SCR | [8 empty] | 0.01722 | 0.01722 | 0.01722 | 0.01722 | [11 empty] | Basin Electric Power Coop | 100 | Basin Electric Power Coop | 100
natural gas peaker | Pioneer Generating Station | 57881_G_02 | 57881 | G | 02 | 90834 | Combustion Turbine |  | SPP_WAUE | North Dakota | 38 | Williams | 105 | 38105 | 40 | 10745 | 2014 | 9999 |  |  | N | Natural Gas |  |  |  | H2O | SCR | [8 empty] | 0.01652 | 0.01652 | 0.01652 | 0.01652 | [11 empty] | Basin Electric Power Coop | 100 | Basin Electric Power Coop | 100
natural gas peaker | Pioneer Generating Station | 57881_G_03 | 57881 | G | 03 | 90835 | Combustion Turbine |  | SPP_WAUE | North Dakota | 38 | Williams | 105 | 38105 | 40 | 10745 | 2014 | 9999 |  |  | N | Natural Gas |  |  |  | H2O | SCR | [8 empty] | 0.01493 | 0.01493 | 0.01493 | 0.01493 | [11 empty] | Basin Electric Power Coop | 100 | Basin Electric Power Coop | 100
natural gas peaker | Pioneer Generating Station | 57881_G_11 | 57881 | G | 11 |  | Combustion Turbine | IC Engine | SPP_WAUE | North Dakota | 38 | Williams | 105 | 38105 | 9.3 | 10745 | 2017 | 9999 |  |  | N | Natural Gas | [13 empty] | 1.061 | 1.061 | 1.061 | 1.061 | [11 empty] | Basin Electric Power Coop | 100 | Basin Electric Power Coop | 100
natural gas peaker | Pioneer Generating Station | 57881_G_12 | 57881 | G | 12 |  | Combustion Turbine | IC Engine | SPP_WAUE | North Dakota | 38 | Williams | 105 | 38105 | 9.3 | 10745 | 2017 | 9999 |  |  | N | Natural Gas | [13 empty] | 1.061 | 1.061 | 1.061 | 1.061 | [11 empty] | Basin Electric Power Coop | 100 | Basin Electric Power Coop | 100
natural gas peaker | Pioneer Generating Station | 57881_G_13 | 57881 | G | 13 |  | Combustion Turbine | IC Engine | SPP_WAUE | North Dakota | 38 | Williams | 105 | 38105 | 9.3 | 10745 | 2017 | 9999 |  |  | N | Natural Gas | [13 empty] | 1.061 | 1.061 | 1.061 | 1.061 | [11 empty] | Basin Electric Power Coop | 100 | Basin Electric Power Coop | 100
natural gas peaker | Pioneer Generating Station | 57881_G_14 | 57881 | G | 14 |  | Combustion Turbine | IC Engine | SPP_WAUE | North Dakota | 38 | Williams | 105 | 38105 | 9.3 | 10745 | 2017 | 9999 |  |  | N | Natural Gas | [13 empty] | 1.061 | 1.061 | 1.061 | 1.061 | [11 empty] | Basin Electric Power Coop | 100 | Basin Electric Power Coop | 100
natural gas peaker | Pioneer Generating Station | 57881_G_15 | 57881 | G | 15 |  | Combustion Turbine | IC Engine | SPP_WAUE | North Dakota | 38 | Williams | 105 | 38105 | 9.3 | 10745 | 2017 | 9999 |  |  | N | Natural Gas | [13 empty] | 1.061 | 1.061 | 1.061 | 1.061 | [11 empty] | Basin Electric Power Coop | 100 | Basin Electric Power Coop | 100
natural gas peaker | Pioneer Generating Station | 57881_G_16 | 57881 | G | 16 |  | Combustion Turbine | IC Engine | SPP_WAUE | North Dakota | 38 | Williams | 105 | 38105 | 9.3 | 10745 | 2017 | 9999 |  |  | N | Natural Gas | [13 empty] | 1.061 | 1.061 | 1.061 | 1.061 | [11 empty] | Basin Electric Power Coop | 100 | Basin Electric Power Coop | 100
natural gas peaker | Pioneer Generating Station | 57881_G_17 | 57881 | G | 17 |  | Combustion Turbine | IC Engine | SPP_WAUE | North Dakota | 38 | Williams | 105 | 38105 | 9.3 | 10745 | 2017 | 9999 |  |  | N | Natural Gas | [13 empty] | 1.061 | 1.061 | 1.061 | 1.061 | [11 empty] | Basin Electric Power Coop | 100 | Basin Electric Power Coop | 100
natural gas peaker | Pioneer Generating Station | 57881_G_18 | 57881 | G | 18 |  | Combustion Turbine | IC Engine | SPP_WAUE | North Dakota | 38 | Williams | 105 | 38105 | 9.3 | 10745 | 2017 | 9999 |  |  | N | Natural Gas | [13 empty] | 1.061 | 1.061 | 1.061 | 1.061 | [11 empty] | Basin Electric Power Coop | 100 | Basin Electric Power Coop | 100
natural gas peaker | Pioneer Generating Station | 57881_G_19 | 57881 | G | 19 |  | Combustion Turbine | IC Engine | SPP_WAUE | North Dakota | 38 | Williams | 105 | 38105 | 9.3 | 10745 | 2017 | 9999 |  |  | N | Natural Gas | [13 empty] | 1.061 | 1.061 | 1.061 | 1.061 | [11 empty] | Basin Electric Power Coop | 100 | Basin Electric Power Coop | 100
natural gas peaker | Pioneer Generating Station | 57881_G_20 | 57881 | G | 20 |  | Combustion Turbine | IC Engine | SPP_WAUE | North Dakota | 38 | Williams | 105 | 38105 | 9.3 | 10745 | 2017 | 9999 |  |  | N | Natural Gas | [13 empty] | 1.061 | 1.061 | 1.061 | 1.061 | [11 empty] | Basin Electric Power Coop | 100 | Basin Electric Power Coop | 100
natural gas peaker | Pioneer Generating Station | 57881_G_21 | 57881 | G | 21 |  | Combustion Turbine | IC Engine | SPP_WAUE | North Dakota | 38 | Williams | 105 | 38105 | 9.3 | 10745 | 2017 | 9999 |  |  | N | Natural Gas | [13 empty] | 1.061 | 1.061 | 1.061 | 1.061 | [11 empty] | Basin Electric Power Coop | 100 | Basin Electric Power Coop | 100
natural gas peaker | Pioneer Generating Station | 57881_G_22 | 57881 | G | 22 |  | Combustion Turbine | IC Engine | SPP_WAUE | North Dakota | 38 | Williams | 105 | 38105 | 9.3 | 10745 | 2017 | 9999 |  |  | N | Natural Gas | [13 empty] | 1.061 | 1.061 | 1.061 | 1.061 | [11 empty] | Basin Electric Power Coop | 100 | Basin Electric Power Coop | 100
solar pv | Baldock Solar Highway | 57882_G_BSH1 | 57882 | G | BSH1 |  | Solar PV |  | WECC_PNW | Oregon | 41 | Clackamas | 5 | 41005 | 1.7 | 0 | 2012 | 9999 |  |  | N | Solar | [13 empty] | 0 | 0 | 0 | 0 | [11 empty] | Portland General Electric Co | 100 | Portland General Electric Co | 100
solar pv | Queen Creek Solar Farm | 57883_G_GEN1 | 57883 | G | GEN1 |  | Solar PV |  | WECC_AZ | Arizona | 4 | Maricopa | 13 | 04013 | 18.6 | 0 | 2012 | 9999 |  |  | N | Solar | [13 empty] | 0 | 0 | 0 | 0 | [11 empty] | Siete Solar LLC | 100 | LS Power Group | 100
natural gas peaker | Lake Charles Polymers | 57884_G_G-900 | 57884 | G | G-900 |  | Combustion Turbine |  | MIS_WOTA | Louisiana | 22 | Calcasieu | 19 | 22019 | 12.5 | 12369 | 2011 | 9999 |  |  | N | Natural Gas | [13 empty] | 0.23894 | 0.23894 | 0.23894 | 0.23894 | [11 empty] | Equistar Chemicals LP | 100 | Lyondellbasell Industries | 100
natural gas peaker | Lake Charles Polymers | 57884_G_G-901 | 57884 | G | G-901 |  | Combustion Turbine | IC Engine | MIS_WOTA | Louisiana | 22 | Calcasieu | 19 | 22019 | 8 | 10872 | 2011 | 9999 |  |  | N | Natural Gas | [13 empty] | 1.061 | 1.061 | 1.061 | 1.061 | [11 empty] | Equistar Chemicals LP | 100 | Lyondellbasell Industries | 100
natural gas peaker | Lake Charles Polymers | 57884_G_G-902 | 57884 | G | G-902 |  | Combustion Turbine | IC Engine | MIS_WOTA | Louisiana | 22 | Calcasieu | 19 | 22019 | 8 | 10872 | 2011 | 9999 |  |  | N | Natural Gas | [13 empty] | 1.061 | 1.061 | 1.061 | 1.061 | [11 empty] | Equistar Chemicals LP | 100 | Lyondellbasell Industries | 100
biomass | Wellford Renewable Energy Plant | 57885_G_LFG1 | 57885 | G | LFG1 |  | Landfill Gas |  | S_VACA | South Carolina | 45 | Spartanburg | 83 | 45083 | 1.6 | 13500 | 2011 | 9999 |  |  | N | Landfill Gas | [13 empty] | 0.22117 | 0.22117 | 0.22117 | 0.22117 | [11 empty] | Lockhart Power Co | 100 | Milliken & Co | 100
natural gas peaker | City West Diesel Plant | 57886_G_DI1 | 57886 | G | DI1 |  | Combustion Turbine | IC Engine | S_VACA | South Carolina | 45 | Union | 87 | 45087 | 1.8 | 10745 | 2011 | 9999 |  |  | N | Distillate Fuel Oil | [13 empty] | 1.6498 | 1.6498 | 1.6498 | 1.6498 | [11 empty] | Lockhart Power Co | 100 | Milliken & Co | 100
natural gas peaker | City West Diesel Plant | 57886_G_DI2 | 57886 | G | DI2 |  | Combustion Turbine | IC Engine | S_VACA | South Carolina | 45 | Union | 87 | 45087 | 1.8 | 10745 | 2011 | 9999 |  |  | N | Distillate Fuel Oil | [13 empty] | 1.6498 | 1.6498 | 1.6498 | 1.6498 | [11 empty] | Lockhart Power Co | 100 | Milliken & Co | 100
natural gas peaker | City West Diesel Plant | 57886_G_DI3 | 57886 | G | DI3 |  | Combustion Turbine | IC Engine | S_VACA | South Carolina | 45 | Union | 87 | 45087 | 1.8 | 10745 | 2011 | 9999 |  |  | N | Distillate Fuel Oil | [13 empty] | 1.6498 | 1.6498 | 1.6498 | 1.6498 | [11 empty] | Lockhart Power Co | 100 | Milliken & Co | 100
natural gas peaker | City West Diesel Plant | 57886_G_DI4 | 57886 | G | DI4 |  | Combustion Turbine | IC Engine | S_VACA | South Carolina | 45 | Union | 87 | 45087 | 1.8 | 10745 | 2011 | 9999 |  |  | N | Distillate Fuel Oil | [13 empty] | 1.6498 | 1.6498 | 1.6498 | 1.6498 | [11 empty] | Lockhart Power Co | 100 | Milliken & Co | 100
onshore wind | Wildcat Wind | 57887_G_1 | 57887 | G | 1 |  | Onshore Wind |  | SPP_SPS | New Mexico | 35 | Lea | 25 | 35025 | 27.3 | 0 | 2012 | 9999 |  |  | N | Wind | [13 empty] | 0 | 0 | 0 | 0 | [11 empty] | Wildcat Wind LLC | 100 | Exelon Corp | 100
onshore wind | Harvest 2 | 57888_G_1 | 57888 | G | 1 |  | Onshore Wind |  | MIS_LMI | Michigan | 26 | Huron | 63 | 26063 | 59.4 | 0 | 2012 | 9999 |  |  | N | Wind | [13 empty] | 0 | 0 | 0 | 0 | [11 empty] | Harvest II Windfarm LLC | 100 | Exelon Corp | 100
onshore wind | KODE Novus II | 57889_G_NOVII | 57889 | G | NOVII |  | Onshore Wind |  | SPP_SPS | Oklahoma | 40 | Texas | 139 | 40139 | 40 | 0 | 2012 | 9999 |  |  | N | Wind | [13 empty] | 0 | 0 | 0 | 0 | [11 empty] | Gruver Wind Interconnection LLC | 100 | NextEra Energy Inc | 100
onshore wind | Horse Butte Wind I, LLC | 57890_G_1 | 57890 | G | 1 |  | Onshore Wind |  | WECC_ID | Idaho | 16 | Bonneville | 19 | 16019 | 57.6 | 0 | 2012 | 9999 |  |  | N | Wind | [13 empty] | 0 | 0 | 0 | 0 | [11 empty] | Horse Butte Wind I LLC | 100 | Utah Associated Municipal Power System | 100
solar pv | Guernsey Solar Station | 57891_G_1 | 57891 | G | 1 |  | Solar PV |  | WEC_CALN | California | 6 | Kings | 31 | 06031 | 20 | 0 | 2013 | 9999 |  |  | N | Solar | [13 empty] | 0 | 0 | 0 | 0 | [11 empty] | Pacific Gas & Electric Co | 100 | PG&E Corp | 100
solar pv | Gates Solar Station | 57892_G_1 | 57892 | G | 1 |  | Solar PV |  | WEC_CALN | California | 6 | Fresno | 19 | 06019 | 20 | 0 | 2013 | 9999 |  |  | N | Solar | [13 empty] | 0 | 0 | 0 | 0 | [11 empty] | Pacific Gas & Electric Co | 100 | PG&E Corp | 100
biomass | Martinsville LFG Generator | 57893_G_LFG1 | 57893 | G | LFG1 |  | Landfill Gas |  | PJM_West | Virginia | 51 | Henry | 89 | 51089 | 1 | 13500 | 2012 | 9999 |  |  | N | Landfill Gas | [13 empty] | 0.6 | 0.6 | 0.6 | 0.6 | [11 empty] | Martinsville VA (City of) | 100 | Martinsville VA (City of) | 100
biomass | Concord Energy | 57896_G_UNT1 | 57896 | G | UNT1 |  | Landfill Gas |  | S_VACA | North Carolina | 37 | Cabarrus | 25 | 37025 | 3.9 | 16576 | 2012 | 9999 |  |  | N | Landfill Gas | [13 empty] | 0.22117 | 0.22117 | 0.22117 | 0.22117 | [11 empty] | Gas Recovery Systems LLC | 100 | FORTISTAR | 100
biomass | Concord Energy | 57896_G_UNT2 | 57896 | G | UNT2 |  | Landfill Gas |  | S_VACA | North Carolina | 37 | Cabarrus | 25 | 37025 | 3.9 | 16576 | 2012 | 9999 |  |  | N | Landfill Gas | [13 empty] | 0.22117 | 0.22117 | 0.22117 | 0.22117 | [11 empty] | Gas Recovery Systems LLC | 100 | FORTISTAR | 100
biomass | Richmond Energy | 57897_G_UNT1 | 57897 | G | UNT1 |  | Landfill Gas |  | PJM_Dom | Virginia | 51 | Henrico | 87 | 51087 | 1.6 | 13500 | 2012 | 9999 |  |  | N | Landfill Gas | [13 empty] | 0.6 | 0.6 | 0.6 | 0.6 | [11 empty] | Richmond Energy LLC | 100 | FORTISTAR | 100
biomass | Richmond Energy | 57897_G_UNT2 | 57897 | G | UNT2 |  | Landfill Gas |  | PJM_Dom | Virginia | 51 | Henrico | 87 | 51087 | 1.6 | 13500 | 2012 | 9999 |  |  | N | Landfill Gas | [13 empty] | 0.6 | 0.6 | 0.6 | 0.6 | [11 empty] | Richmond Energy LLC | 100 | FORTISTAR | 100
biomass | Richmond Energy | 57897_G_UNT3 | 57897 | G | UNT3 |  | Landfill Gas |  | PJM_Dom | Virginia | 51 | Henrico | 87 | 51087 | 1.6 | 13500 | 2012 | 9999 |  |  | N | Landfill Gas | [13 empty] | 0.6 | 0.6 | 0.6 | 0.6 | [11 empty] | Richmond Energy LLC | 100 | FORTISTAR | 100
biomass | Richmond Energy | 57897_G_UNT4 | 57897 | G | UNT4 |  | Landfill Gas |  | PJM_Dom | Virginia | 51 | Henrico | 87 | 51087 | 1.6 | 13500 | 2012 | 9999 |  |  | N | Landfill Gas | [13 empty] | 0.6 | 0.6 | 0.6 | 0.6 | [11 empty] | Richmond Energy LLC | 100 | FORTISTAR | 100
municipal solid waste | Palm Beach Renewable Energy Facility 2 | 57898_B_BLR3 | 57898 | B | BLR3 |  | Municipal Solid Waste |  | FRCC | Florida | 12 | Palm Beach | 99 | 12099 | 28 | 17814 | 2015 | 9999 |  |  | N | MSW | Dry Scrubber | 2015 | 0.9 | LA + OFA | SCR |  |  | B | NA | ACI | 2015 |  |  | 0.06544 | 0.06544 | 0.06544 | 0.06544 | 0.08 | 0.08 | 0.08 | [8 empty] | Solid Waste Authority of Palm Beach | 100 | Solid Waste Authority of Palm Beach | 100
municipal solid waste | Palm Beach Renewable Energy Facility 2 | 57898_B_BLR4 | 57898 | B | BLR4 |  | Municipal Solid Waste |  | FRCC | Florida | 12 | Palm Beach | 99 | 12099 | 28 | 17814 | 2015 | 9999 |  |  | N | MSW | Dry Scrubber | 2015 | 0.9 | LA + OFA | SCR |  |  | B | NA | ACI | 2015 |  |  | 0.07166 | 0.07166 | 0.07166 | 0.07166 | 0.08 | 0.08 | 0.08 | [8 empty] | Solid Waste Authority of Palm Beach | 100 | Solid Waste Authority of Palm Beach | 100
municipal solid waste | Palm Beach Renewable Energy Facility 2 | 57898_B_BLR5 | 57898 | B | BLR5 |  | Municipal Solid Waste |  | FRCC | Florida | 12 | Palm Beach | 99 | 12099 | 28 | 17814 | 2015 | 9999 |  |  | N | MSW | Dry Scrubber | 2015 | 0.9 | LA + OFA | SCR |  |  | B | NA | ACI | 2015 |  |  | 0.0675 | 0.0675 | 0.0675 | 0.0675 | 0.08 | 0.08 | 0.08 | [8 empty] | Solid Waste Authority of Palm Beach | 100 | Solid Waste Authority of Palm Beach | 100
natural gas peaker | Hurricane City Power | 57899_G_2 | 57899 | G | 2 |  | Combustion Turbine | IC Engine | WECC_UT | Utah | 49 | Washington | 53 | 49053 | 1.6 | 23925 | 1999 | 9999 |  |  | N | Distillate Fuel Oil | [13 empty] | 1.6498 | 1.6498 | 1.6498 | 1.6498 | [11 empty] | Hurricane Power Committee | 100 | Hurricane Power Committee | 100
natural gas peaker | Hurricane City Power | 57899_G_3 | 57899 | G | 3 |  | Combustion Turbine | IC Engine | WECC_UT | Utah | 49 | Washington | 53 | 49053 | 1.6 | 23925 | 1999 | 9999 |  |  | N | Distillate Fuel Oil | [13 empty] | 1.6498 | 1.6498 | 1.6498 | 1.6498 | [11 empty] | Hurricane Power Committee | 100 | Hurricane Power Committee | 100
natural gas peaker | Hurricane City Power | 57899_G_1 | 57899 | G | 1 |  | Combustion Turbine | IC Engine | WECC_UT | Utah | 49 | Washington | 53 | 49053 | 1.6 | 23925 | 2001 | 9999 |  |  | N | Distillate Fuel Oil | [13 empty] | 1.6498 | 1.6498 | 1.6498 | 1.6498 | [11 empty] | Hurricane Power Committee | 100 | Hurricane Power Committee | 100
natural gas peaker | Hurricane City Power | 57899_G_4 | 57899 | G | 4 |  | Combustion Turbine | IC Engine | WECC_UT | Utah | 49 | Washington | 53 | 49053 | 1.9 | 11593 | 2004 | 9999 |  |  | N | Natural Gas | [13 empty] | 1.061 | 1.061 | 1.061 | 1.061 | [11 empty] | Hurricane Power Committee | 100 | Hurricane Power Committee | 100
natural gas peaker | Hurricane City Power | 57899_G_5 | 57899 | G | 5 |  | Combustion Turbine | IC Engine | WECC_UT | Utah | 49 | Washington | 53 | 49053 | 1.9 | 11590 | 2004 | 9999 |  |  | N | Natural Gas | [13 empty] | 1.061 | 1.061 | 1.061 | 1.061 | [11 empty] | Hurricane Power Committee | 100 | Hurricane Power Committee | 100
natural gas peaker | Hurricane City Power | 57899_G_6 | 57899 | G | 6 |  | Combustion Turbine | IC Engine | WECC_UT | Utah | 49 | Washington | 53 | 49053 | 1.9 | 11590 | 2006 | 9999 |  |  | N | Natural Gas | [13 empty] | 1.061 | 1.061 | 1.061 | 1.061 | [11 empty] | Hurricane Power Committee | 100 | Hurricane Power Committee | 100
natural gas peaker | Hurricane City Power | 57899_G_7 | 57899 | G | 7 |  | Combustion Turbine | IC Engine | WECC_UT | Utah | 49 | Washington | 53 | 49053 | 1.9 | 11590 | 2007 | 9999 |  |  | N | Natural Gas | [13 empty] | 1.061 | 1.061 | 1.061 | 1.061 | [11 empty] | Hurricane Power Committee | 100 | Hurricane Power Committee | 100
natural gas peaker | Hurricane City Power | 57899_G_8 | 57899 | G | 8 |  | Combustion Turbine | IC Engine | WECC_UT | Utah | 49 | Washington | 53 | 49053 | 1.9 | 11590 | 2007 | 9999 |  |  | N | Natural Gas | [13 empty] | 1.061 | 1.061 | 1.061 | 1.061 | [11 empty] | Hurricane Power Committee | 100 | Hurricane Power Committee | 100
solar pv | Solar Photovoltaic Project #48 | 57900_G_S48A | 57900 | G | S48A |  | Solar PV |  | WECC_SCE | California | 6 | San Bernardino | 71 | 06071 | 0.5 | 0 | 2015 | 9999 |  |  | N | Solar | [13 empty] | 0 | 0 | 0 | 0 | [11 empty] | Southern California Edison Co | 100 | Edison International | 100
solar pv | Solar Photovoltaic Project #48 | 57900_G_S48B | 57900 | G | S48B |  | Solar PV |  | WECC_SCE | California | 6 | San Bernardino | 71 | 06071 | 0.5 | 0 | 2015 | 9999 |  |  | N | Solar | [13 empty] | 0 | 0 | 0 | 0 | [11 empty] | Southern California Edison Co | 100 | Edison International | 100
solar pv | Solar Photovoltaic Project #48 | 57900_G_S48C | 57900 | G | S48C |  | Solar PV |  | WECC_SCE | California | 6 | San Bernardino | 71 | 06071 | 0.5 | 0 | 2015 | 9999 |  |  | N | Solar | [13 empty] | 0 | 0 | 0 | 0 | [11 empty] | Southern California Edison Co | 100 | Edison International | 100
solar pv | Solar Photovoltaic Project #48 | 57900_G_S48D | 57900 | G | S48D |  | Solar PV |  | WECC_SCE | California | 6 | San Bernardino | 71 | 06071 | 0.5 | 0 | 2015 | 9999 |  |  | N | Solar | [13 empty] | 0 | 0 | 0 | 0 | [11 empty] | Southern California Edison Co | 100 | Edison International | 100
solar pv | Solar Photovoltaic Project #48 | 57900_G_S48E | 57900 | G | S48E |  | Solar PV |  | WECC_SCE | California | 6 | San Bernardino | 71 | 06071 | 0.5 | 0 | 2015 | 9999 |  |  | N | Solar | [13 empty] | 0 | 0 | 0 | 0 | [11 empty] | Southern California Edison Co | 100 | Edison International | 100
solar pv | Solar Photovoltaic Project #48 | 57900_G_S48F | 57900 | G | S48F |  | Solar PV |  | WECC_SCE | California | 6 | San Bernardino | 71 | 06071 | 0.5 | 0 | 2015 | 9999 |  |  | N | Solar | [13 empty] | 0 | 0 | 0 | 0 | [11 empty] | Southern California Edison Co | 100 | Edison International | 100
solar pv | Solar Photovoltaic Project #48 | 57900_G_S48G | 57900 | G | S48G |  | Solar PV |  | WECC_SCE | California | 6 | San Bernardino | 71 | 06071 | 0.5 | 0 | 2015 | 9999 |  |  | N | Solar | [13 empty] | 0 | 0 | 0 | 0 | [11 empty] | Southern California Edison Co | 100 | Edison International | 100
solar pv | Solar Photovoltaic Project #48 | 57900_G_S48H | 57900 | G | S48H |  | Solar PV |  | WECC_SCE | California | 6 | San Bernardino | 71 | 06071 | 0.5 | 0 | 2015 | 9999 |  |  | N | Solar | [13 empty] | 0 | 0 | 0 | 0 | [11 empty] | Southern California Edison Co | 100 | Edison International | 100
solar pv | Solar Photovoltaic Project #48 | 57900_G_S48I | 57900 | G | S48I |  | Solar PV |  | WECC_SCE | California | 6 | San Bernardino | 71 | 06071 | 0.5 | 0 | 2015 | 9999 |  |  | N | Solar | [13 empty] | 0 | 0 | 0 | 0 | [11 empty] | Southern California Edison Co | 100 | Edison International | 100
solar pv | Solar Photovoltaic Project #48 | 57900_G_S48J | 57900 | G | S48J |  | Solar PV |  | WECC_SCE | California | 6 | San Bernardino | 71 | 06071 | 0.5 | 0 | 2015 | 9999 |  |  | N | Solar | [13 empty] | 0 | 0 | 0 | 0 | [11 empty] | Southern California Edison Co | 100 | Edison International | 100
natural gas combined cycle | El Segundo Energy Center LLC | 57901_G_5 | 57901 | G | 5 | 90376 | Combined Cycle |  | WEC_LADW | California | 6 | Los Angeles | 37 | 06037 | 195 | 8368 | 2013 | 9999 |  |  | N | Natural Gas |  |  |  | DLNB | SCR | [8 empty] | 0.0042066 | 0.0042066 | 0.0042066 | 0.0042066 | [11 empty] | El Segundo Energy Center LLC | 100 | NRG Energy Inc | 100
natural gas combined cycle | El Segundo Energy Center LLC | 57901_G_6 | 57901 | G | 6 | 90376 | Combined Cycle |  | WEC_LADW | California | 6 | Los Angeles | 37 | 06037 | 60 | 8368 | 2013 | 9999 |  |  | N | Natural Gas |  |  |  | DLNB | SCR | [8 empty] | 0.0042066 | 0.0042066 | 0.0042066 | 0.0042066 | [11 empty] | El Segundo Energy Center LLC | 100 | NRG Energy Inc | 100
natural gas combined cycle | El Segundo Energy Center LLC | 57901_G_7 | 57901 | G | 7 | 90377 | Combined Cycle |  | WEC_LADW | California | 6 | Los Angeles | 37 | 06037 | 195 | 8368 | 2013 | 9999 |  |  | N | Natural Gas |  |  |  | DLNB | SCR | [8 empty] | 0.0047467 | 0.0047467 | 0.0047467 | 0.0047467 | [11 empty] | El Segundo Energy Center LLC | 100 | NRG Energy Inc | 100
natural gas combined cycle | El Segundo Energy Center LLC | 57901_G_8 | 57901 | G | 8 | 90377 | Combined Cycle |  | WEC_LADW | California | 6 | Los Angeles | 37 | 06037 | 60 | 8368 | 2013 | 9999 |  |  | N | Natural Gas |  |  |  | DLNB | SCR | [8 empty] | 0.0047467 | 0.0047467 | 0.0047467 | 0.0047467 | [11 empty] | El Segundo Energy Center LLC | 100 | NRG Energy Inc | 100
biomass | Fighting Creek LFGTE Plant | 57902_G_G-123 | 57902 | G | G-123 |  | Landfill Gas |  | WECC_PNW | Idaho | 16 | Kootenai | 55 | 16055 | 1.6 | 13500 | 2012 | 9999 |  |  | N | Landfill Gas | [13 empty] | 0.22117 | 0.22117 | 0.22117 | 0.22117 | [11 empty] | Kootenai Electric Coop Inc | 100 | Kootenai Electric Coop Inc | 100
biomass | Fighting Creek LFGTE Plant | 57902_G_G-162 | 57902 | G | G-162 |  | Landfill Gas |  | WECC_PNW | Idaho | 16 | Kootenai | 55 | 16055 | 1.6 | 13500 | 2012 | 9999 |  |  | N | Landfill Gas | [13 empty] | 0.22117 | 0.22117 | 0.22117 | 0.22117 | [11 empty] | Kootenai Electric Coop Inc | 100 | Kootenai Electric Coop Inc | 100
biomass | SMMPA Methane Energy Facility | 57903_G_UNIT1 | 57903 | G | UNIT1 |  | Landfill Gas |  | MIS_MNWI | Minnesota | 27 | Kanabec | 65 | 27065 | 1.5 | 13500 | 2012 | 9999 |  |  | N | Landfill Gas | [13 empty] | 0.22117 | 0.22117 | 0.22117 | 0.22117 | [11 empty] | Southern Minnesota Municipal Power Agency | 100 | Southern Minnesota Municipal Power Agency | 100
solar pv | San Antonio West Solar Rooftop | 57904_G_CHNO | 57904 | G | CHNO |  | Solar PV |  | WECC_SCE | California | 6 | Riverside | 65 | 06065 | 1.5 | 0 | 2012 | 9999 |  |  | N | Solar | [13 empty] | 0 | 0 | 0 | 0 | [11 empty] | SS San Antonio West LLC | 100 | SS San Antonio West LLC | 100
natural gas combined cycle | Central Utility Plant Cincinnati | 57908_G_CTG1 | 57908 | G | CTG1 |  | Combined Cycle |  | PJM_West | Ohio | 39 | Hamilton | 61 | 39061 | 12.5 | 5500 | 2004 | 9999 |  |  | Y | Natural Gas, Distillate Fuel Oil | [13 empty] | 0.024573 | 0.024573 | 0.024573 | 0.024573 | [11 empty] | University of Cincinnati | 100 | University of Cincinnati | 100
natural gas combined cycle | Central Utility Plant Cincinnati | 57908_G_CTG2 | 57908 | G | CTG2 |  | Combined Cycle |  | PJM_West | Ohio | 39 | Hamilton | 61 | 39061 | 12.5 | 5500 | 2004 | 9999 |  |  | Y | Natural Gas, Distillate Fuel Oil | [13 empty] | 0.024573 | 0.024573 | 0.024573 | 0.024573 | [11 empty] | University of Cincinnati | 100 | University of Cincinnati | 100
natural gas peaker | Central Utility Plant Cincinnati | 57908_G_P005 | 57908 | G | P005 |  | Combustion Turbine | IC Engine | PJM_West | Ohio | 39 | Hamilton | 61 | 39061 | 1.9 | 13469 | 2004 | 9999 |  |  | N | Distillate Fuel Oil | [13 empty] | 1.6498 | 1.6498 | 1.6498 | 1.6498 | [11 empty] | University of Cincinnati | 100 | University of Cincinnati | 100
natural gas combined cycle | Central Utility Plant Cincinnati | 57908_G_STG | 57908 | G | STG |  | Combined Cycle |  | PJM_West | Ohio | 39 | Hamilton | 61 | 39061 | 21.5 | 5500 | 2004 | 9999 |  |  | Y | Natural Gas, Distillate Fuel Oil |  |  |  | LA + LNB | [9 empty] | 0.024573 | 0.024573 | 0.024573 | 0.024573 | [11 empty] | University of Cincinnati | 100 | University of Cincinnati | 100
biomass | Piedmont Green Power | 57909_B_BLR1 | 57909 | B | BLR1 |  | Biomass |  | S_SOU | Georgia | 13 | Lamar | 171 | 13171 | 55 | 13500 | 2013 | 9999 |  |  | N | Biomass |  |  |  | CF + NH3 + OFA | SNCR |  |  | B | NA |  |  |  |  | 0.08582 | 0.08582 | 0.08582 | 0.08582 | [11 empty] | Piedmont Green Power LLC | 100 | I Squared Capital | 100
natural gas peaker | Centennial Generating Station | 57910_G_1 | 57910 | G | 1 |  | Combustion Turbine | IC Engine | SPP_WAUE | Minnesota | 27 | Clay | 27 | 27027 | 2 | 12283 | 2011 | 9999 |  |  | N | Distillate Fuel Oil | [13 empty] | 1.6498 | 1.6498 | 1.6498 | 1.6498 | [11 empty] | Moorhead MN (City of) | 100 | Moorhead MN (City of) | 100
natural gas peaker | Centennial Generating Station | 57910_G_2 | 57910 | G | 2 |  | Combustion Turbine | IC Engine | SPP_WAUE | Minnesota | 27 | Clay | 27 | 27027 | 2 | 12283 | 2011 | 9999 |  |  | N | Distillate Fuel Oil | [13 empty] | 1.6498 | 1.6498 | 1.6498 | 1.6498 | [11 empty] | Moorhead MN (City of) | 100 | Moorhead MN (City of) | 100
natural gas peaker | Centennial Generating Station | 57910_G_3 | 57910 | G | 3 |  | Combustion Turbine | IC Engine | SPP_WAUE | Minnesota | 27 | Clay | 27 | 27027 | 2 | 12283 | 2011 | 9999 |  |  | N | Distillate Fuel Oil | [13 empty] | 1.6498 | 1.6498 | 1.6498 | 1.6498 | [11 empty] | Moorhead MN (City of) | 100 | Moorhead MN (City of) | 100
natural gas peaker | Centennial Generating Station | 57910_G_4 | 57910 | G | 4 |  | Combustion Turbine | IC Engine | SPP_WAUE | Minnesota | 27 | Clay | 27 | 27027 | 2 | 12283 | 2011 | 9999 |  |  | N | Distillate Fuel Oil | [13 empty] | 1.6498 | 1.6498 | 1.6498 | 1.6498 | [11 empty] | Moorhead MN (City of) | 100 | Moorhead MN (City of) | 100
natural gas peaker | Centennial Generating Station | 57910_G_5 | 57910 | G | 5 |  | Combustion Turbine | IC Engine | SPP_WAUE | Minnesota | 27 | Clay | 27 | 27027 | 2 | 12283 | 2011 | 9999 |  |  | N | Distillate Fuel Oil | [13 empty] | 1.6498 | 1.6498 | 1.6498 | 1.6498 | [11 empty] | Moorhead MN (City of) | 100 | Moorhead MN (City of) | 100
biomass | Roseburg LFG | 57911_G_1 | 57911 | G | 1 |  | Landfill Gas |  | WECC_PNW | Oregon | 41 | Douglas | 19 | 41019 | 1.6 | 13500 | 2011 | 9999 |  |  | N | Landfill Gas | [13 empty] | 0.22117 | 0.22117 | 0.22117 | 0.22117 | [11 empty] | Roseburg LFG Energy LLC | 100 | Cascade Energy Partners LLC | 100
solar pv | Grand Ridge Solar Farm | 57912_G_1 | 57912 | G | 1 |  | Solar PV |  | PJM_COMD | Illinois | 17 | LaSalle | 99 | 17099 | 20 | 0 | 2012 | 9999 |  |  | N | Solar | [13 empty] | 0 | 0 | 0 | 0 | [11 empty] | Invenergy Illinios Solar 1 LLC | 100 | Invenergy LLC | 100
onshore wind | Tule Wind LLC | 57913_G_1 | 57913 | G | 1 |  | Onshore Wind |  | WEC_SDGE | California | 6 | San Diego | 73 | 06073 | 143 | 0 | 2017 | 9999 |  |  | N | Wind | [13 empty] | 0 | 0 | 0 | 0 | [11 empty] | Tule Wind LLC | 100 | Iberdrola SA | 100
onshore wind | Baffin Wind | 57927_G_1 | 57927 | G | 1 |  | Onshore Wind |  | ERC_REST | Texas | 48 | Kenedy | 261 | 48261 | 188 | 0 | 2014 | 9999 |  |  | N | Wind | [13 empty] | 0 | 0 | 0 | 0 | [11 empty] | Baffin Wind LLC | 100 | Iberdrola SA | 100
natural gas peaker | East Campus Utility Plant | 57929_G_P007 | 57929 | G | P007 |  | Combustion Turbine | IC Engine | PJM_West | Ohio | 39 | Hamilton | 61 | 39061 | 1.7 | 13469 | 2006 | 9999 |  |  | N | Distillate Fuel Oil | [13 empty] | 1.6498 | 1.6498 | 1.6498 | 1.6498 | [11 empty] | University of Cincinnati | 100 | University of Cincinnati | 100
natural gas peaker | East Campus Utility Plant | 57929_G_P008 | 57929 | G | P008 |  | Combustion Turbine | IC Engine | PJM_West | Ohio | 39 | Hamilton | 61 | 39061 | 1.5 | 13469 | 2006 | 9999 |  |  | N | Distillate Fuel Oil | [13 empty] | 1.6498 | 1.6498 | 1.6498 | 1.6498 | [11 empty] | University of Cincinnati | 100 | University of Cincinnati | 100
natural gas steam turbine | East Campus Utility Plant | 57929_G_STG | 57929 | G | STG |  | O/G Steam |  | PJM_West | Ohio | 39 | Hamilton | 61 | 39061 | 1.2 | 11798 | 2010 | 9999 |  |  | N | Natural Gas, Distillate Fuel Oil | [13 empty] | 0.23063 | 0.23063 | 0.23063 | 0.23063 | [11 empty] | University of Cincinnati | 100 | University of Cincinnati | 100
solar pv | Arzon Solar UASTP Solar Power Station | 57930_G_UAST | 57930 | G | UAST |  | Solar PV |  | WECC_AZ | Arizona | 4 | Pima | 19 | 04019 | 1.9 | 0 | 2011 | 9999 |  |  | N | Solar | [13 empty] | 0 | 0 | 0 | 0 | [11 empty] | Amonix Uastp Solar Power Generation Station 1 LLC | 100 | Amonix Inc | 100
solar pv | Holyoke Solar Cooperative at Mueller | 57931_G_PV1 | 57931 | G | PV1 |  | Solar PV |  | NENGREST | Massachusetts | 25 | Hampden | 13 | 25013 | 2.7 | 0 | 2011 | 9999 |  |  | N | Solar | [13 empty] | 0 | 0 | 0 | 0 | [11 empty] | Holyoke Solar LLC | 100 | Exelon Corp | 100
solar pv | Solar Star California II LLC | 57933_G_1 | 57933 | G | 1 |  | Solar PV |  | WEC_BANC | California | 6 | Sacramento | 67 | 06067 | 2 | 0 | 2012 | 9999 |  |  | N | Solar | [13 empty] | 0 | 0 | 0 | 0 | [11 empty] | Solar Star California II LLC | 100 | WEC Energy Group Inc | 100
solar pv | Douglas Solar | 57934_G_DOMA | 57934 | G | DOMA |  | Solar PV |  | NENGREST | Massachusetts | 25 | Worcester | 27 | 25027 | 2 | 0 | 2012 | 9999 |  |  | N | Solar | [13 empty] | 0 | 0 | 0 | 0 | [11 empty] | Consolidated Edison Energy Inc | 100 | Consolidated Edison Inc | 100
municipal solid waste | ADA Carbon Solutions Red River | 57938_G_GEN1 | 57938 | G | GEN1 |  | Non-Fossil Waste |  | MIS_LA | Louisiana | 22 | Red River | 81 | 22081 | 20.5 | 9193 | 2011 | 9999 |  |  | Y | Non-Fossil Waste | [13 empty] | 0 | 0 | 0 | 0 | [11 empty] | Ada Carbon Solutions (Red River) LLC | 100 | ADA ES Inc | 100
solar pv | Walmart Casa Grande | 57939_G_1 | 57939 | G | 1 |  | Solar PV |  | WECC_AZ | Arizona | 4 | Pinal | 21 | 04021 | 1 | 0 | 2011 | 9999 |  |  | N | Solar | [13 empty] | 0 | 0 | 0 | 0 | [11 empty] | Nba SolarCity Commercial I LLC | 100 | SolarCity Corp | 100
solar pv | Walmart Casa Grande | 57939_G_2 | 57939 | G | 2 |  | Solar PV |  | WECC_AZ | Arizona | 4 | Pinal | 21 | 04021 | 1 | 0 | 2011 | 9999 |  |  | N | Solar | [13 empty] | 0 | 0 | 0 | 0 | [11 empty] | Nba SolarCity Commercial I LLC | 100 | SolarCity Corp | 100
solar pv | Town of Uxbridge MA at Commerce Dr | 57941_G_PV1 | 57941 | G | PV1 |  | Solar PV |  | NENGREST | Massachusetts | 25 | Worcester | 27 | 25027 | 1.8 | 0 | 2012 | 9999 |  |  | N | Solar | [13 empty] | 0 | 0 | 0 | 0 | [11 empty] | Constellation Solar Net Metering LLC | 100 | Exelon Corp | 100
solar pv | Town of Norfolk MA at Medway Branch | 57942_G_PV1 | 57942 | G | PV1 |  | Solar PV |  | NENGREST | Massachusetts | 25 | Norfolk | 21 | 25021 | 1.2 | 0 | 2012 | 9999 |  |  | N | Solar | [13 empty] | 0 | 0 | 0 | 0 | [11 empty] | Constellation Solar Massachusetts LLC | 100 | Exelon Corp | 100
natural gas peaker | Lonesome Creek Station | 57943_G_01 | 57943 | G | 01 | 90836 | Combustion Turbine |  | SPP_WAUE | North Dakota | 38 | McKenzie | 53 | 38053 | 40 | 10745 | 2013 | 9999 |  |  | N | Natural Gas |  |  |  | DLNB | SCR | [8 empty] | 0.01339 | 0.01339 | 0.01339 | 0.01339 | [11 empty] | Basin Electric Power Coop | 100 | Basin Electric Power Coop | 100
natural gas peaker | Lonesome Creek Station | 57943_G_02 | 57943 | G | 02 | 90837 | Combustion Turbine |  | SPP_WAUE | North Dakota | 38 | McKenzie | 53 | 38053 | 40 | 10745 | 2015 | 9999 |  |  | N | Natural Gas |  |  |  | DLNB | SCR | [8 empty] | 0.01194 | 0.01194 | 0.01194 | 0.01194 | [11 empty] | Basin Electric Power Coop | 100 | Basin Electric Power Coop | 100
natural gas peaker | Lonesome Creek Station | 57943_G_03 | 57943 | G | 03 | 90838 | Combustion Turbine |  | SPP_WAUE | North Dakota | 38 | McKenzie | 53 | 38053 | 40 | 10745 | 2015 | 9999 |  |  | N | Natural Gas |  |  |  | DLNB | SCR | [8 empty] | 0.01298 | 0.01298 | 0.01298 | 0.01298 | [11 empty] | Basin Electric Power Coop | 100 | Basin Electric Power Coop | 100
natural gas peaker | Lonesome Creek Station | 57943_G_04 | 57943 | G | 04 | 91086 | Combustion Turbine |  | SPP_WAUE | North Dakota | 38 | McKenzie | 53 | 38053 | 40 | 10745 | 2017 | 9999 |  |  | N | Natural Gas | [13 empty] | 0.01215 | 0.01215 | 0.01215 | 0.01215 | [11 empty] | Basin Electric Power Coop | 100 | Basin Electric Power Coop | 100
natural gas peaker | Lonesome Creek Station | 57943_G_05 | 57943 | G | 05 | 91087 | Combustion Turbine |  | SPP_WAUE | North Dakota | 38 | McKenzie | 53 | 38053 | 40 | 10745 | 2017 | 9999 |  |  | N | Natural Gas | [13 empty] | 0.01264 | 0.01264 | 0.01264 | 0.01264 | [11 empty] | Basin Electric Power Coop | 100 | Basin Electric Power Coop | 100
biomass | Berkeley County Landfill | 57945_G_B1 | 57945 | G | B1 |  | Landfill Gas |  | S_VACA | South Carolina | 45 | Berkeley | 15 | 45015 | 1.5 | 13500 | 2011 | 9999 |  |  | N | Landfill Gas | [13 empty] | 0.22117 | 0.22117 | 0.22117 | 0.22117 | [11 empty] | Berkeley County (SC) | 100 | Berkeley County (SC) | 100
biomass | Berkeley County Landfill | 57945_G_B2 | 57945 | G | B2 |  | Landfill Gas |  | S_VACA | South Carolina | 45 | Berkeley | 15 | 45015 | 1.5 | 13500 | 2011 | 9999 |  |  | N | Landfill Gas | [13 empty] | 0.22117 | 0.22117 | 0.22117 | 0.22117 | [11 empty] | Berkeley County (SC) | 100 | Berkeley County (SC) | 100
natural gas peaker | Fredericktown Energy Center | 57946_G_UNIT1 | 57946 | G | UNIT1 |  | Combustion Turbine |  | MIS_MO | Missouri | 29 | Madison | 123 | 29123 | 12 | 12091 | 2015 | 9999 |  |  | N | Natural Gas | [13 empty] | 0.011 | 0.011 | 0.011 | 0.011 | [11 empty] | Missouri Joint Municipal Electric Utility Commission | 100 | Missouri Joint Municipal Electric Utility Commission | 100
natural gas peaker | Fredericktown Energy Center | 57946_G_UNIT2 | 57946 | G | UNIT2 |  | Combustion Turbine |  | MIS_MO | Missouri | 29 | Madison | 123 | 29123 | 12 | 12093 | 2015 | 9999 |  |  | N | Natural Gas | [13 empty] | 0.011 | 0.011 | 0.011 | 0.011 | [11 empty] | Missouri Joint Municipal Electric Utility Commission | 100 | Missouri Joint Municipal Electric Utility Commission | 100
onshore wind | Macho Springs Power I | 57947_G_GEN | 57947 | G | GEN |  | Onshore Wind |  | WECC_NM | New Mexico | 35 | Luna | 29 | 35029 | 50.4 | 0 | 2011 | 9999 |  |  | N | Wind | [13 empty] | 0 | 0 | 0 | 0 | [11 empty] | Macho Springs Power I LLC | 100 | Southern Co | 100
solar pv | NJ Oak Solar Plant | 57948_G_OAK | 57948 | G | OAK |  | Solar PV |  | PJM_EMAC | New Jersey | 34 | Cumberland | 11 | 34011 | 10 | 0 | 2011 | 9999 |  |  | N | Solar | [13 empty] | 0 | 0 | 0 | 0 | [11 empty] | NJ Oak Solar LLC | 100 | Lincoln Renewable Energy LLC | 100
solar pv | Shore Point Solar | 57951_G_1 | 57951 | G | 1 |  | Solar PV |  | PJM_EMAC | New Jersey | 34 | Monmouth | 25 | 34025 | 1 | 0 | 2011 | 9999 |  |  | N | Solar | [13 empty] | 0 | 0 | 0 | 0 | [11 empty] | Shore Point Solar LLC | 100 | Shore Point Solar LLC | 100
natural gas peaker | Woodall Gas Plant | 57952_G_GEN1 | 57952 | G | GEN1 |  | Combustion Turbine | IC Engine | SPP_SPS | Texas | 48 | Hemphill | 211 | 48211 | 1 | 11686 | 2012 | 9999 |  |  | N | Natural Gas | [13 empty] | 1.061 | 1.061 | 1.061 | 1.061 | [11 empty] | Eagle Rock Field Services LP | 100 | Eagle Rock Energy Partners LP | 100
natural gas peaker | Woodall Gas Plant | 57952_G_GEN2 | 57952 | G | GEN2 |  | Combustion Turbine | IC Engine | SPP_SPS | Texas | 48 | Hemphill | 211 | 48211 | 1 | 11686 | 2012 | 9999 |  |  | N | Natural Gas | [13 empty] | 1.061 | 1.061 | 1.061 | 1.061 | [11 empty] | Eagle Rock Field Services LP | 100 | Eagle Rock Energy Partners LP | 100
natural gas peaker | Woodall Gas Plant | 57952_G_GEN3 | 57952 | G | GEN3 |  | Combustion Turbine | IC Engine | SPP_SPS | Texas | 48 | Hemphill | 211 | 48211 | 1 | 11686 | 2012 | 9999 |  |  | N | Natural Gas | [13 empty] | 1.061 | 1.061 | 1.061 | 1.061 | [11 empty] | Eagle Rock Field Services LP | 100 | Eagle Rock Energy Partners LP | 100
natural gas combined cycle | Roquette America | 57953_G_GT | 57953 | G | GT |  | Combined Cycle |  | MIS_MO | Iowa | 19 | Lee | 111 | 19111 | 38 | 5500 | 2004 | 9999 |  |  | Y | Natural Gas |  |  |  |  | SCR | [8 empty] | 0.00793 | 0.00793 | 0.00793 | 0.00793 | [11 empty] | Roquette America Inc | 100 | Roquette America Inc | 100
hard coal | Roquette America | 57953_B_COGEN | 57953 | B | COGEN |  | Coal Steam |  | MIS_MO | Iowa | 19 | Lee | 111 | 19111 | 32 | 8300 | 2007 | 9999 | FBC | dry | Y | Bituminous, Petroleum Coke | Dry Scrubber | 2008 | 0.95 | CF + OFA | SNCR |  | 2008 | B | NA |  |  |  | 5.26 | 0.14412 | 0.07206 | 0.14412 | 0.07206 | 0.05 | 0.07 | 0.07 | 0.99 | [7 empty] | Roquette America Inc | 100 | Roquette America Inc | 100
onshore wind | Minco Wind II, LLC | 57956_G_1 | 57956 | G | 1 |  | Onshore Wind |  | SPP_WEST | Oklahoma | 40 | Grady | 51 | 40051 | 100.8 | 0 | 2011 | 9999 |  |  | N | Wind | [13 empty] | 0 | 0 | 0 | 0 | [11 empty] | Minco Wind Energy II LLC | 100 | NextEra Energy Inc | 100
solar pv | Desert Green Solar Farm LLC | 57959_G_1 | 57959 | G | 1 |  | Solar PV |  | WEC_SDGE | California | 6 | San Diego | 73 | 06073 | 6.3 | 0 | 2014 | 9999 |  |  | N | Solar | [13 empty] | 0 | 0 | 0 | 0 | [11 empty] | Desert Green Solar Farm LLC | 100 | Invenergy LLC | 100
solar pv | Rugged Solar LLC | 57960_G_1 | 57960 | G | 1 |  | Solar PV |  | WEC_SDGE | California | 6 | San Diego | 73 | 06073 | 80 | 0 | 2019 | 9999 |  |  | N | Solar | [13 empty] | 0 | 0 | 0 | 0 | [11 empty] | Clean Focus Renewables Inc | 100 | Clean Focus Corp | 100
onshore wind | Brookfield Tehachapi 1 | 57962_G_BT1 | 57962 | G | BT1 |  | Onshore Wind |  | WECC_SCE | California | 6 | Kern | 29 | 06029 | 102 | 0 | 2012 | 9999 |  |  | N | Wind | [13 empty] | 0 | 0 | 0 | 0 | [11 empty] | Coram California Development LP | 100 | NextEra Energy Inc | 100
onshore wind | Musselshell Wind Project | 57963_G_MS01 | 57963 | G | MS01 |  | Onshore Wind |  | WECC_MT | Montana | 30 | Wheatland | 107 | 30107 | 10 | 0 | 2012 | 9999 |  |  | N | Wind | [13 empty] | 0 | 0 | 0 | 0 | [11 empty] | Musselshell Wind Project LLC | 100 | Power Energy Corp | 100
onshore wind | Shady Oaks Wind Farm | 57964_G_1 | 57964 | G | 1 |  | Onshore Wind |  | PJM_COMD | Illinois | 17 | Lee | 103 | 17103 | 109.5 | 0 | 2012 | 9999 |  |  | N | Wind | [13 empty] | 0 | 0 | 0 | 0 | [11 empty] | Algonquin Power (America) Inc | 100 | Algonquin Power & Utilities Corp | 100
onshore wind | Musselshell Wind Project Two LLC | 57965_G_MS02 | 57965 | G | MS02 |  | Onshore Wind |  | WECC_MT | Montana | 30 | Wheatland | 107 | 30107 | 10 | 0 | 2012 | 9999 |  |  | N | Wind | [13 empty] | 0 | 0 | 0 | 0 | [11 empty] | Musselshell Wind Project Two LLC | 100 | Power Energy Corp | 100
onshore wind | Cashton Greens Wind Farm | 57968_G_CGWF | 57968 | G | CGWF |  | Onshore Wind |  | MIS_WUMS | Wisconsin | 55 | Monroe | 81 | 55081 | 4.8 | 0 | 2012 | 9999 |  |  | N | Wind | [13 empty] | 0 | 0 | 0 | 0 | [11 empty] | Organic Valley Family of Farms | 100 | Organic Valley Family of Farms | 100
biomass | Darrington | 57969_G_GEN1 | 57969 | G | GEN1 |  | Biomass |  | WECC_PNW | Washington | 53 | Snohomish | 61 | 53061 | 4.5 | 4874 | 2007 | 9999 |  |  | Y | Biomass | [13 empty] | 0.22033 | 0.22033 | 0.22033 | 0.22033 | [11 empty] | Hampton Affiliates | 100 | Hampton Affiliates | 100
solar pv | Butte College Main Campus Solar | 57970_G_SOL1 | 57970 | G | SOL1 |  | Solar PV |  | WEC_CALN | California | 6 | Butte | 7 | 06007 | 2.9 | 0 | 2011 | 9999 |  |  | N | Solar | [13 empty] | 0 | 0 | 0 | 0 | [11 empty] | Butte College (CA) | 100 | Butte College (CA) | 100
municipal solid waste | SF Southeast Cogen Plant | 57971_G_COGEN | 57971 | G | COGEN |  | Non-Fossil Waste |  | WEC_CALN | California | 6 | San Francisco | 75 | 06075 | 1.9 | 11084 | 2002 | 9999 |  |  | N | Non-Fossil Waste | [13 empty] | 0 | 0 | 0 | 0 | [11 empty] | City & County of San Francisco | 100 | City & County of San Francisco | 100
onshore wind | Spinning Spur Wind LLC | 57973_G_GEN1 | 57973 | G | GEN1 |  | Onshore Wind |  | SPP_SPS | Texas | 48 | Oldham | 359 | 48359 | 161 | 0 | 2012 | 9999 |  |  | N | Wind | [13 empty] | 0 | 0 | 0 | 0 | [11 empty] | EDF Renewables Inc | 100 | EDF Group | 100
onshore wind | Bobcat Bluff Wind Project LLC | 57974_G_GEN1 | 57974 | G | GEN1 |  | Onshore Wind |  | ERC_WEST | Texas | 48 | Archer | 9 | 48009 | 150 | 0 | 2012 | 9999 |  |  | N | Wind | [13 empty] | 0 | 0 | 0 | 0 | [11 empty] | Bobcat Bluff Wind Project LLC | 100 | EDF Group | 100
onshore wind | Spearville 3 LLC | 57975_G_GEN1 | 57975 | G | GEN1 |  | Onshore Wind |  | SPP_N | Kansas | 20 | Ford | 57 | 20057 | 108 | 0 | 2012 | 9999 |  |  | N | Wind | [13 empty] | 0 | 0 | 0 | 0 | [11 empty] | Spearville 3 LLC | 100 | BlackRock Financial Management Inc | 100
onshore wind | Pocahontas Prairie Wind Farm | 57976_G_1 | 57976 | G | 1 |  | Onshore Wind |  | MIS_MIDA | Iowa | 19 | Pocahontas | 151 | 19151 | 80 | 0 | 2012 | 9999 |  |  | N | Wind | [13 empty] | 0 | 0 | 0 | 0 | [11 empty] | Pocahontas Prairie Wind LLC | 100 | Algonquin Power Income Fund | 100
natural gas peaker | High Sierra Cogeneration Plant | 57977_G_ENG1 | 57977 | G | ENG1 |  | Combustion Turbine | IC Engine | WEC_CALN | California | 6 | Lassen | 35 | 06035 | 2.5 | 8700 | 2010 | 9999 |  |  | Y | Natural Gas | [13 empty] | 0.2046 | 0.2046 | 0.2046 | 0.2046 | [11 empty] | Plumas Sierra Rural Electric Coop | 100 | Plumas Sierra Rural Electric Coop | 100
natural gas peaker | High Sierra Cogeneration Plant | 57977_G_ENG2 | 57977 | G | ENG2 |  | Combustion Turbine | IC Engine | WEC_CALN | California | 6 | Lassen | 35 | 06035 | 2.5 | 8700 | 2010 | 9999 |  |  | Y | Natural Gas | [13 empty] | 0.2046 | 0.2046 | 0.2046 | 0.2046 | [11 empty] | Plumas Sierra Rural Electric Coop | 100 | Plumas Sierra Rural Electric Coop | 100
natural gas combined cycle | Lodi Energy Center | 57978_G_CT1 | 57978 | G | CT1 | 90795 | Combined Cycle |  | WEC_CALN | California | 6 | San Joaquin | 77 | 06077 | 162 | 7092 | 2012 | 9999 |  |  | N | Natural Gas |  |  |  |  | SCR | [8 empty] | 0.0058584 | 0.0058584 | 0.0058584 | 0.0058584 | [11 empty] | Northern California Power Agency | 100 | Northern California Power Agency | 100
natural gas combined cycle | Lodi Energy Center | 57978_G_ST1 | 57978 | G | ST1 | 90795 | Combined Cycle |  | WEC_CALN | California | 6 | San Joaquin | 77 | 06077 | 95 | 7092 | 2012 | 9999 |  |  | N | Natural Gas |  |  |  |  | SCR | [8 empty] | 0.0058584 | 0.0058584 | 0.0058584 | 0.0058584 | [11 empty] | Northern California Power Agency | 100 | Northern California Power Agency | 100
onshore wind | Kingdom Community Wind | 57979_G_KCW | 57979 | G | KCW |  | Onshore Wind |  | NENGREST | Vermont | 50 | Orleans | 19 | 50019 | 65 | 0 | 2012 | 9999 |  |  | N | Wind | [13 empty] | 0 | 0 | 0 | 0 | [11 empty] | Green Mountain Power Corp | 100 | Gaz Métropolitain & Co LP | 100
onshore wind | Busch Ranch Wind Energy Farm | 57980_G_WTG | 57980 | G | WTG |  | Onshore Wind |  | WECC_CO | Colorado | 8 | Huerfano | 55 | 08055 | 29 | 0 | 2012 | 9999 |  |  | N | Wind | [13 empty] | 0 | 0 | 0 | 0 | [11 empty] | AltaGas Renewable Energy Coloardo LLC | 50 | AltaGas Ltd | 50
onshore wind | Senate Wind LLC | 57981_G_GEN1 | 57981 | G | GEN1 |  | Onshore Wind |  | ERC_WEST | Texas | 48 | Jack | 237 | 48237 | 150 | 0 | 2012 | 9999 |  |  | N | Wind | [13 empty] | 0 | 0 | 0 | 0 | [11 empty] | Senate Wind Energy LLC | 100 | Gamesa Corporación Tecnológica SA | 100
solar pv | Meridian Vineyards | 57982_G_PV-1 | 57982 | G | PV-1 |  | Solar PV |  | WEC_CALN | California | 6 | San Luis Obispo | 79 | 06079 | 0.5 | 0 | 2010 | 9999 |  |  | N | Solar | [13 empty] | 0 | 0 | 0 | 0 | [11 empty] | Gestamp Asetym Solar North America Inc | 100 | Gestamp Corp | 100
solar pv | Meridian Vineyards | 57982_G_PV-2 | 57982 | G | PV-2 |  | Solar PV |  | WEC_CALN | California | 6 | San Luis Obispo | 79 | 06079 | 0.6 | 0 | 2010 | 9999 |  |  | N | Solar | [13 empty] | 0 | 0 | 0 | 0 | [11 empty] | Gestamp Asetym Solar North America Inc | 100 | Gestamp Corp | 100
onshore wind | Stephens Ranch Wind Energy LLC | 57983_G_1 | 57983 | G | 1 |  | Onshore Wind |  | ERC_WEST | Texas | 48 | Borden | 33 | 48033 | 211 | 0 | 2014 | 9999 |  |  | N | Wind | [13 empty] | 0 | 0 | 0 | 0 | [11 empty] | Stephens Ranch Wind Energy LLC | 100 | Starwood Capital Group Global LLC | 100
onshore wind | Stephens Ranch Wind Energy LLC | 57983_G_2 | 57983 | G | 2 |  | Onshore Wind |  | ERC_WEST | Texas | 48 | Borden | 33 | 48033 | 165 | 0 | 2015 | 9999 |  |  | N | Wind | [13 empty] | 0 | 0 | 0 | 0 | [11 empty] | Stephens Ranch Wind Energy II LLC | 100 | Starwood Capital Group Global LLC | 100
onshore wind | Lake Winds Energy Park | 57984_G_LWEP | 57984 | G | LWEP |  | Onshore Wind |  | MIS_LMI | Michigan | 26 | Mason | 105 | 26105 | 100.8 | 0 | 2012 | 9999 |  |  | N | Wind | [13 empty] | 0 | 0 | 0 | 0 | [11 empty] | Consumers Energy Co | 100 | CMS Energy Corp | 100
solar pv | SunE EPE2 LLC | 57985_G_1 | 57985 | G | 1 |  | Solar PV |  | WECC_NM | New Mexico | 35 | Dona Ana | 13 | 35013 | 13.6 | 0 | 2012 | 9999 |  |  | N | Solar | [13 empty] | 0 | 0 | 0 | 0 | [11 empty] | SunE EPE2 LLC | 100 | SunEdison | 100
solar pv | SunE EPE1 LLC | 57986_G_1 | 57986 | G | 1 |  | Solar PV |  | WECC_NM | New Mexico | 35 | Dona Ana | 13 | 35013 | 11.3 | 0 | 2012 | 9999 |  |  | N | Solar | [13 empty] | 0 | 0 | 0 | 0 | [11 empty] | SunE EPE1 LLC | 100 | SunEdison | 100
onshore wind | Canadian Hills Wind | 57987_G_1 | 57987 | G | 1 |  | Onshore Wind |  | SPP_WEST | Oklahoma | 40 | Canadian | 17 | 40017 | 298.5 | 0 | 2012 | 9999 |  |  | N | Wind | [13 empty] | 0 | 0 | 0 | 0 | [11 empty] | Canadian Hills Wind LLC | 100 | Brookfield Asset Management Inc | 100
biomass | Lincoln Landfill | 57988_G_GEN1 | 57988 | G | GEN1 |  | Landfill Gas |  | WEC_CALN | California | 6 | Placer | 61 | 06061 | 0.8 | 13500 | 2004 | 9999 |  |  | N | Landfill Gas | [13 empty] | 0.07067 | 0.07067 | 0.07067 | 0.07067 | [11 empty] | Energy 2001 Inc | 100 | Energy 2001 Inc | 100
biomass | Lincoln Landfill | 57988_G_GEN2 | 57988 | G | GEN2 |  | Landfill Gas |  | WEC_CALN | California | 6 | Placer | 61 | 06061 | 0.8 | 13500 | 2004 | 9999 |  |  | N | Landfill Gas | [13 empty] | 0.07067 | 0.07067 | 0.07067 | 0.07067 | [11 empty] | Energy 2001 Inc | 100 | Energy 2001 Inc | 100
biomass | Lincoln Landfill | 57988_G_GEN3 | 57988 | G | GEN3 |  | Landfill Gas |  | WEC_CALN | California | 6 | Placer | 61 | 06061 | 0.8 | 13500 | 2004 | 9999 |  |  | N | Landfill Gas | [13 empty] | 0.07067 | 0.07067 | 0.07067 | 0.07067 | [11 empty] | Energy 2001 Inc | 100 | Energy 2001 Inc | 100
biomass | Lincoln Landfill | 57988_G_GEN 5 | 57988 | G | GEN 5 |  | Landfill Gas |  | WEC_CALN | California | 6 | Placer | 61 | 06061 | 0.8 | 13500 | 2012 | 9999 |  |  | N | Landfill Gas | [13 empty] | 0.07067 | 0.07067 | 0.07067 | 0.07067 | [11 empty] | Energy 2001 Inc | 100 | Energy 2001 Inc | 100
biomass | Lincoln Landfill | 57988_G_GEN 6 | 57988 | G | GEN 6 |  | Landfill Gas |  | WEC_CALN | California | 6 | Placer | 61 | 06061 | 0.8 | 13500 | 2012 | 9999 |  |  | N | Landfill Gas | [13 empty] | 0.07067 | 0.07067 | 0.07067 | 0.07067 | [11 empty] | Energy 2001 Inc | 100 | Energy 2001 Inc | 100
biomass | Lincoln Landfill | 57988_G_GEN4 | 57988 | G | GEN4 |  | Landfill Gas |  | WEC_CALN | California | 6 | Placer | 61 | 06061 | 0.8 | 13500 | 2012 | 9999 |  |  | N | Landfill Gas | [13 empty] | 0.07067 | 0.07067 | 0.07067 | 0.07067 | [11 empty] | Energy 2001 Inc | 100 | Energy 2001 Inc | 100
solar pv | Groveland Solar | 57989_G_GSMA | 57989 | G | GSMA |  | Solar PV |  | NENGREST | Massachusetts | 25 | Essex | 9 | 25009 | 3.2 | 0 | 2012 | 9999 |  |  | N | Solar | [13 empty] | 0 | 0 | 0 | 0 | [11 empty] | Groveland Solar LLC | 100 | Consolidated Edison Inc | 100
solar pv | Shrewsbury Solar | 57990_G_SSMA | 57990 | G | SSMA |  | Solar PV |  | NENGREST | Massachusetts | 25 | Worcester | 27 | 25027 | 2.5 | 0 | 2012 | 9999 |  |  | N | Solar | [13 empty] | 0 | 0 | 0 | 0 | [11 empty] | Shrewsbury Solar LLC | 100 | Consolidated Edison Inc | 100
onshore wind | Highland North Wind Farm | 57991_G_1 | 57991 | G | 1 |  | Onshore Wind |  | PJM_PENE | Pennsylvania | 42 | Cambria | 21 | 42021 | 75 | 0 | 2012 | 9999 |  |  | N | Wind | [13 empty] | 0 | 0 | 0 | 0 | [11 empty] | Highland North LLC | 100 | BlackRock Inc | 100
solar pv | Boston Scientific Solar | 57992_G_BSMA | 57992 | G | BSMA |  | Solar PV |  | NENGREST | Massachusetts | 25 | Norfolk | 21 | 25021 | 1.1 | 0 | 2012 | 9999 |  |  | N | Solar | [13 empty] | 0 | 0 | 0 | 0 | [11 empty] | Consolidated Edison Energy Inc | 100 | Consolidated Edison Inc | 100
solar pv | Desert Sunlight 300, LLC | 57993_G_DSL1 | 57993 | G | DSL1 |  | Solar PV |  | WECC_SCE | California | 6 | Riverside | 65 | 06065 | 40.3 | 0 | 2013 | 9999 |  |  | N | Solar | [13 empty] | 0 | 0 | 0 | 0 | [11 empty] | Desert Sunlight 300 LLC | 100 | Starwood Capital Group Global LLC | 100
solar pv | Desert Sunlight 300, LLC | 57993_G_DSL10 | 57993 | G | DSL10 |  | Solar PV |  | WECC_SCE | California | 6 | Riverside | 65 | 06065 | 30.2 | 0 | 2013 | 9999 |  |  | N | Solar | [13 empty] | 0 | 0 | 0 | 0 | [11 empty] | Desert Sunlight 300 LLC | 100 | Starwood Capital Group Global LLC | 100
solar pv | Desert Sunlight 300, LLC | 57993_G_DSL11 | 57993 | G | DSL11 |  | Solar PV |  | WECC_SCE | California | 6 | Riverside | 65 | 06065 | 20.2 | 0 | 2013 | 9999 |  |  | N | Solar | [13 empty] | 0 | 0 | 0 | 0 | [11 empty] | Desert Sunlight 300 LLC | 100 | Starwood Capital Group Global LLC | 100
solar pv | Desert Sunlight 300, LLC | 57993_G_DSL2 | 57993 | G | DSL2 |  | Solar PV |  | WECC_SCE | California | 6 | Riverside | 65 | 06065 | 40.3 | 0 | 2013 | 9999 |  |  | N | Solar | [13 empty] | 0 | 0 | 0 | 0 | [11 empty] | Desert Sunlight 300 LLC | 100 | Starwood Capital Group Global LLC | 100
solar pv | Desert Sunlight 300, LLC | 57993_G_DSL3 | 57993 | G | DSL3 |  | Solar PV |  | WECC_SCE | California | 6 | Riverside | 65 | 06065 | 40.3 | 0 | 2013 | 9999 |  |  | N | Solar | [13 empty] | 0 | 0 | 0 | 0 | [11 empty] | Desert Sunlight 300 LLC | 100 | Starwood Capital Group Global LLC | 100
solar pv | Desert Sunlight 300, LLC | 57993_G_DSL4 | 57993 | G | DSL4 |  | Solar PV |  | WECC_SCE | California | 6 | Riverside | 65 | 06065 | 30.2 | 0 | 2013 | 9999 |  |  | N | Solar | [13 empty] | 0 | 0 | 0 | 0 | [11 empty] | Desert Sunlight 300 LLC | 100 | Starwood Capital Group Global LLC | 100
solar pv | Desert Sunlight 300, LLC | 57993_G_DSL5 | 57993 | G | DSL5 |  | Solar PV |  | WECC_SCE | California | 6 | Riverside | 65 | 06065 | 25.2 | 0 | 2014 | 9999 |  |  | N | Solar | [13 empty] | 0 | 0 | 0 | 0 | [11 empty] | Desert Sunlight 300 LLC | 100 | Starwood Capital Group Global LLC | 100
solar pv | Desert Sunlight 300, LLC | 57993_G_DSL6 | 57993 | G | DSL6 |  | Solar PV |  | WECC_SCE | California | 6 | Riverside | 65 | 06065 | 25.2 | 0 | 2014 | 9999 |  |  | N | Solar | [13 empty] | 0 | 0 | 0 | 0 | [11 empty] | Desert Sunlight 300 LLC | 100 | Starwood Capital Group Global LLC | 100
solar pv | Desert Sunlight 300, LLC | 57993_G_DSL7 | 57993 | G | DSL7 |  | Solar PV |  | WECC_SCE | California | 6 | Riverside | 65 | 06065 | 20.2 | 0 | 2014 | 9999 |  |  | N | Solar | [13 empty] | 0 | 0 | 0 | 0 | [11 empty] | Desert Sunlight 300 LLC | 100 | Starwood Capital Group Global LLC | 100
solar pv | Desert Sunlight 300, LLC | 57993_G_DSL8 | 57993 | G | DSL8 |  | Solar PV |  | WECC_SCE | California | 6 | Riverside | 65 | 06065 | 18.9 | 0 | 2014 | 9999 |  |  | N | Solar | [13 empty] | 0 | 0 | 0 | 0 | [11 empty] | Desert Sunlight 300 LLC | 100 | Starwood Capital Group Global LLC | 100
solar pv | Desert Sunlight 300, LLC | 57993_G_DSL9 | 57993 | G | DSL9 |  | Solar PV |  | WECC_SCE | California | 6 | Riverside | 65 | 06065 | 22.7 | 0 | 2014 | 9999 |  |  | N | Solar | [13 empty] | 0 | 0 | 0 | 0 | [11 empty] | Desert Sunlight 300 LLC | 100 | Starwood Capital Group Global LLC | 100
solar pv | Apple Data Center PV | 57994_G_PV1 | 57994 | G | PV1 |  | Solar PV |  | S_VACA | North Carolina | 37 | Catawba | 35 | 37035 | 20 | 0 | 2013 | 9999 |  |  | N | Solar | [13 empty] | 0 | 0 | 0 | 0 | [11 empty] | Apple Inc | 100 | Apple Inc | 100
onshore wind | NaturEner Rim Rock Energy | 57995_G_RR | 57995 | G | RR |  | Onshore Wind |  | WECC_MT | Montana | 30 | Toole | 101 | 30101 | 184.6 | 0 | 2012 | 9999 |  |  | N | Wind | [13 empty] | 0 | 0 | 0 | 0 | [11 empty] | NaturEner Rim Rock Wind Energy LLC | 100 | Sapec | 100
solar pv | Foothills Solar Plant Hybrid | 57997_G_PV1 | 57997 | G | PV1 |  | Solar PV |  | WECC_AZ | Arizona | 4 | Yuma | 27 | 04027 | 17 | 0 | 2013 | 9999 |  |  | N | Solar | [13 empty] | 0 | 0 | 0 | 0 | [11 empty] | Arizona Public Service Co | 100 | Pinnacle West Capital Corp | 100
solar pv | Foothills Solar Plant Hybrid | 57997_G_PV2 | 57997 | G | PV2 |  | Solar PV |  | WECC_AZ | Arizona | 4 | Yuma | 27 | 04027 | 18 | 0 | 2013 | 9999 |  |  | N | Solar | [13 empty] | 0 | 0 | 0 | 0 | [11 empty] | Arizona Public Service Co | 100 | Pinnacle West Capital Corp | 100
onshore wind | Twin Ridges Wind Farm | 57998_G_1 | 57998 | G | 1 |  | Onshore Wind |  | PJM_PENE | Pennsylvania | 42 | Somerset | 111 | 42111 | 139.4 | 0 | 2012 | 9999 |  |  | N | Wind | [13 empty] | 0 | 0 | 0 | 0 | [11 empty] | Big Savage LLC | 100 | BlackRock Inc | 100
onshore wind | Patton Wind Farm | 57999_G_1 | 57999 | G | 1 |  | Onshore Wind |  | PJM_PENE | Pennsylvania | 42 | Cambria | 21 | 42021 | 30 | 0 | 2012 | 9999 |  |  | N | Wind | [13 empty] | 0 | 0 | 0 | 0 | [11 empty] | Patton Wind Farm LLC | 100 | BlackRock Inc | 100
onshore wind | Anacacho Wind Farm, LLC | 58000_G_ANA | 58000 | G | ANA |  | Onshore Wind |  | ERC_REST | Texas | 48 | Kinney | 271 | 48271 | 99.8 | 0 | 2012 | 9999 |  |  | N | Wind | [13 empty] | 0 | 0 | 0 | 0 | [11 empty] | Anacacho Wind Farm LLC | 100 | RWE Group | 100
natural gas combined cycle | Panda Temple Power Station | 58001_G_CTG-1 | 58001 | G | CTG-1 | 90804 | Combined Cycle |  | ERC_REST | Texas | 48 | Bell | 27 | 48027 | 211 | 7190 | 2014 | 9999 |  |  | N | Natural Gas |  |  |  | DLNB | SCR | [8 empty] | 0.0075463 | 0.0075463 | 0.0075463 | 0.0075463 | [11 empty] | Panda Temple Power LLC | 100 | Panda Energy Intl Inc | 100
natural gas combined cycle | Panda Temple Power Station | 58001_G_CTG-2 | 58001 | G | CTG-2 | 90806 | Combined Cycle |  | ERC_REST | Texas | 48 | Bell | 27 | 48027 | 211 | 7190 | 2014 | 9999 |  |  | N | Natural Gas |  |  |  | DLNB | SCR | [8 empty] | 0.0075463 | 0.0075463 | 0.0075463 | 0.0075463 | [11 empty] | Panda Temple Power LLC | 100 | Panda Energy Intl Inc | 100
natural gas combined cycle | Panda Temple Power Station | 58001_G_STG-1 | 58001 | G | STG-1 | 90804 | Combined Cycle |  | ERC_REST | Texas | 48 | Bell | 27 | 48027 | 312 | 7190 | 2014 | 9999 |  |  | N | Natural Gas |  |  |  | LNB | SCR | [8 empty] | 0.0075463 | 0.0075463 | 0.0075463 | 0.0075463 | [11 empty] | Panda Temple Power LLC | 100 | Panda Energy Intl Inc | 100
natural gas combined cycle | Panda Temple Power Station | 58001_G_CTG-3 | 58001 | G | CTG-3 | 90807 | Combined Cycle |  | ERC_REST | Texas | 48 | Bell | 27 | 48027 | 211 | 7190 | 2015 | 9999 |  |  | N | Natural Gas |  |  |  | DLNB | SCR | [8 empty] | 0.0075125 | 0.0075125 | 0.0075125 | 0.0075125 | [11 empty] | Panda Temple Power II LLC | 100 | Panda Energy Intl Inc | 100
natural gas combined cycle | Panda Temple Power Station | 58001_G_CTG-4 | 58001 | G | CTG-4 | 90808 | Combined Cycle |  | ERC_REST | Texas | 48 | Bell | 27 | 48027 | 211 | 7190 | 2015 | 9999 |  |  | N | Natural Gas |  |  |  | DLNB | SCR | [8 empty] | 0.0075125 | 0.0075125 | 0.0075125 | 0.0075125 | [11 empty] | Panda Temple Power II LLC | 100 | Panda Energy Intl Inc | 100
natural gas combined cycle | Panda Temple Power Station | 58001_G_STG-2 | 58001 | G | STG-2 | 90807 | Combined Cycle |  | ERC_REST | Texas | 48 | Bell | 27 | 48027 | 312 | 7190 | 2015 | 9999 |  |  | N | Natural Gas |  |  |  | LNB | SCR | [8 empty] | 0.0075125 | 0.0075125 | 0.0075125 | 0.0075125 | [11 empty] | Panda Temple Power II LLC | 100 | Panda Energy Intl Inc | 100
solar pv | Alpaugh North | 58002_G_SPS | 58002 | G | SPS |  | Solar PV |  | WECC_SCE | California | 6 | Tulare | 107 | 06107 | 20 | 0 | 2012 | 9999 |  |  | N | Solar | [13 empty] | 0 | 0 | 0 | 0 | [11 empty] | Alpaugh North LLC | 100 | Sempra Energy | 100
solar pv | Alpaugh 50 | 58003_G_SPS50 | 58003 | G | SPS50 |  | Solar PV |  | WECC_SCE | California | 6 | Tulare | 107 | 06107 | 50 | 0 | 2012 | 9999 |  |  | N | Solar | [13 empty] | 0 | 0 | 0 | 0 | [11 empty] | Alpaugh 50 LLC | 100 | Consolidated Edison Inc | 100
onshore wind | Granite Reliable Power | 58004_G_1 | 58004 | G | 1 |  | Onshore Wind |  | NENGREST | New Hampshire | 33 | Coos | 7 | 33007 | 99 | 0 | 2012 | 9999 |  |  | N | Wind | [13 empty] | 0 | 0 | 0 | 0 | [11 empty] | Granite Reliable Power LLC | 100 | Brookfield Asset Management Inc | 100
natural gas combined cycle | Panda Sherman Power Station | 58005_G_CTG-1 | 58005 | G | CTG-1 | 90809 | Combined Cycle |  | ERC_REST | Texas | 48 | Grayson | 181 | 48181 | 204 | 7203 | 2014 | 9999 |  |  | N | Natural Gas |  |  |  | DLNB | SCR | [8 empty] | 0.0067815 | 0.0067815 | 0.0067815 | 0.0067815 | [11 empty] | Panda Sherman Power LLC | 100 | Panda Energy Intl Inc | 100
natural gas combined cycle | Panda Sherman Power Station | 58005_G_CTG-2 | 58005 | G | CTG-2 | 90810 | Combined Cycle |  | ERC_REST | Texas | 48 | Grayson | 181 | 48181 | 204 | 7203 | 2014 | 9999 |  |  | N | Natural Gas |  |  |  | DLNB | SCR | [8 empty] | 0.0067815 | 0.0067815 | 0.0067815 | 0.0067815 | [11 empty] | Panda Sherman Power LLC | 100 | Panda Energy Intl Inc | 100
natural gas combined cycle | Panda Sherman Power Station | 58005_G_STG-1 | 58005 | G | STG-1 | 90809 | Combined Cycle |  | ERC_REST | Texas | 48 | Grayson | 181 | 48181 | 309 | 7203 | 2014 | 9999 |  |  | N | Natural Gas |  |  |  | DLNB | SCR | [8 empty] | 0.0067815 | 0.0067815 | 0.0067815 | 0.0067815 | [11 empty] | Panda Sherman Power LLC | 100 | Panda Energy Intl Inc | 100
solar pv | Salt Palace Solar Gen Plant | 58006_G_1 | 58006 | G | 1 |  | Solar PV |  | WECC_UT | Utah | 49 | Salt Lake | 35 | 49035 | 0.8 | 0 | 2012 | 9999 |  |  | N | Solar | [13 empty] | 0 | 0 | 0 | 0 | [11 empty] | Nexgen Energy Partners LLC | 100 | Nexgen Energy Partners LLC | 100
solar pv | Salt Palace Solar Gen Plant | 58006_G_2 | 58006 | G | 2 |  | Solar PV |  | WECC_UT | Utah | 49 | Salt Lake | 35 | 49035 | 0.5 | 0 | 2012 | 9999 |  |  | N | Solar | [13 empty] | 0 | 0 | 0 | 0 | [11 empty] | Nexgen Energy Partners LLC | 100 | Nexgen Energy Partners LLC | 100
biomass | Brea Expansion Plant | 58007_G_G1 | 58007 | G | G1 |  | Landfill Gas |  | WECC_SCE | California | 6 | Orange | 59 | 06059 | 6.8 | 13500 | 2012 | 9999 |  |  | N | Landfill Gas | [13 empty] | 0.0901 | 0.0901 | 0.0901 | 0.0901 | [11 empty] | Brea Power II LLC | 100 | Energy Developments | 100
biomass | Brea Expansion Plant | 58007_G_G2 | 58007 | G | G2 |  | Landfill Gas |  | WECC_SCE | California | 6 | Orange | 59 | 06059 | 6.8 | 13500 | 2012 | 9999 |  |  | N | Landfill Gas | [13 empty] | 0.0901 | 0.0901 | 0.0901 | 0.0901 | [11 empty] | Brea Power II LLC | 100 | Energy Developments | 100
biomass | Brea Expansion Plant | 58007_G_G3 | 58007 | G | G3 |  | Landfill Gas |  | WECC_SCE | California | 6 | Orange | 59 | 06059 | 6.8 | 13500 | 2012 | 9999 |  |  | N | Landfill Gas | [13 empty] | 0.0901 | 0.0901 | 0.0901 | 0.0901 | [11 empty] | Brea Power II LLC | 100 | Energy Developments | 100
biomass | Brea Expansion Plant | 58007_G_G4 | 58007 | G | G4 |  | Landfill Gas |  | WECC_SCE | California | 6 | Orange | 59 | 06059 | 6.8 | 13500 | 2012 | 9999 |  |  | N | Landfill Gas | [13 empty] | 0.0901 | 0.0901 | 0.0901 | 0.0901 | [11 empty] | Brea Power II LLC | 100 | Energy Developments | 100
biomass | Brea Expansion Plant | 58007_G_G5 | 58007 | G | G5 |  | Landfill Gas |  | WECC_SCE | California | 6 | Orange | 59 | 06059 | 10 | 13500 | 2012 | 9999 |  |  | N | Landfill Gas | [13 empty] | 0.0901 | 0.0901 | 0.0901 | 0.0901 | [11 empty] | Brea Power II LLC | 100 | Energy Developments | 100
onshore wind | California Ridge Wind Energy LLC | 58008_G_CR | 58008 | G | CR |  | Onshore Wind |  | MIS_IL | Illinois | 17 | Vermilion | 183 | 17183 | 200 | 0 | 2012 | 9999 |  |  | N | Wind | [13 empty] | 0 | 0 | 0 | 0 | [11 empty] | California Ridge Wind Energy LLC | 100 | Brookfield Asset Management Inc | 100
solar pv | SunE CPS3 LLC | 58009_G_1 | 58009 | G | 1 |  | Solar PV |  | ERC_REST | Texas | 48 | Bexar | 29 | 48029 | 5.6 | 0 | 2012 | 9999 |  |  | N | Solar | [13 empty] | 0 | 0 | 0 | 0 | [11 empty] | SunE CPS3 LLC | 100 | Citigroup Inc | 100
solar pv | SunE CPS3 LLC | 58009_G_2 | 58009 | G | 2 |  | Solar PV |  | ERC_REST | Texas | 48 | Bexar | 29 | 48029 | 5 | 0 | 2012 | 9999 |  |  | N | Solar | [13 empty] | 0 | 0 | 0 | 0 | [11 empty] | SunE CPS3 LLC | 100 | Citigroup Inc | 100
solar pv | WSMR I | 58010_G_WSMR1 | 58010 | G | WSMR1 |  | Solar PV |  | WECC_NM | New Mexico | 35 | Dona Ana | 13 | 35013 | 4.2 | 0 | 2012 | 9999 |  |  | N | Solar | [13 empty] | 0 | 0 | 0 | 0 | [11 empty] | Siemens Government Technologies Inc | 100 | Siemens AG | 100
solar pv | WSMR I | 58010_G_WSMR2 | 58010 | G | WSMR2 |  | Solar PV |  | WECC_NM | New Mexico | 35 | Dona Ana | 13 | 35013 | 0.4 | 0 | 2012 | 9999 |  |  | N | Solar | [13 empty] | 0 | 0 | 0 | 0 | [11 empty] | Siemens Government Technologies Inc | 100 | Siemens AG | 100
solar pv | IKEA Savannah 490 | 58011_G_PV | 58011 | G | PV |  | Solar PV |  | S_SOU | Georgia | 13 | Chatham | 51 | 13051 | 1.2 | 0 | 2012 | 9999 |  |  | N | Solar | [13 empty] | 0 | 0 | 0 | 0 | [11 empty] | IKEA Group | 100 | Ikea Systems BV | 100
solar pv | IKEA Tampa 042 | 58012_G_PV | 58012 | G | PV |  | Solar PV |  | FRCC | Florida | 12 | Hillsborough | 57 | 12057 | 1 | 0 | 2012 | 9999 |  |  | N | Solar | [13 empty] | 0 | 0 | 0 | 0 | [11 empty] | IKEA Group | 100 | Ikea Systems BV | 100
solar pv | IKEA Round Rock 027 | 58013_G_PV | 58013 | G | PV |  | Solar PV |  | ERC_REST | Texas | 48 | Williamson | 491 | 48491 | 1.3 | 0 | 2012 | 9999 |  |  | N | Solar | [13 empty] | 0 | 0 | 0 | 0 | [11 empty] | IKEA Group | 100 | Ikea Systems BV | 100
solar pv | IKEA Perryville 460 | 58014_G_PV | 58014 | G | PV |  | Solar PV |  | PJM_EMAC | Maryland | 24 | Cecil | 15 | 24015 | 2 | 0 | 2013 | 9999 |  |  | N | Solar | [13 empty] | 0 | 0 | 0 | 0 | [11 empty] | IKEA Group | 100 | Ikea Systems BV | 100
solar pv | IKEA College Park 411 | 58015_G_PV | 58015 | G | PV |  | Solar PV |  | PJM_SMAC | Maryland | 24 | Prince Georges | 33 | 24033 | 1 | 0 | 2012 | 9999 |  |  | N | Solar | [13 empty] | 0 | 0 | 0 | 0 | [11 empty] | IKEA Group | 100 | Ikea Systems BV | 100
solar pv | IKEA Westhampton 061 | 58016_G_PV | 58016 | G | PV |  | Solar PV |  | PJM_EMAC | New Jersey | 34 | Burlington | 5 | 34005 | 1.8 | 0 | 2013 | 9999 |  |  | N | Solar | [13 empty] | 0 | 0 | 0 | 0 | [11 empty] | IKEA Group | 100 | Ikea Systems BV | 100
solar pv | Copper Mountain Solar 2 | 58017_G_PV01 | 58017 | G | PV01 |  | Solar PV |  | WECC_SNV | Nevada | 32 | Clark | 3 | 32003 | 30 | 0 | 2012 | 9999 |  |  | N | Solar | [13 empty] | 0 | 0 | 0 | 0 | [11 empty] | Copper Mountain Solar 2 LLC | 100 | Sempra Energy | 100
solar pv | Copper Mountain Solar 2 | 58017_G_PV02 | 58017 | G | PV02 |  | Solar PV |  | WECC_SNV | Nevada | 32 | Clark | 3 | 32003 | 30 | 0 | 2012 | 9999 |  |  | N | Solar | [13 empty] | 0 | 0 | 0 | 0 | [11 empty] | Copper Mountain Solar 2 LLC | 100 | Sempra Energy | 100
solar pv | Copper Mountain Solar 2 | 58017_G_PV03 | 58017 | G | PV03 |  | Solar PV |  | WECC_SNV | Nevada | 32 | Clark | 3 | 32003 | 34 | 0 | 2012 | 9999 |  |  | N | Solar | [13 empty] | 0 | 0 | 0 | 0 | [11 empty] | Copper Mountain Solar 2 LLC | 100 | Sempra Energy | 100
solar pv | Copper Mountain Solar 2 | 58017_G_PV04 | 58017 | G | PV04 |  | Solar PV |  | WECC_SNV | Nevada | 32 | Clark | 3 | 32003 | 30 | 0 | 2015 | 9999 |  |  | N | Solar | [13 empty] | 0 | 0 | 0 | 0 | [11 empty] | Copper Mountain Solar 2 LLC | 100 | Sempra Energy | 100
solar pv | Copper Mountain Solar 2 | 58017_G_PV05 | 58017 | G | PV05 |  | Solar PV |  | WECC_SNV | Nevada | 32 | Clark | 3 | 32003 | 30 | 0 | 2015 | 9999 |  |  | N | Solar | [13 empty] | 0 | 0 | 0 | 0 | [11 empty] | Copper Mountain Solar 2 LLC | 100 | Sempra Energy | 100
onshore wind | Shooting Star | 58018_G_1 | 58018 | G | 1 |  | Onshore Wind |  | SPP_N | Kansas | 20 | Kiowa | 97 | 20097 | 104 | 0 | 2012 | 9999 |  |  | N | Wind | [13 empty] | 0 | 0 | 0 | 0 | [11 empty] | Shooting Star Wind Project LLC | 100 | Exelon Corp | 100
onshore wind | High Mesa | 58019_G_1 | 58019 | G | 1 |  | Onshore Wind |  | WECC_ID | Idaho | 16 | Twin Falls | 83 | 16083 | 39.9 | 0 | 2012 | 9999 |  |  | N | Wind | [13 empty] | 0 | 0 | 0 | 0 | [11 empty] | High Mesa Energy LLC | 100 | Exelon Corp | 100
onshore wind | Beebe Renewable Energy LLC | 58020_G_1 | 58020 | G | 1 |  | Onshore Wind |  | MIS_LMI | Michigan | 26 | Gratiot | 57 | 26057 | 81.6 | 0 | 2012 | 9999 |  |  | N | Wind | [13 empty] | 0 | 0 | 0 | 0 | [11 empty] | Beebe Renewable Energy LLC | 100 | Exelon Corp | 100
onshore wind | Whitetail | 58021_G_1 | 58021 | G | 1 |  | Onshore Wind |  | ERC_REST | Texas | 48 | Webb | 479 | 48479 | 91.2 | 0 | 2012 | 9999 |  |  | N | Wind | [13 empty] | 0 | 0 | 0 | 0 | [11 empty] | Whitetail Wind Energy LLC | 100 | Exelon Corp | 100
geothermal | Neal Hot Springs Geothermal Project | 58022_G_NHS1 | 58022 | G | NHS1 |  | Geothermal |  | WECC_PNW | Oregon | 41 | Malheur | 45 | 41045 | 5.9 | 9771 | 2012 | 9999 |  |  | N | Geothermal | [13 empty] | 0 | 0 | 0 | 0 | 0.4563 | 0.4563 | 0.4563 | [8 empty] | USG Oregon LLC | 100 | Ormat Technologies Inc | 100
geothermal | Neal Hot Springs Geothermal Project | 58022_G_NHS2 | 58022 | G | NHS2 |  | Geothermal |  | WECC_PNW | Oregon | 41 | Malheur | 45 | 41045 | 5.9 | 9771 | 2012 | 9999 |  |  | N | Geothermal | [13 empty] | 0 | 0 | 0 | 0 | 0.4563 | 0.4563 | 0.4563 | [8 empty] | USG Oregon LLC | 100 | Ormat Technologies Inc | 100
geothermal | Neal Hot Springs Geothermal Project | 58022_G_NHS3 | 58022 | G | NHS3 |  | Geothermal |  | WECC_PNW | Oregon | 41 | Malheur | 45 | 41045 | 5.9 | 9771 | 2012 | 9999 |  |  | N | Geothermal | [13 empty] | 0 | 0 | 0 | 0 | 0.4563 | 0.4563 | 0.4563 | [8 empty] | USG Oregon LLC | 100 | Ormat Technologies Inc | 100
biomass | St Joseph Landfill Generating Station | 58024_G_UNIT1 | 58024 | G | UNIT1 |  | Landfill Gas |  | SPP_N | Missouri | 29 | Buchanan | 21 | 29021 | 1.6 | 13500 | 2011 | 9999 |  |  | N | Landfill Gas | [13 empty] | 0.22117 | 0.22117 | 0.22117 | 0.22117 | [11 empty] | Evergy Missouri West Inc | 100 | Evergy Inc | 100
onshore wind | Mt Wachusett Community College | 58025_G_WTG1 | 58025 | G | WTG1 |  | Onshore Wind |  | NENGREST | Massachusetts | 25 | Worcester | 27 | 25027 | 1.7 | 0 | 2011 | 9999 |  |  | N | Wind | [13 empty] | 0 | 0 | 0 | 0 | [11 empty] | Mount Wachusett Community College | 100 | Mount Wachusett Community College | 100
onshore wind | Mt Wachusett Community College | 58025_G_WTG2 | 58025 | G | WTG2 |  | Onshore Wind |  | NENGREST | Massachusetts | 25 | Worcester | 27 | 25027 | 1.7 | 0 | 2011 | 9999 |  |  | N | Wind | [13 empty] | 0 | 0 | 0 | 0 | [11 empty] | Mount Wachusett Community College | 100 | Mount Wachusett Community College | 100
onshore wind | Spruce Mountain WInd | 58026_G_1 | 58026 | G | 1 |  | Onshore Wind |  | NENG_ME | Maine | 23 | Oxford | 17 | 23017 | 20 | 0 | 2011 | 9999 |  |  | N | Wind | [13 empty] | 0 | 0 | 0 | 0 | [11 empty] | Spruce Mountain Wind LLC | 100 | Jay Cashman Inc | 100
solar pv | SunE CPS2 LLC | 58027_G_1 | 58027 | G | 1 |  | Solar PV |  | ERC_REST | Texas | 48 | Bexar | 29 | 48029 | 9.9 | 0 | 2012 | 9999 |  |  | N | Solar | [13 empty] | 0 | 0 | 0 | 0 | [11 empty] | SunE CPS2 LLC | 100 | Citigroup Inc | 100
solar pv | IKEA Tejon 345 | 58028_G_PV | 58028 | G | PV |  | Solar PV |  | WECC_SCE | California | 6 | Kern | 29 | 06029 | 1.5 | 0 | 2011 | 9999 |  |  | N | Solar | [13 empty] | 0 | 0 | 0 | 0 | [11 empty] | IKEA Group | 100 | Ikea Systems BV | 100
solar pv | Constellation New Energy Inc | 58029_G_PV1 | 58029 | G | PV1 |  | Solar PV |  | PJM_EMAC | New Jersey | 34 | Burlington | 5 | 34005 | 3.9 | 0 | 2011 | 9999 |  |  | N | Solar | [13 empty] | 0 | 0 | 0 | 0 | [11 empty] | Constellation Solar Federal LLC | 100 | Exelon Corp | 100
solar pv | Reeves Station Rd East | 58030_G_REEVE | 58030 | G | REEVE |  | Solar PV |  | PJM_EMAC | New Jersey | 34 | Burlington | 5 | 34005 | 5.5 | 0 | 2012 | 9999 |  |  | N | Solar | [13 empty] | 0 | 0 | 0 | 0 | [11 empty] | Earl F Stahl Jr | 100 | Earl F Stahl Jr | 100
solar pv | Padelford Solar | 58032_G_PSMA | 58032 | G | PSMA |  | Solar PV |  | NENGREST | Massachusetts | 25 | Bristol | 5 | 25005 | 2.2 | 0 | 2012 | 9999 |  |  | N | Solar | [13 empty] | 0 | 0 | 0 | 0 | [11 empty] | GLC (MA) Taunton LLC | 100 | Consolidated Edison Inc | 100
solar pv | Nickel 1 Solar Facility | 58034_G_1 | 58034 | G | 1 |  | Solar PV |  | WECC_SCE | California | 6 | Kern | 29 | 06029 | 1.5 | 0 | 2012 | 9999 |  |  | N | Solar | [13 empty] | 0 | 0 | 0 | 0 | [11 empty] | NLH1 Solar LLC | 100 | Greenleaf TNX Management LLC | 100
offshore wind | Block Island Wind Farm | 58035_G_BIWF | 58035 | G | BIWF |  | Offshore Wind |  | NENGREST | Rhode Island | 44 | Washington | 9 | 44009 | 29.3 | 0 | 2016 | 9999 |  |  | N | Wind | [13 empty] | 0 | 0 | 0 | 0 | [11 empty] | Deepwater Wind Block Island LLC | 100 | Orsted | 100
solar pv | Riverside Renewable Energy LLC | 58036_G_1 | 58036 | G | 1 |  | Solar PV |  | PJM_EMAC | New Jersey | 34 | Camden | 7 | 34007 | 7.5 | 0 | 2011 | 9999 |  |  | N | Solar | [13 empty] | 0 | 0 | 0 | 0 | [11 empty] | Riverside Renewable Energy LLC | 100 | Terminal Holdings LP | 100
solar pv | Buckeye Union HS District 201 | 58037_G_PV1 | 58037 | G | PV1 |  | Solar PV |  | WECC_AZ | Arizona | 4 | Maricopa | 13 | 04013 | 3.3 | 0 | 2011 | 9999 |  |  | N | Solar | [13 empty] | 0 | 0 | 0 | 0 | [11 empty] | Constellation Solar Arizona LLC | 100 | Exelon Corp | 100
onshore wind | Buffalo Center Wind LLC | 58038_G_BCW | 58038 | G | BCW |  | Onshore Wind |  | MIS_IA | Iowa | 19 | Mitchell | 131 | 19131 | 1.5 | 0 | 2011 | 9999 |  |  | N | Wind | [13 empty] | 0 | 0 | 0 | 0 | [11 empty] | Buffalo Center Wind LLC | 100 | Buffalo Center Wind LLC | 100
solar pv | Axium Modesto Solar | 58039_G_1 | 58039 | G | 1 |  | Solar PV |  | WEC_CALN | California | 6 | Stanislaus | 99 | 06099 | 25 | 0 | 2012 | 9999 |  |  | N | Solar | [13 empty] | 0 | 0 | 0 | 0 | [11 empty] | Axium Modesto Solar LLC | 100 | Axium Infrastructure Inc | 100
solar pv | United Stationers Supply Solar Electric | 58040_G_SEF-A | 58040 | G | SEF-A |  | Solar PV |  | PJM_EMAC | New Jersey | 34 | Middlesex | 23 | 34023 | 2 | 0 | 2011 | 9999 |  |  | N | Solar | [13 empty] | 0 | 0 | 0 | 0 | [11 empty] | CVI CleanCapital Solar 4 LLC | 100 | CleanCapital | 100
solar pv | United Stationers Supply Solar Electric | 58040_G_SEF-B | 58040 | G | SEF-B |  | Solar PV |  | PJM_EMAC | New Jersey | 34 | Middlesex | 23 | 34023 | 0.8 | 0 | 2011 | 9999 |  |  | N | Solar | [13 empty] | 0 | 0 | 0 | 0 | [11 empty] | Clean Capital Partners LLC | 100 | Clean Capital Partners LLC | 100
onshore wind | Chisholm View Wind Project | 58041_G_1 | 58041 | G | 1 |  | Onshore Wind |  | SPP_WEST | Oklahoma | 40 | Garfield | 47 | 40047 | 235.2 | 0 | 2012 | 9999 |  |  | N | Wind | [13 empty] | 0 | 0 | 0 | 0 | [11 empty] | Chisholm View Wind Project LLC | 100 | Enel SpA | 100
onshore wind | Chisholm View Wind Project | 58041_G_2 | 58041 | G | 2 |  | Onshore Wind |  | SPP_WEST | Oklahoma | 40 | Garfield | 47 | 40047 | 64.8 | 0 | 2016 | 9999 |  |  | N | Wind | [13 empty] | 0 | 0 | 0 | 0 | [11 empty] | Chisholm View Wind Project II LLC | 100 | Enel SpA | 100
solar pv | Black Mountain Solar LLC | 58042_G_1 | 58042 | G | 1 |  | Solar PV |  | WECC_AZ | Arizona | 4 | Mohave | 15 | 04015 | 9 | 0 | 2012 | 9999 |  |  | N | Solar | [13 empty] | 0 | 0 | 0 | 0 | [11 empty] | Black Mountain Solar LLC | 100 | Duke Energy Corp | 100
onshore wind | Anchor Wind, LLC | 58044_G_GEN1 | 58044 | G | GEN1 |  | Onshore Wind |  | MIS_IA | Iowa | 19 | Cedar | 31 | 19031 | 5.9 | 0 | 2012 | 9999 |  |  | N | Wind | [13 empty] | 0 | 0 | 0 | 0 | [11 empty] | Anchor Wind LLC | 100 | Acciona Energia | 100
onshore wind | Community Wind South | 58045_G_GEN1 | 58045 | G | GEN1 |  | Onshore Wind |  | MIS_MNWI | Minnesota | 27 | Nobles | 105 | 27105 | 30 | 0 | 2012 | 9999 |  |  | N | Wind | [13 empty] | 0 | 0 | 0 | 0 | [11 empty] | Zephyr Wind LLC | 100 | Greenbacker Renewable Energy Corp | 100
natural gas peaker | PPG Monroeville Chemicals Center | 58047_G_3 | 58047 | G | 3 |  | Combustion Turbine | IC Engine | PJM_AP | Pennsylvania | 42 | Allegheny | 3 | 42003 | 0.8 | 13469 | 1998 | 9999 |  |  | N | Distillate Fuel Oil | [13 empty] | 0.91197 | 0.91197 | 0.91197 | 0.91197 | [11 empty] | PPG Monroeville Chemicals Center | 100 | PPG Industries Inc | 100
natural gas peaker | PPG Monroeville Chemicals Center | 58047_G_2 | 58047 | G | 2 |  | Combustion Turbine | IC Engine | PJM_AP | Pennsylvania | 42 | Allegheny | 3 | 42003 | 0.3 | 13469 | 2000 | 9999 |  |  | N | Distillate Fuel Oil | [13 empty] | 0.91197 | 0.91197 | 0.91197 | 0.91197 | [11 empty] | PPG Monroeville Chemicals Center | 100 | PPG Industries Inc | 100
onshore wind | BayWa r.e Mozart LLC | 58048_G_1 | 58048 | G | 1 |  | Onshore Wind |  | ERC_WEST | Texas | 48 | Kent | 263 | 48263 | 30 | 0 | 2012 | 9999 |  |  | N | Wind | [13 empty] | 0 | 0 | 0 | 0 | [11 empty] | Mozart Wind LLC | 100 | BayWa AG | 100
solar pv | Jordache Enterprises Solar | 58049_G_PV | 58049 | G | PV |  | Solar PV |  | PJM_EMAC | New Jersey | 34 | Middlesex | 23 | 34023 | 1.3 | 0 | 2011 | 9999 |  |  | N | Solar | [13 empty] | 0 | 0 | 0 | 0 | [11 empty] | Solar Rainbow Services LLC | 100 | Solar Rainbow Services LLC | 100
biomass | Burgess BioPower | 58054_B_ST01 | 58054 | B | ST01 | 90824 | Biomass |  | NENGREST | New Hampshire | 33 | Coos | 7 | 33007 | 68 | 13694 | 2013 | 9999 | FBC |  | N | Biomass |  |  | 0.75 |  | SCR |  |  | B | NA |  |  |  |  | 0.06025 | 0.06025 | 0.06025 | 0.06025 | [11 empty] | Burgess Biopower LLC | 100 | Cate Street Capital LLC | 100
municipal solid waste | MillerCoors Shenandoah Brewery | 58057_G_WWTP | 58057 | G | WWTP |  | Non-Fossil Waste |  | PJM_Dom | Virginia | 51 | Rockingham | 165 | 51165 | 1.4 | 11084 | 2012 | 9999 |  |  | N | Non-Fossil Waste | [13 empty] | 0 | 0 | 0 | 0 | [11 empty] | Miller Coors LLC | 100 | Molson Coors Brewing Co | 100
biomass | Decatur-Morgan Co LFG Recovery Project | 58061_G_1496 | 58061 | G | 1496 |  | Landfill Gas |  | S_C_TVA | Alabama | 1 | Morgan | 103 | 01103 | 0.8 | 13500 | 2010 | 9999 |  |  | N | Landfill Gas | [13 empty] | 0.22117 | 0.22117 | 0.22117 | 0.22117 | [11 empty] | Energy Developments Inc | 100 | Energy Developments | 100
biomass | Decatur-Morgan Co LFG Recovery Project | 58061_G_0290 | 58061 | G | 0290 |  | Landfill Gas |  | S_C_TVA | Alabama | 1 | Morgan | 103 | 01103 | 0.8 | 13500 | 2011 | 9999 |  |  | N | Landfill Gas | [13 empty] | 0.22117 | 0.22117 | 0.22117 | 0.22117 | [11 empty] | Energy Developments Inc | 100 | Energy Developments | 100
solar pv | Imperial Valley Solar Company 1 LLC | 58062_G_0001 | 58062 | G | 0001 |  | Solar PV |  | WECC_IID | California | 6 | Imperial | 25 | 06025 | 23 | 0 | 2012 | 9999 |  |  | N | Solar | [13 empty] | 0 | 0 | 0 | 0 | [11 empty] | Imperial Valley Solar Generating 1 LLC | 100 | Sunpeak Solar LLC | 100
onshore wind | Charlestown Wind Turbine | 58065_G_CWT1 | 58065 | G | CWT1 |  | Onshore Wind |  | NENGREST | Massachusetts | 25 | Suffolk | 25 | 25025 | 1.5 | 0 | 2011 | 9999 |  |  | N | Wind | [13 empty] | 0 | 0 | 0 | 0 | [11 empty] | Massachusetts Water Resources Authority | 100 | Massachusetts Water Resources Authority | 100
solar pv | SunE CPS1 LLC | 58068_G_1 | 58068 | G | 1 |  | Solar PV |  | ERC_REST | Texas | 48 | Bexar | 29 | 48029 | 9.9 | 0 | 2012 | 9999 |  |  | N | Solar | [13 empty] | 0 | 0 | 0 | 0 | [11 empty] | SunE CPS1 LLC | 100 | Citigroup Inc | 100
solar pv | Mercer Mall | 58070_G_1 | 58070 | G | 1 |  | Solar PV |  | PJM_EMAC | New Jersey | 34 | Mercer | 21 | 34021 | 1.1 | 0 | 2012 | 9999 |  |  | N | Solar | [13 empty] | 0 | 0 | 0 | 0 | [11 empty] | Frit Solar LLC | 100 | Federal Realty Investment Trust Inc | 100
onshore wind | Windwalkers LLC | 58071_G_1 | 58071 | G | 1 |  | Onshore Wind |  | MIS_IA | Iowa | 19 | Worth | 195 | 19195 | 1.6 | 0 | 2011 | 9999 |  |  | N | Wind | [13 empty] | 0 | 0 | 0 | 0 | [11 empty] | Windwalkers LLC | 100 | Windwalkers LLC | 100
solar pv | SEPV 1 | 58073_G_SEPV | 58073 | G | SEPV |  | Solar PV |  | WEC_LADW | California | 6 | Los Angeles | 37 | 06037 | 2 | 0 | 2012 | 9999 |  |  | N | Solar | [13 empty] | 0 | 0 | 0 | 0 | [11 empty] | Gestamp Solar North America | 100 | Gestamp Corp | 100
solar pv | SEPV 2 | 58074_G_SEPV | 58074 | G | SEPV |  | Solar PV |  | WECC_SCE | California | 6 | San Bernardino | 71 | 06071 | 2 | 0 | 2012 | 2032 |  |  | N | Solar | [13 empty] | 0 | 0 | 0 | 0 | [11 empty] | Gestamp Solar North America | 100 | Gestamp Corp | 100
solar pv | Edwards Air Force Base | 58076_G_1 | 58076 | G | 1 |  | Solar PV |  | WECC_SCE | California | 6 | Kern | 29 | 06029 | 1 | 0 | 2011 | 9999 |  |  | N | Solar | [13 empty] | 0 | 0 | 0 | 0 | [11 empty] | GLC (CA) Edwards Afb LLC | 100 | Consolidated Edison Inc | 100
solar pv | Edwards Air Force Base | 58076_G_2 | 58076 | G | 2 |  | Solar PV |  | WECC_SCE | California | 6 | Kern | 29 | 06029 | 1 | 0 | 2011 | 9999 |  |  | N | Solar | [13 empty] | 0 | 0 | 0 | 0 | [11 empty] | GLC (CA) Edwards Afb LLC | 100 | Consolidated Edison Inc | 100
solar pv | Edwards Air Force Base | 58076_G_3 | 58076 | G | 3 |  | Solar PV |  | WECC_SCE | California | 6 | Kern | 29 | 06029 | 1 | 0 | 2011 | 9999 |  |  | N | Solar | [13 empty] | 0 | 0 | 0 | 0 | [11 empty] | GLC (CA) Edwards Afb LLC | 100 | Consolidated Edison Inc | 100
onshore wind | Rocky Ridge Wind Project | 58078_G_GE 1. | 58078 | G | GE 1. |  | Onshore Wind |  | SPP_WEST | Oklahoma | 40 | Kiowa | 75 | 40075 | 148.8 | 0 | 2012 | 9999 |  |  | N | Wind | [13 empty] | 0 | 0 | 0 | 0 | [11 empty] | Rocky Ridge Wind Project LLC | 100 | Enel SpA | 100
natural gas combined cycle | Newark Energy Center | 58079_G_GT-1 | 58079 | G | GT-1 | 90911 | Combined Cycle |  | PJM_EMAC | New Jersey | 34 | Essex | 13 | 34013 | 212.5 | 7050 | 2015 | 9999 |  |  | N | Natural Gas |  |  |  |  | SCR | [8 empty] | 0.0060313 | 0.0060313 | 0.0060313 | 0.0060313 | [11 empty] | Newark Energy Center LLC | 100 | Energy Investors Funds Group | 100
natural gas combined cycle | Newark Energy Center | 58079_G_GT-2 | 58079 | G | GT-2 | 90912 | Combined Cycle |  | PJM_EMAC | New Jersey | 34 | Essex | 13 | 34013 | 209.5 | 7050 | 2015 | 9999 |  |  | N | Natural Gas |  |  |  |  | SCR | [8 empty] | 0.0060313 | 0.0060313 | 0.0060313 | 0.0060313 | [11 empty] | Newark Energy Center LLC | 100 | Energy Investors Funds Group | 100
natural gas combined cycle | Newark Energy Center | 58079_G_STG-1 | 58079 | G | STG-1 | 90911 | Combined Cycle |  | PJM_EMAC | New Jersey | 34 | Essex | 13 | 34013 | 283.8 | 7050 | 2015 | 9999 |  |  | N | Natural Gas |  |  |  | LNB + NH3 | SCR | [8 empty] | 0.0060313 | 0.0060313 | 0.0060313 | 0.0060313 | [11 empty] | Newark Energy Center LLC | 100 | Energy Investors Funds Group | 100
onshore wind | Wolf Ridge Wind | 58080_G_1 | 58080 | G | 1 |  | Onshore Wind |  | ERC_REST | Texas | 48 | Cooke | 97 | 48097 | 112.5 | 0 | 2008 | 9999 |  |  | N | Wind | [13 empty] | 0 | 0 | 0 | 0 | [11 empty] | Wolf Ridge Wind LLC | 100 | NextEra Energy Inc | 100
solar pv | AMP Napoleon Solar Facility | 58082_G_NSF1 | 58082 | G | NSF1 |  | Solar PV |  | PJM_ATSI | Ohio | 39 | Henry | 69 | 39069 | 3.5 | 0 | 2012 | 9999 |  |  | N | Solar | [13 empty] | 0 | 0 | 0 | 0 | [11 empty] | American Municipal Power Inc | 100 | American Municipal Power Inc | 100
natural gas combined cycle | Kimberly Clark-Unit 1,2,3 | 58084_G_GT100 | 58084 | G | GT100 |  | Combined Cycle |  | NENG_CT | Connecticut | 9 | Litchfield | 5 | 09005 | 14.5 | 5500 | 2008 | 9999 |  |  | Y | Natural Gas | [13 empty] | 0.00487 | 0.00487 | 0.00487 | 0.00487 | [11 empty] | Kimberly Clark Corp | 100 | Kimberly Clark Corp | 100
natural gas peaker | Kimberly Clark-Unit 1,2,3 | 58084_G_GT200 | 58084 | G | GT200 |  | Combustion Turbine |  | NENG_CT | Connecticut | 9 | Litchfield | 5 | 09005 | 14.5 | 8700 | 2008 | 9999 |  |  | Y | Natural Gas | [13 empty] | 0.0331 | 0.0331 | 0.0331 | 0.0331 | [11 empty] | Kimberly Clark Corp | 100 | Kimberly Clark Corp | 100
natural gas combined cycle | Kimberly Clark-Unit 1,2,3 | 58084_G_GT300 | 58084 | G | GT300 |  | Combined Cycle |  | NENG_CT | Connecticut | 9 | Litchfield | 5 | 09005 | 4.1 | 5500 | 2008 | 9999 |  |  | Y | Natural Gas | [13 empty] | 0.00487 | 0.00487 | 0.00487 | 0.00487 | [11 empty] | Kimberly Clark Corp | 100 | Kimberly Clark Corp | 100
solar pv | Intel Folsom | 58086_G_1 | 58086 | G | 1 |  | Solar PV |  | WEC_BANC | California | 6 | Sacramento | 67 | 06067 | 0.5 | 0 | 2010 | 9999 |  |  | N | Solar | [13 empty] | 0 | 0 | 0 | 0 | [11 empty] | SolarCity Corp | 100 | Tesla Inc | 100
solar pv | Intel Folsom | 58086_G_2 | 58086 | G | 2 |  | Solar PV |  | WEC_BANC | California | 6 | Sacramento | 67 | 06067 | 0.5 | 0 | 2010 | 9999 |  |  | N | Solar | [13 empty] | 0 | 0 | 0 | 0 | [11 empty] | SolarCity Corp | 100 | Tesla Inc | 100
onshore wind | Stony Creek Wind Farm NY | 58088_G_1 | 58088 | G | 1 |  | Onshore Wind |  | NY_Z_C&E | New York | 36 | Wyoming | 121 | 36121 | 94.4 | 0 | 2013 | 9999 |  |  | N | Wind | [13 empty] | 0 | 0 | 0 | 0 | [11 empty] | Stony Creek Energy LLC | 100 | Invenergy LLC | 100
onshore wind | Roeder Family Wind Farm LLC | 58089_G_1 | 58089 | G | 1 |  | Onshore Wind |  | MIS_IA | Iowa | 19 | Worth | 195 | 19195 | 1.6 | 0 | 2011 | 9999 |  |  | N | Wind | [13 empty] | 0 | 0 | 0 | 0 | [11 empty] | 5045 Wind Partners LLC | 100 | 5045 Wind Partners LLC | 100
solar pv | Middlesex Apple Orchard Solar | 58090_G_SEF-1 | 58090 | G | SEF-1 |  | Solar PV |  | PJM_EMAC | New Jersey | 34 | Middlesex | 23 | 34023 | 1.3 | 0 | 2013 | 9999 |  |  | N | Solar | [13 empty] | 0 | 0 | 0 | 0 | [11 empty] | CVI CleanCapital Solar 4 LLC | 100 | CleanCapital | 100
solar pv | Middlesex Apple Orchard Solar | 58090_G_SEF-2 | 58090 | G | SEF-2 |  | Solar PV |  | PJM_EMAC | New Jersey | 34 | Middlesex | 23 | 34023 | 3.4 | 0 | 2013 | 9999 |  |  | N | Solar | [13 empty] | 0 | 0 | 0 | 0 | [11 empty] | CVI CleanCapital Solar 4 LLC | 100 | CleanCapital | 100
solar pv | Keystone Solar | 58091_G_KSTN | 58091 | G | KSTN |  | Solar PV |  | PJM_EMAC | Pennsylvania | 42 | Lancaster | 71 | 42071 | 5 | 0 | 2012 | 9999 |  |  | N | Solar | [13 empty] | 0 | 0 | 0 | 0 | [11 empty] | Keystone Solar LLC | 100 | D E Shaw & Co LP | 100
solar pv | BBB Corporate Headquarters | 58093_G_HQNJ | 58093 | G | HQNJ |  | Solar PV |  | PJM_EMAC | New Jersey | 34 | Union | 39 | 34039 | 1 | 0 | 2010 | 9999 |  |  | N | Solar | [13 empty] | 0 | 0 | 0 | 0 | [11 empty] | Bed Bath & Beyond | 100 | Bed Bath & Beyond | 100
solar pv | Christmas Tree Shops DC Burlington NJ | 58094_G_FINJ | 58094 | G | FINJ |  | Solar PV |  | PJM_EMAC | New Jersey | 34 | Burlington | 5 | 34005 | 2.1 | 0 | 2011 | 9999 |  |  | N | Solar | [13 empty] | 0 | 0 | 0 | 0 | [11 empty] | Bed Bath & Beyond | 100 | Bed Bath & Beyond | 100
solar pv | Harmon DC Totowa NJ | 58095_G_TONJ | 58095 | G | TONJ |  | Solar PV |  | PJM_EMAC | New Jersey | 34 | Passaic | 31 | 34031 | 1.5 | 0 | 2012 | 9999 |  |  | N | Solar | [13 empty] | 0 | 0 | 0 | 0 | [11 empty] | Bed Bath & Beyond | 100 | Bed Bath & Beyond | 100
solar pv | Bed Bath & Beyond DC Port Reading NJ | 58096_G_PTNJ | 58096 | G | PTNJ |  | Solar PV |  | PJM_EMAC | New Jersey | 34 | Middlesex | 23 | 34023 | 1.8 | 0 | 2011 | 9999 |  |  | N | Solar | [13 empty] | 0 | 0 | 0 | 0 | [11 empty] | Bed Bath & Beyond | 100 | Bed Bath & Beyond | 100
solar pv | Green Meadows | 58097_G_1 | 58097 | G | 1 |  | Solar PV |  | NENGREST | Massachusetts | 25 | Barnstable | 1 | 25001 | 3.5 | 0 | 2014 | 9999 |  |  | N | Solar | [13 empty] | 0 | 0 | 0 | 0 | [11 empty] | Howland Development | 100 | Howland Development | 100
onshore wind | El Cabo Wind | 58098_G_1 | 58098 | G | 1 |  | Onshore Wind |  | WECC_NM | New Mexico | 35 | Torrance | 57 | 35057 | 298 | 0 | 2017 | 9999 |  |  | N | Wind | [13 empty] | 0 | 0 | 0 | 0 | [11 empty] | El Cabo Wind LLC | 100 | Iberdrola SA | 100
onshore wind | Montague Wind Power Facility LLC | 58099_G_1 | 58099 | G | 1 |  | Onshore Wind |  | WECC_PNW | Oregon | 41 | Gilliam | 21 | 41021 | 200 | 0 | 2019 | 9999 |  |  | N | Wind | [13 empty] | 0 | 0 | 0 | 0 | [11 empty] | Montague Wind Power Facility LLC | 100 | Iberdrola SA | 100
onshore wind | Foundation Cemex River Plant | 58101_G_WTG1 | 58101 | G | WTG1 |  | Onshore Wind |  | WECC_SCE | California | 6 | San Bernardino | 71 | 06071 | 1.6 | 0 | 2012 | 9999 |  |  | N | Wind | [13 empty] | 0 | 0 | 0 | 0 | [11 empty] | Foundation CA Fund VI Owner LLC | 100 | Foundation Windpower | 100
onshore wind | Foundation Cemex River Plant | 58101_G_WTG2 | 58101 | G | WTG2 |  | Onshore Wind |  | WECC_SCE | California | 6 | San Bernardino | 71 | 06071 | 1.6 | 0 | 2012 | 9999 |  |  | N | Wind | [13 empty] | 0 | 0 | 0 | 0 | [11 empty] | Foundation CA Fund VI Owner LLC | 100 | Foundation Windpower | 100
onshore wind | Foundation Cemex BMQ | 58102_G_WTG1 | 58102 | G | WTG1 |  | Onshore Wind |  | WECC_SCE | California | 6 | San Bernardino | 71 | 06071 | 1.5 | 0 | 2012 | 9999 |  |  | N | Wind | [13 empty] | 0 | 0 | 0 | 0 | [11 empty] | Foundation CA Fund VI Owner LLC | 100 | Foundation Windpower | 100
onshore wind | Foundation Cemex BMQ | 58102_G_WTG2 | 58102 | G | WTG2 |  | Onshore Wind |  | WECC_SCE | California | 6 | San Bernardino | 71 | 06071 | 1.5 | 0 | 2012 | 9999 |  |  | N | Wind | [13 empty] | 0 | 0 | 0 | 0 | [11 empty] | Foundation CA Fund VI Owner LLC | 100 | Foundation Windpower | 100
onshore wind | Heritage Garden Wind Farm I LLC | 58103_G_1 | 58103 | G | 1 |  | Onshore Wind |  | MIS_WUMS | Michigan | 26 | Delta | 41 | 26041 | 28 | 0 | 2012 | 9999 |  |  | N | Wind | [13 empty] | 0 | 0 | 0 | 0 | [11 empty] | DTE Garden Wind Farm LLC | 100 | Heritage Sustainable Energy LLC | 100
onshore wind | Foundation Superior Farms | 58104_G_WTG1 | 58104 | G | WTG1 |  | Onshore Wind |  | WEC_CALN | California | 6 | Solano | 95 | 06095 | 1 | 0 | 2012 | 9999 |  |  | N | Wind | [13 empty] | 0 | 0 | 0 | 0 | [11 empty] | Foundation CA Fund VI Owner LLC | 100 | Foundation Windpower | 100
onshore wind | Foundation Wal-Mart Red Bluff | 58105_G_WTG1 | 58105 | G | WTG1 |  | Onshore Wind |  | WEC_CALN | California | 6 | Tehama | 103 | 06103 | 1 | 0 | 2012 | 9999 |  |  | N | Wind | [13 empty] | 0 | 0 | 0 | 0 | [11 empty] | Foundation CA Fund VI Owner LLC | 100 | Foundation Windpower | 100
onshore wind | Meadow Creek Project Company | 58106_G_MCPC | 58106 | G | MCPC |  | Onshore Wind |  | WECC_ID | Idaho | 16 | Bonneville | 19 | 16019 | 115.8 | 0 | 2012 | 9999 |  |  | N | Wind | [13 empty] | 0 | 0 | 0 | 0 | [11 empty] | Meadow Creek Project Co LLC | 100 | SunEdison | 100
0 | Brookside Newark | 58110_G_BRK | 58110 | G | BRK |  | Fuel Cell |  | PJM_EMAC | Delaware | 10 | New Castle | 3 | 10003 | 3 | 7659 | 2012 | 9999 |  |  | N | Natural Gas | [13 empty] | 0 | 0 | 0 | 0 | [11 empty] | Diamond State Generation Partners LLC | 100 | Bloom Energy Corp | 100
onshore wind | Bishop Hill II Wind Farm | 58111_G_1 | 58111 | G | 1 |  | Onshore Wind |  | MIS_MIDA | Illinois | 17 | Henry | 73 | 17073 | 81 | 0 | 2012 | 9999 |  |  | N | Wind | [13 empty] | 0 | 0 | 0 | 0 | [11 empty] | Bishop Hill Energy II LLC | 100 | Berkshire Hathaway Inc | 100
onshore wind | Foundation Cemex Madison | 58112_G_WTG1 | 58112 | G | WTG1 |  | Onshore Wind |  | WEC_CALN | California | 6 | Yolo | 113 | 06113 | 1 | 0 | 2012 | 9999 |  |  | N | Wind | [13 empty] | 0 | 0 | 0 | 0 | [11 empty] | Foundation CA Fund V Owner LLC | 100 | Foundation Windpower | 100
onshore wind | Foundation RRM | 58113_G_WTG1 | 58113 | G | WTG1 |  | Onshore Wind |  | WECC_SCE | California | 6 | Riverside | 65 | 06065 | 1 | 0 | 2012 | 9999 |  |  | N | Wind | [13 empty] | 0 | 0 | 0 | 0 | [11 empty] | Foundation CA Fund V Owner LLC | 100 | Foundation Windpower | 100
onshore wind | Foundation RRM | 58113_G_WTG2 | 58113 | G | WTG2 |  | Onshore Wind |  | WECC_SCE | California | 6 | Riverside | 65 | 06065 | 1 | 0 | 2012 | 9999 |  |  | N | Wind | [13 empty] | 0 | 0 | 0 | 0 | [11 empty] | Foundation CA Fund V Owner LLC | 100 | Foundation Windpower | 100
onshore wind | Foundation NWNA | 58114_G_WTG1 | 58114 | G | WTG1 |  | Onshore Wind |  | WECC_SCE | California | 6 | Riverside | 65 | 06065 | 1.6 | 0 | 2012 | 9999 |  |  | N | Wind | [13 empty] | 0 | 0 | 0 | 0 | [11 empty] | Foundation CA Fund V Owner LLC | 100 | Foundation Windpower | 100
onshore wind | Foundation NWNA | 58114_G_WTG2 | 58114 | G | WTG2 |  | Onshore Wind |  | WECC_SCE | California | 6 | Riverside | 65 | 06065 | 1.6 | 0 | 2012 | 9999 |  |  | N | Wind | [13 empty] | 0 | 0 | 0 | 0 | [11 empty] | Foundation CA Fund V Owner LLC | 100 | Foundation Windpower | 100
onshore wind | Foundation NWNA | 58114_G_WTG3 | 58114 | G | WTG3 |  | Onshore Wind |  | WECC_SCE | California | 6 | Riverside | 65 | 06065 | 1.9 | 0 | 2018 | 9999 |  |  | N | Wind | [13 empty] | 0 | 0 | 0 | 0 | [11 empty] | Foundation CA Fund V Owner LLC | 100 | Foundation Windpower | 100
solar pv | La Joya Del Sol | 58118_G_JDS1 | 58118 | G | JDS1 |  | Solar PV |  | WEC_CALN | California | 6 | Fresno | 19 | 06019 | 1.5 | 0 | 2012 | 9999 |  |  | N | Solar | [13 empty] | 0 | 0 | 0 | 0 | [11 empty] | Gestamp Asetym Solar North America Inc | 100 | Gestamp Corp | 100
solar pv | Depot Park Solar System | 58119_G_DPSS | 58119 | G | DPSS |  | Solar PV |  | WEC_BANC | California | 6 | Sacramento | 67 | 06067 | 3 | 0 | 2010 | 9999 |  |  | N | Solar | [13 empty] | 0 | 0 | 0 | 0 | [11 empty] | Sacramento CA (City of) | 100 | Sacramento CA (City of) | 100
onshore wind | Echo Wind Park | 58121_G_GEN1 | 58121 | G | GEN1 |  | Onshore Wind |  | MIS_LMI | Michigan | 26 | Huron | 63 | 26063 | 49.6 | 0 | 2014 | 9999 |  |  | N | Wind | [13 empty] | 0 | 0 | 0 | 0 | [11 empty] | DTE Electric Co | 100 | DTE Energy Co | 100
onshore wind | Echo Wind Park | 58121_G_GEN2 | 58121 | G | GEN2 |  | Onshore Wind |  | MIS_LMI | Michigan | 26 | Huron | 63 | 26063 | 62.4 | 0 | 2014 | 9999 |  |  | N | Wind | [13 empty] | 0 | 0 | 0 | 0 | [11 empty] | DTE Electric Co | 100 | DTE Energy Co | 100
onshore wind | Echo Wind Park | 58121_G_GEN3 | 58121 | G | GEN3 |  | Onshore Wind |  | MIS_LMI | Michigan | 26 | Huron | 63 | 26063 | 50 | 0 | 2016 | 9999 |  |  | N | Wind | [13 empty] | 0 | 0 | 0 | 0 | [11 empty] | DTE Electric Co | 100 | DTE Energy Co | 100
natural gas peaker | Delano Energy Center | 58122_G_GEN1 | 58122 | G | GEN1 | 91268 | Combustion Turbine |  | WECC_SCE | California | 6 | Tulare | 107 | 06107 | 35 | 11601 | 2013 | 9999 |  |  | N | Natural Gas |  |  |  | H2O | SCR | [8 empty] | 0.00858 | 0.00858 | 0.00858 | 0.00858 | [11 empty] | Delano Energy Center LLC | 100 | Judith K Dittmer | 100
solar pv | Wakefern Food Corp | 58123_G_1 | 58123 | G | 1 |  | Solar PV |  | PJM_EMAC | New Jersey | 34 | Middlesex | 23 | 34023 | 2 | 0 | 2012 | 9999 |  |  | N | Solar | [13 empty] | 0 | 0 | 0 | 0 | [11 empty] | NJR Clean Energy Ventures Corp | 100 | New Jersey Resources Corp | 100
biomass | Rothschild Biomass Cogen Facility | 58124_B_1 | 58124 | B | 1 | 90829 | Biomass |  | MIS_WUMS | Wisconsin | 55 | Marathon | 73 | 55073 | 46 | 6884 | 2013 | 9999 | FBC |  | Y | Biomass |  |  | 0.6 |  | SNCR |  |  | B | NA |  |  |  |  | 0.07731 | 0.07731 | 0.07731 | 0.07731 |  |  |  |  | Yes | 2013 | [5 empty] | Wisconsin Electric Power Co | 100 | WEC Energy Group Inc | 100
natural gas peaker | Quay County | 58125_G_1 | 58125 | G | 1 |  | Combustion Turbine |  | WECC_NM | New Mexico | 35 | Quay | 37 | 35037 | 17 | 18577 | 2013 | 9999 |  |  | N | Distillate Fuel Oil | [13 empty] | 0.668 | 0.668 | 0.668 | 0.668 | [11 empty] | Southwestern Public Service Co | 100 | Xcel Energy Inc | 100
onshore wind | Limon Wind I | 58126_G_1 | 58126 | G | 1 |  | Onshore Wind |  | WECC_CO | Colorado | 8 | Lincoln | 73 | 08073 | 200 | 0 | 2012 | 9999 |  |  | N | Wind | [13 empty] | 0 | 0 | 0 | 0 | [11 empty] | Limon Wind LLC | 100 | NextEra Energy Inc | 100
onshore wind | Limon Wind II | 58127_G_1 | 58127 | G | 1 |  | Onshore Wind |  | WECC_CO | Colorado | 8 | Lincoln | 73 | 08073 | 200 | 0 | 2012 | 9999 |  |  | N | Wind | [13 empty] | 0 | 0 | 0 | 0 | [11 empty] | Limon Wind II LLC | 100 | NextEra Energy Inc | 100
biomass | Kaiser Downey | 58128_G_KRSO1 | 58128 | G | KRSO1 |  | Landfill Gas |  | WEC_LADW | California | 6 | Los Angeles | 37 | 06037 | 0.2 | 13500 | 2012 | 9999 |  |  | N | Landfill Gas | [13 empty] | 0.14452 | 0.14452 | 0.14452 | 0.14452 | [11 empty] | Bloom Energy Corp | 100 | Bloom Energy Corp | 100
biomass | Kaiser Downey | 58128_G_KRSO2 | 58128 | G | KRSO2 |  | Landfill Gas |  | WEC_LADW | California | 6 | Los Angeles | 37 | 06037 | 0.2 | 13500 | 2012 | 9999 |  |  | N | Landfill Gas | [13 empty] | 0.14452 | 0.14452 | 0.14452 | 0.14452 | [11 empty] | Bloom Energy Corp | 100 | Bloom Energy Corp | 100
biomass | Kaiser Downey | 58128_G_KRSO3 | 58128 | G | KRSO3 |  | Landfill Gas |  | WEC_LADW | California | 6 | Los Angeles | 37 | 06037 | 0.2 | 13500 | 2012 | 9999 |  |  | N | Landfill Gas | [13 empty] | 0.14452 | 0.14452 | 0.14452 | 0.14452 | [11 empty] | Bloom Energy Corp | 100 | Bloom Energy Corp | 100
biomass | Kaiser Downey | 58128_G_KRSO4 | 58128 | G | KRSO4 |  | Landfill Gas |  | WEC_LADW | California | 6 | Los Angeles | 37 | 06037 | 0.2 | 13500 | 2012 | 9999 |  |  | N | Landfill Gas | [13 empty] | 0.14452 | 0.14452 | 0.14452 | 0.14452 | [11 empty] | Bloom Energy Corp | 100 | Bloom Energy Corp | 100
biomass | Kaiser Downey | 58128_G_KRSO5 | 58128 | G | KRSO5 |  | Landfill Gas |  | WEC_LADW | California | 6 | Los Angeles | 37 | 06037 | 0.2 | 13500 | 2012 | 9999 |  |  | N | Landfill Gas | [13 empty] | 0.14452 | 0.14452 | 0.14452 | 0.14452 | [11 empty] | Bloom Energy Corp | 100 | Bloom Energy Corp | 100
natural gas peaker | Prairies Edge Generating Facility | 58129_G_GEN1 | 58129 | G | GEN1 |  | Combustion Turbine | IC Engine | MIS_INKY | Indiana | 18 | Jasper | 73 | 18073 | 0.8 | 11686 | 2011 | 9999 |  |  | N | Natural Gas | [13 empty] | 1.061 | 1.061 | 1.061 | 1.061 | [11 empty] | Fair Oaks Dairy Farm LLC | 100 | Fair Oaks Dairy Farm LLC | 100
municipal solid waste | Blue Mountain Biogas | 58130_G_BMB N | 58130 | G | BMB N |  | Non-Fossil Waste |  | WECC_UT | Utah | 49 | Beaver | 1 | 49001 | 1.5 | 17481 | 2012 | 9999 |  |  | N | Non-Fossil Waste | [13 empty] | 0 | 0 | 0 | 0 | [11 empty] | Blue Mountain Biogas LLC | 100 | Blue Mountain Biogas LLC | 100
municipal solid waste | Blue Mountain Biogas | 58130_G_BMB S | 58130 | G | BMB S |  | Non-Fossil Waste |  | WECC_UT | Utah | 49 | Beaver | 1 | 49001 | 1.5 | 17483 | 2012 | 9999 |  |  | N | Non-Fossil Waste | [13 empty] | 0 | 0 | 0 | 0 | [11 empty] | Blue Mountain Biogas LLC | 100 | Blue Mountain Biogas LLC | 100
solar pv | Outback Solar At Christmas Valley | 58131_G_PV1 | 58131 | G | PV1 |  | Solar PV |  | WECC_PNW | Oregon | 41 | Lake | 37 | 41037 | 4.4 | 0 | 2012 | 9999 |  |  | N | Solar | [13 empty] | 0 | 0 | 0 | 0 | [11 empty] | Outback Solar LLC | 100 | Exelon Corp | 100
0 | Kaiser Ontario | 58132_G_KSRO1 | 58132 | G | KSRO1 |  | Fuel Cell |  | WECC_SCE | California | 6 | San Bernardino | 71 | 06071 | 0.2 | 13500 | 2012 | 9999 |  |  | N | Natural Gas | [13 empty] | 0 | 0 | 0 | 0 | [11 empty] | Bloom Energy Corp | 100 | Bloom Energy Corp | 100
0 | Kaiser Ontario | 58132_G_KSRO2 | 58132 | G | KSRO2 |  | Fuel Cell |  | WECC_SCE | California | 6 | San Bernardino | 71 | 06071 | 0.2 | 13500 | 2012 | 9999 |  |  | N | Natural Gas | [13 empty] | 0 | 0 | 0 | 0 | [11 empty] | Bloom Energy Corp | 100 | Bloom Energy Corp | 100
0 | Kaiser Ontario | 58132_G_KSRO3 | 58132 | G | KSRO3 |  | Fuel Cell |  | WECC_SCE | California | 6 | San Bernardino | 71 | 06071 | 0.2 | 13500 | 2012 | 9999 |  |  | N | Natural Gas | [13 empty] | 0 | 0 | 0 | 0 | [11 empty] | Bloom Energy Corp | 100 | Bloom Energy Corp | 100
0 | Kaiser Ontario | 58132_G_KSRO4 | 58132 | G | KSRO4 |  | Fuel Cell |  | WECC_SCE | California | 6 | San Bernardino | 71 | 06071 | 0.2 | 13500 | 2012 | 9999 |  |  | N | Natural Gas | [13 empty] | 0 | 0 | 0 | 0 | [11 empty] | Bloom Energy Corp | 100 | Bloom Energy Corp | 100
0 | Kaiser Ontario | 58132_G_KSRO5 | 58132 | G | KSRO5 |  | Fuel Cell |  | WECC_SCE | California | 6 | San Bernardino | 71 | 06071 | 0.2 | 13500 | 2012 | 9999 |  |  | N | Natural Gas | [13 empty] | 0 | 0 | 0 | 0 | [11 empty] | Bloom Energy Corp | 100 | Bloom Energy Corp | 100
solar pv | Oberlin Spear Point Solar One | 58134_G_OSSO | 58134 | G | OSSO |  | Solar PV |  | PJM_ATSI | Ohio | 39 | Lorain | 93 | 39093 | 2 | 0 | 2012 | 9999 |  |  | N | Solar | [13 empty] | 0 | 0 | 0 | 0 | [11 empty] | Oberlin Spear Point Solar One LLC | 100 | Oberlin Spear Point Solar One LLC | 100
solar pv | Washington White Post Solar LLC | 58135_G_1 | 58135 | G | 1 |  | Solar PV |  | S_VACA | North Carolina | 37 | Beaufort | 13 | 37013 | 12.4 | 0 | 2012 | 9999 |  |  | N | Solar | [13 empty] | 0 | 0 | 0 | 0 | [11 empty] | Washington White Post Solar LLC | 100 | Duke Energy Corp | 100
onshore wind | Ensign Wind LLC | 58137_G_1 | 58137 | G | 1 |  | Onshore Wind |  | SPP_N | Kansas | 20 | Gray | 69 | 20069 | 98.9 | 0 | 2012 | 9999 |  |  | N | Wind | [13 empty] | 0 | 0 | 0 | 0 | [11 empty] | Ensign Wind Energy LLC | 100 | NextEra Energy Inc | 100
natural gas peaker | Central Energy Plant USU | 58139_G_TURBI | 58139 | G | TURBI |  | Combustion Turbine |  | WECC_UT | Utah | 49 | Cache | 5 | 49005 | 4.4 | 12369 | 2004 | 9999 |  |  | N | Natural Gas, Distillate Fuel Oil | [13 empty] | 0.23894 | 0.23894 | 0.23894 | 0.23894 | [11 empty] | Utah State University | 100 | Utah State University | 100
onshore wind | Groton Wind LLC | 58141_G_1 | 58141 | G | 1 |  | Onshore Wind |  | NENGREST | New Hampshire | 33 | Grafton | 9 | 33009 | 48 | 0 | 2012 | 9999 |  |  | N | Wind | [13 empty] | 0 | 0 | 0 | 0 | [11 empty] | Groton Wind LLC | 100 | Iberdrola SA | 100
solar pv | SVEP Solar Project Company | 58144_G_SVEP1 | 58144 | G | SVEP1 |  | Solar PV |  | NENGREST | Vermont | 50 | Bennington | 3 | 50003 | 2 | 0 | 2012 | 9999 |  |  | N | Solar | [13 empty] | 0 | 0 | 0 | 0 | [11 empty] | Svep Solar Project Co LLC | 100 | Gestamp Corp | 100
solar pv | Williamstown Solar | 58145_G_WTS_1 | 58145 | G | WTS_1 |  | Solar PV |  | NENGREST | Vermont | 50 | Orange | 17 | 50017 | 2 | 0 | 2012 | 9999 |  |  | N | Solar | [13 empty] | 0 | 0 | 0 | 0 | [11 empty] | Gasna 14P LLC | 100 | Gestamp Corp | 100
solar pv | Prescott Solar Plant | 58147_G_PV1 | 58147 | G | PV1 |  | Solar PV |  | WECC_AZ | Arizona | 4 | Yavapai | 25 | 04025 | 10.8 | 0 | 2011 | 9999 |  |  | N | Solar | [13 empty] | 0 | 0 | 0 | 0 | [11 empty] | SunE Az1 LLC | 100 | SunEdison | 100
solar pv | RE Kansas South LLC | 58148_G_KS | 58148 | G | KS |  | Solar PV |  | WEC_CALN | California | 6 | Kings | 31 | 06031 | 20 | 0 | 2013 | 9999 |  |  | N | Solar | [13 empty] | 0 | 0 | 0 | 0 | [11 empty] | Solar Kansas South LLC | 100 | Global Infrastructure Partners | 100
solar pv | TA-High Desert LLC | 58149_G_TAHD | 58149 | G | TAHD |  | Solar PV |  | WEC_LADW | California | 6 | Los Angeles | 37 | 06037 | 20 | 0 | 2013 | 9999 |  |  | N | Solar | [13 empty] | 0 | 0 | 0 | 0 | [11 empty] | TA-High Desert LLC | 100 | NRG Energy Inc | 100
solar pv | Black Cap Solar Plant | 58150_G_1 | 58150 | G | 1 |  | Solar PV |  | WECC_PNW | Oregon | 41 | Lake | 37 | 41037 | 2 | 0 | 2012 | 9999 |  |  | N | Solar | [13 empty] | 0 | 0 | 0 | 0 | [11 empty] | PacifiCorp | 100 | Berkshire Hathaway Inc | 100
natural gas combined cycle | Central Utility Plant - Texas A&M | 58151_G_GTG01 | 58151 | G | GTG01 |  | Combined Cycle |  | ERC_REST | Texas | 48 | Brazos | 41 | 48041 | 32.4 | 5500 | 2011 | 9999 |  |  | Y | Natural Gas, Distillate Fuel Oil |  |  |  |  | SCR | [8 empty] | 0.01011 | 0.01011 | 0.01011 | 0.01011 | [11 empty] | Texas A & M University (The) | 100 | Texas A & M University (The) | 100
natural gas combined cycle | Central Utility Plant - Texas A&M | 58151_G_STG02 | 58151 | G | STG02 |  | Combined Cycle |  | ERC_REST | Texas | 48 | Brazos | 41 | 48041 | 11 | 5500 | 2011 | 9999 |  |  | Y | Natural Gas, Distillate Fuel Oil |  |  |  | NH3 | SCR | [8 empty] | 0.01011 | 0.01011 | 0.01011 | 0.01011 | [11 empty] | Texas A & M University (The) | 100 | Texas A & M University (The) | 100
natural gas peaker | Danbury Hospital Cogen Plant | 58152_G_GEN1 | 58152 | G | GEN1 |  | Combustion Turbine |  | NENG_CT | Connecticut | 9 | Fairfield | 1 | 09001 | 3.9 | 8700 | 2011 | 9999 |  |  | Y | Natural Gas | [13 empty] | 0.01155 | 0.01155 | 0.01155 | 0.01155 | [11 empty] | Danbury Hospital | 100 | Danbury Hospital | 100
onshore wind | North Sky River Energy LLC | 58154_G_GEN1 | 58154 | G | GEN1 |  | Onshore Wind |  | WECC_SCE | California | 6 | Kern | 29 | 06029 | 162 | 0 | 2012 | 9999 |  |  | N | Wind | [13 empty] | 0 | 0 | 0 | 0 | [11 empty] | North Sky River Energy LLC | 100 | NextEra Energy Inc | 100
onshore wind | Perrin Ranch Wind LLC | 58155_G_GEN1 | 58155 | G | GEN1 |  | Onshore Wind |  | WECC_AZ | Arizona | 4 | Coconino | 5 | 04005 | 99.2 | 0 | 2012 | 9999 |  |  | N | Wind | [13 empty] | 0 | 0 | 0 | 0 | [11 empty] | Perrin Ranch Wind LLC | 100 | NextEra Energy Inc | 100
onshore wind | Cirrus Wind 1 LLC | 58162_G_CW | 58162 | G | CW |  | Onshore Wind |  | SPP_SPS | Texas | 48 | Lynn | 305 | 48305 | 61.2 | 0 | 2012 | 9999 |  |  | N | Wind | [13 empty] | 0 | 0 | 0 | 0 | [11 empty] | Cirrus Wind 1 LLC | 100 | A Tech Wind Power Co Ltd | 100
solar pv | Slayton Solar | 58164_G_PV1 | 58164 | G | PV1 |  | Solar PV |  | MIS_MNWI | Minnesota | 27 | Murray | 101 | 27101 | 1.7 | 0 | 2013 | 9999 |  |  | N | Solar | [13 empty] | 0 | 0 | 0 | 0 | [11 empty] | Ecos Energy LLC | 100 | Allco Renewable Energy Limited | 100
natural gas peaker | CSUF Trigeneration | 58169_G_1 | 58169 | G | 1 |  | Combustion Turbine |  | WECC_SCE | California | 6 | Orange | 59 | 06059 | 4.3 | 8700 | 2010 | 9999 |  |  | Y | Natural Gas | [13 empty] | 0.03893 | 0.03893 | 0.03893 | 0.03893 | [11 empty] | California State University Fullerton | 100 | California State University | 100
solar pv | CSUF Trigeneration | 58169_G_CPAC | 58169 | G | CPAC |  | Solar PV |  | WECC_SCE | California | 6 | Orange | 59 | 06059 | 0.3 | 0 | 2012 | 9999 |  |  | N | Solar | [13 empty] | 0 | 0 | 0 | 0 | [11 empty] | California State University Fullerton | 100 | California State University | 100
solar pv | CSUF Trigeneration | 58169_G_KHS | 58169 | G | KHS |  | Solar PV |  | WECC_SCE | California | 6 | Orange | 59 | 06059 | 0.3 | 0 | 2012 | 9999 |  |  | N | Solar | [13 empty] | 0 | 0 | 0 | 0 | [11 empty] | California State University Fullerton | 100 | California State University | 100
solar pv | CSUF Trigeneration | 58169_G_PS4 | 58169 | G | PS4 |  | Solar PV |  | WECC_SCE | California | 6 | Orange | 59 | 06059 | 0.3 | 0 | 2012 | 9999 |  |  | N | Solar | [13 empty] | 0 | 0 | 0 | 0 | [11 empty] | California State University Fullerton | 100 | California State University | 100
solar pv | CSUF Trigeneration | 58169_G_NPS | 58169 | G | NPS |  | Solar PV |  | WECC_SCE | California | 6 | Orange | 59 | 06059 | 2 | 0 | 2016 | 9999 |  |  | N | Solar | [13 empty] | 0 | 0 | 0 | 0 | [11 empty] | California State University Fullerton | 100 | California State University | 100
solar pv | CSUF Trigeneration | 58169_G_SCPS | 58169 | G | SCPS |  | Solar PV |  | WECC_SCE | California | 6 | Orange | 59 | 06059 | 1 | 0 | 2016 | 9999 |  |  | N | Solar | [13 empty] | 0 | 0 | 0 | 0 | [11 empty] | California State University Fullerton | 100 | California State University | 100
solar pv | Crafton Hills College Solar Farm | 58170_G_GEN1 | 58170 | G | GEN1 |  | Solar PV |  | WECC_SCE | California | 6 | San Bernardino | 71 | 06071 | 1.3 | 0 | 2012 | 9999 |  |  | N | Solar | [13 empty] | 0 | 0 | 0 | 0 | [11 empty] | Crafton Hills College | 100 | Crafton Hills College | 100
solar pv | Prairie Fire | 58171_G_GEN1 | 58171 | G | GEN1 |  | Solar PV |  | WECC_AZ | Arizona | 4 | Pima | 19 | 04019 | 4.5 | 0 | 2012 | 9999 |  |  | N | Solar | [13 empty] | 0 | 0 | 0 | 0 | [11 empty] | Tucson Electric Power Co | 100 | Uns Energy Corp | 100
natural gas peaker | Seaside Heights Power Plant | 58172_G_UINT3 | 58172 | G | UINT3 |  | Combustion Turbine | IC Engine | PJM_EMAC | New Jersey | 34 | Ocean | 29 | 34029 | 2 | 13385 | 2012 | 9999 |  |  | N | Distillate Fuel Oil | [13 empty] | 1.6498 | 1.6498 | 1.6498 | 1.6498 | [11 empty] | Seaside Heights NJ (City of) | 100 | Seaside Heights NJ (City of) | 100
natural gas peaker | Seaside Heights Power Plant | 58172_G_UNIT1 | 58172 | G | UNIT1 |  | Combustion Turbine | IC Engine | PJM_EMAC | New Jersey | 34 | Ocean | 29 | 34029 | 2 | 13585 | 2012 | 9999 |  |  | N | Distillate Fuel Oil | [13 empty] | 1.6498 | 1.6498 | 1.6498 | 1.6498 | [11 empty] | Seaside Heights NJ (City of) | 100 | Seaside Heights NJ (City of) | 100
natural gas peaker | Seaside Heights Power Plant | 58172_G_UNIT2 | 58172 | G | UNIT2 |  | Combustion Turbine | IC Engine | PJM_EMAC | New Jersey | 34 | Ocean | 29 | 34029 | 2 | 13585 | 2012 | 9999 |  |  | N | Distillate Fuel Oil | [13 empty] | 1.6498 | 1.6498 | 1.6498 | 1.6498 | [11 empty] | Seaside Heights NJ (City of) | 100 | Seaside Heights NJ (City of) | 100
solar pv | Wilson Solar | 58174_G_WSMA | 58174 | G | WSMA |  | Solar PV |  | NENGREST | Massachusetts | 25 | Worcester | 27 | 25027 | 2 | 0 | 2013 | 9999 |  |  | N | Solar | [13 empty] | 0 | 0 | 0 | 0 | [11 empty] | Consolidated Edison Solutions Inc | 100 | Consolidated Edison Inc | 100
onshore wind | Jawbone Wind Project | 58175_G_JWPI | 58175 | G | JWPI |  | Onshore Wind |  | WECC_MT | Montana | 30 | Wheatland | 107 | 30107 | 80 | 0 | 2021 | 9999 |  |  | N | Wind | [13 empty] | 0 | 0 | 0 | 0 | [11 empty] | Jawbone Wind Farm LLC | 100 | Seventus | 100
municipal solid waste | Kishwaukee CHP Plant | 58177_G_1 | 58177 | G | 1 |  | Non-Fossil Waste |  | PJM_COMD | Illinois | 17 | Winnebago | 201 | 17201 | 1 | 4424 | 2010 | 9999 |  |  | Y | Non-Fossil Waste | [13 empty] | 0 | 0 | 0 | 0 | [11 empty] | Rock River Water Reclamation District | 100 | Rock River Water Reclamation District | 100
municipal solid waste | Kishwaukee CHP Plant | 58177_G_2 | 58177 | G | 2 |  | Non-Fossil Waste |  | PJM_COMD | Illinois | 17 | Winnebago | 201 | 17201 | 1 | 4424 | 2010 | 9999 |  |  | Y | Non-Fossil Waste | [13 empty] | 0 | 0 | 0 | 0 | [11 empty] | Rock River Water Reclamation District | 100 | Rock River Water Reclamation District | 100
municipal solid waste | Kishwaukee CHP Plant | 58177_G_3 | 58177 | G | 3 |  | Non-Fossil Waste |  | PJM_COMD | Illinois | 17 | Winnebago | 201 | 17201 | 1 | 4424 | 2010 | 9999 |  |  | Y | Non-Fossil Waste | [13 empty] | 0 | 0 | 0 | 0 | [11 empty] | Rock River Water Reclamation District | 100 | Rock River Water Reclamation District | 100
solar pv | M. G. Emmett J. Bean Federal Center | 58178_G_1 | 58178 | G | 1 |  | Solar PV |  | MIS_INKY | Indiana | 18 | Marion | 97 | 18097 | 2 | 0 | 2011 | 9999 |  |  | N | Solar | [13 empty] | 0 | 0 | 0 | 0 | [11 empty] | US General Services Administration | 100 | US General Services Administration | 100
biomass | UNH 7.9 MW Plant | 58180_G_1 | 58180 | G | 1 |  | Landfill Gas |  | NENGREST | New Hampshire | 33 | Strafford | 17 | 33017 | 7.9 | 4121 | 2006 | 9999 |  |  | Y | Landfill Gas | [13 empty] | 0.22117 | 0.22117 | 0.22117 | 0.22117 | [11 empty] | University of New Hampshire | 100 | University of New Hampshire | 100
natural gas peaker | Rand Whitney CHP Plant | 58184_G_TG-1 | 58184 | G | TG-1 |  | Combustion Turbine |  | NENG_CT | Connecticut | 9 | New London | 11 | 09011 | 14.6 | 8700 | 2005 | 9999 |  |  | Y | Natural Gas, Distillate Fuel Oil | [13 empty] | 0.01155 | 0.01155 | 0.01155 | 0.01155 | [11 empty] | Rand Whitney Containerboard | 100 | Rand Whitney Containerboard | 100
solar pv | 180 Raritan Solar | 58187_G_1 | 58187 | G | 1 |  | Solar PV |  | PJM_EMAC | New Jersey | 34 | Middlesex | 23 | 34023 | 1.9 | 0 | 2012 | 9999 |  |  | N | Solar | [13 empty] | 0 | 0 | 0 | 0 | [11 empty] | 180 Energy Solutions LLC | 100 | 180 Energy Solutions LLC | 100
natural gas peaker | East Campus Steam Plant | 58195_G_CT1 | 58195 | G | CT1 |  | Combustion Turbine |  | PJM_AP | Pennsylvania | 42 | Centre | 27 | 42027 | 7.4 | 8700 | 2011 | 9999 |  |  | Y | Natural Gas, Distillate Fuel Oil | [13 empty] | 0.23894 | 0.23894 | 0.23894 | 0.23894 | [11 empty] | Pennsylvania State University | 100 | Pennsylvania State University | 100
natural gas combined cycle | Parnassus Central Utility Plant | 58198_G_GTG1 | 58198 | G | GTG1 |  | Combined Cycle |  | WEC_CALN | California | 6 | San Francisco | 75 | 06075 | 5.2 | 6008 | 1996 | 9999 |  |  | Y | Natural Gas, Distillate Fuel Oil | [13 empty] | 0.024573 | 0.024573 | 0.024573 | 0.024573 | [11 empty] | University of California San Fransisco | 100 | University of California | 100
natural gas combined cycle | Parnassus Central Utility Plant | 58198_G_GTG2 | 58198 | G | GTG2 |  | Combined Cycle |  | WEC_CALN | California | 6 | San Francisco | 75 | 06075 | 5.5 | 6008 | 1996 | 9999 |  |  | Y | Natural Gas, Distillate Fuel Oil | [13 empty] | 0.024573 | 0.024573 | 0.024573 | 0.024573 | [11 empty] | University of California San Fransisco | 100 | University of California | 100
natural gas combined cycle | Parnassus Central Utility Plant | 58198_G_STG1 | 58198 | G | STG1 |  | Combined Cycle |  | WEC_CALN | California | 6 | San Francisco | 75 | 06075 | 1.8 | 6008 | 1996 | 9999 |  |  | Y | Natural Gas, Distillate Fuel Oil | [13 empty] | 0.024573 | 0.024573 | 0.024573 | 0.024573 | [11 empty] | University of California San Fransisco | 100 | University of California | 100
solar pv | RE Victor Phelan Solar One LLC | 58202_G_VPS1 | 58202 | G | VPS1 |  | Solar PV |  | WECC_SCE | California | 6 | San Bernardino | 71 | 06071 | 20 | 0 | 2013 | 9999 |  |  | N | Solar | [13 empty] | 0 | 0 | 0 | 0 | [11 empty] | RE Victor Phelan Solar One LLC | 100 | Google Inc | 100
onshore wind | Minco Wind III, LLC | 58203_G_1 | 58203 | G | 1 |  | Onshore Wind |  | SPP_WEST | Oklahoma | 40 | Caddo | 15 | 40015 | 100.8 | 0 | 2012 | 9999 |  |  | N | Wind | [13 empty] | 0 | 0 | 0 | 0 | [11 empty] | Minco Wind Energy II LLC | 100 | NextEra Energy Inc | 100
solar pv | Grassland 3&4 Solar Project | 58204_G_INV3 | 58204 | G | INV3 |  | Solar PV |  | WEC_CALN | California | 6 | Yolo | 113 | 06113 | 2.5 | 0 | 2013 | 9999 |  |  | N | Solar | [13 empty] | 0 | 0 | 0 | 0 | [11 empty] | Yolo County CA | 100 | Yolo County CA | 100
natural gas steam turbine | Grand Ave Plant | 58205_B_1 | 58205 | B | 1 |  | O/G Steam |  | SPP_N | Missouri | 29 | Jackson | 95 | 29095 | 4.8 | 8300 | 1991 | 9999 |  |  | Y | Natural Gas | [12 empty] | 6.3 | 0.12112 | 0.12112 | 0.12112 | 0.12112 | [11 empty] | Veolia Energy Kansas City Inc | 100 | Veolia Environnement SA | 100
solar pv | West Gates Solar Station | 58206_G_1 | 58206 | G | 1 |  | Solar PV |  | WEC_CALN | California | 6 | Fresno | 19 | 06019 | 10 | 0 | 2013 | 9999 |  |  | N | Solar | [13 empty] | 0 | 0 | 0 | 0 | [11 empty] | Pacific Gas & Electric Co | 100 | PG&E Corp | 100
natural gas peaker | Central Utility Plant at White Oak | 58207_G_G1 | 58207 | G | G1 |  | Combustion Turbine | IC Engine | PJM_SMAC | Maryland | 24 | Montgomery | 31 | 24031 | 5.6 | 10745 | 2003 | 9999 |  |  | Y | Natural Gas, Distillate Fuel Oil | [13 empty] | 1.061 | 1.061 | 1.061 | 1.061 | [11 empty] | Sempra Energy | 100 | Sempra Energy | 100
natural gas peaker | Central Utility Plant at White Oak | 58207_G_G2 | 58207 | G | G2 |  | Combustion Turbine | IC Engine | PJM_SMAC | Maryland | 24 | Montgomery | 31 | 24031 | 2.3 | 13469 | 2003 | 9999 |  |  | N | Distillate Fuel Oil | [13 empty] | 1.6498 | 1.6498 | 1.6498 | 1.6498 | [11 empty] | Sempra Energy | 100 | Sempra Energy | 100
natural gas peaker | Central Utility Plant at White Oak | 58207_G_G3 | 58207 | G | G3 |  | Combustion Turbine |  | PJM_SMAC | Maryland | 24 | Montgomery | 31 | 24031 | 4.3 | 11985 | 2003 | 9999 |  |  | Y | Natural Gas | [13 empty] | 0.02162 | 0.02162 | 0.02162 | 0.02162 | [11 empty] | Sempra Energy | 100 | Sempra Energy | 100
natural gas peaker | Central Utility Plant at White Oak | 58207_G_G4 | 58207 | G | G4 |  | Combustion Turbine |  | PJM_SMAC | Maryland | 24 | Montgomery | 31 | 24031 | 4.3 | 11985 | 2008 | 9999 |  |  | Y | Natural Gas | [13 empty] | 0.02162 | 0.02162 | 0.02162 | 0.02162 | [11 empty] | Sempra Energy | 100 | Sempra Energy | 100
natural gas peaker | Central Utility Plant at White Oak | 58207_G_G5 | 58207 | G | G5 |  | Combustion Turbine |  | PJM_SMAC | Maryland | 24 | Montgomery | 31 | 24031 | 4.3 | 11985 | 2009 | 9999 |  |  | Y | Natural Gas | [13 empty] | 0.02162 | 0.02162 | 0.02162 | 0.02162 | [11 empty] | Sempra Energy | 100 | Sempra Energy | 100
natural gas peaker | Central Utility Plant at White Oak | 58207_G_G6 | 58207 | G | G6 |  | Combustion Turbine |  | PJM_SMAC | Maryland | 24 | Montgomery | 31 | 24031 | 4.3 | 12369 | 2010 | 9999 |  |  | N | Natural Gas | [13 empty] | 0.02162 | 0.02162 | 0.02162 | 0.02162 | [11 empty] | Sempra Energy | 100 | Sempra Energy | 100
natural gas peaker | Central Utility Plant at White Oak | 58207_G_G10 | 58207 | G | G10 |  | Combustion Turbine | IC Engine | PJM_SMAC | Maryland | 24 | Montgomery | 31 | 24031 | 2.3 | 13469 | 2014 | 9999 |  |  | N | Distillate Fuel Oil | [13 empty] | 1.6498 | 1.6498 | 1.6498 | 1.6498 | [11 empty] | Sempra Energy | 100 | Sempra Energy | 100
natural gas peaker | Central Utility Plant at White Oak | 58207_G_G11 | 58207 | G | G11 |  | Combustion Turbine | IC Engine | PJM_SMAC | Maryland | 24 | Montgomery | 31 | 24031 | 2.3 | 13469 | 2014 | 9999 |  |  | N | Distillate Fuel Oil | [13 empty] | 1.6498 | 1.6498 | 1.6498 | 1.6498 | [11 empty] | Sempra Energy | 100 | Sempra Energy | 100
natural gas combined cycle | Central Utility Plant at White Oak | 58207_G_G12 | 58207 | G | G12 |  | Combined Cycle |  | PJM_SMAC | Maryland | 24 | Montgomery | 31 | 24031 | 5 | 8762 | 2014 | 9999 |  |  | Y | Natural Gas, Distillate Fuel Oil | [13 empty] | 0.024573 | 0.024573 | 0.024573 | 0.024573 | [11 empty] | Sempra Energy | 100 | Sempra Energy | 100
natural gas combined cycle | Central Utility Plant at White Oak | 58207_G_G7 | 58207 | G | G7 |  | Combined Cycle |  | PJM_SMAC | Maryland | 24 | Montgomery | 31 | 24031 | 7.5 | 8762 | 2014 | 9999 |  |  | Y | Natural Gas, Distillate Fuel Oil | [13 empty] | 0.024573 | 0.024573 | 0.024573 | 0.024573 | [11 empty] | Sempra Energy | 100 | Sempra Energy | 100
natural gas combined cycle | Central Utility Plant at White Oak | 58207_G_G8 | 58207 | G | G8 |  | Combined Cycle |  | PJM_SMAC | Maryland | 24 | Montgomery | 31 | 24031 | 7.5 | 8762 | 2014 | 9999 |  |  | Y | Natural Gas, Distillate Fuel Oil | [13 empty] | 0.024573 | 0.024573 | 0.024573 | 0.024573 | [11 empty] | Sempra Energy | 100 | Sempra Energy | 100
natural gas combined cycle | Central Utility Plant at White Oak | 58207_G_G9 | 58207 | G | G9 |  | Combined Cycle |  | PJM_SMAC | Maryland | 24 | Montgomery | 31 | 24031 | 4.5 | 8762 | 2014 | 9999 |  |  | Y | Natural Gas, Distillate Fuel Oil | [13 empty] | 0.024573 | 0.024573 | 0.024573 | 0.024573 | [11 empty] | Sempra Energy | 100 | Sempra Energy | 100
biomass | Cinnamon Bay Edgeboro Landfill | 58208_G_1 | 58208 | G | 1 |  | Landfill Gas |  | PJM_EMAC | New Jersey | 34 | Middlesex | 23 | 34023 | 9.1 | 13500 | 2011 | 9999 |  |  | N | Landfill Gas | [13 empty] | 0.22117 | 0.22117 | 0.22117 | 0.22117 | [11 empty] | OBrien Biogas IV LLC | 100 | FORTISTAR | 100
onshore wind | NextEra-Blackwell Wind, LLC | 58209_G_WT | 58209 | G | WT |  | Onshore Wind |  | SPP_WEST | Oklahoma | 40 | Kay | 71 | 40071 | 59.8 | 0 | 2012 | 9999 |  |  | N | Wind | [13 empty] | 0 | 0 | 0 | 0 | [11 empty] | Blackwell Wind Energy LLC | 100 | NextEra Energy Inc | 100
solar pv | NFM Solar Power LLC | 58210_G_1 | 58210 | G | 1 |  | Solar PV |  | NENGREST | Massachusetts | 25 | Franklin | 11 | 25011 | 1.9 | 0 | 2012 | 9999 |  |  | N | Solar | [13 empty] | 0 | 0 | 0 | 0 | [11 empty] | Northfield Mountain LLC | 100 | Public Sector Pension Investment Board | 100
solar pv | Saddle Mountain Solar I | 58213_G_AZ2 | 58213 | G | AZ2 |  | Solar PV |  | WECC_AZ | Arizona | 4 | Maricopa | 13 | 04013 | 15 | 0 | 2012 | 9999 |  |  | N | Solar | [13 empty] | 0 | 0 | 0 | 0 | [11 empty] | SunE Az2 LLC | 100 | SunEdison | 100
solar pv | West Greenwich Solar | 58214_G_WGRI | 58214 | G | WGRI |  | Solar PV |  | NENGREST | Rhode Island | 44 | Kent | 3 | 44003 | 1.9 | 0 | 2013 | 9999 |  |  | N | Solar | [13 empty] | 0 | 0 | 0 | 0 | [11 empty] | West Greenwich Solar LLC | 100 | Consolidated Edison Inc | 100
natural gas combined cycle | Lee Combined Cycle Plant | 58215_G_1A | 58215 | G | 1A | 90644 | Combined Cycle |  | S_VACA | North Carolina | 37 | Wayne | 191 | 37191 | 170 | 7239 | 2012 | 9999 |  |  | N | Natural Gas, Distillate Fuel Oil |  |  |  | DLNB + H2O | SCR | [8 empty] | 0.038686 | 0.038686 | 0.038686 | 0.038686 | [11 empty] | Duke Energy Progress | 100 | Duke Energy Corp | 100
natural gas combined cycle | Lee Combined Cycle Plant | 58215_G_1B | 58215 | G | 1B | 90645 | Combined Cycle |  | S_VACA | North Carolina | 37 | Wayne | 191 | 37191 | 170 | 7239 | 2012 | 9999 |  |  | N | Natural Gas, Distillate Fuel Oil |  |  |  | DLNB + H2O | SCR | [8 empty] | 0.038686 | 0.038686 | 0.038686 | 0.038686 | [11 empty] | Duke Energy Progress | 100 | Duke Energy Corp | 100
natural gas combined cycle | Lee Combined Cycle Plant | 58215_G_1C | 58215 | G | 1C | 90646 | Combined Cycle |  | S_VACA | North Carolina | 37 | Wayne | 191 | 37191 | 170 | 7239 | 2012 | 9999 |  |  | N | Natural Gas, Distillate Fuel Oil |  |  |  | DLNB + H2O | SCR | [8 empty] | 0.038686 | 0.038686 | 0.038686 | 0.038686 | [11 empty] | Duke Energy Progress | 100 | Duke Energy Corp | 100
natural gas combined cycle | Lee Combined Cycle Plant | 58215_G_ST1 | 58215 | G | ST1 | 90644 | Combined Cycle |  | S_VACA | North Carolina | 37 | Wayne | 191 | 37191 | 378 | 7239 | 2012 | 9999 |  |  | N | Natural Gas, Distillate Fuel Oil |  |  |  | DLNB + H2O | SCR | [8 empty] | 0.038686 | 0.038686 | 0.038686 | 0.038686 | [11 empty] | Duke Energy Progress | 100 | Duke Energy Corp | 100
municipal solid waste | J.R. Simplot Company | 58216_G_1 | 58216 | G | 1 |  | Non-Fossil Waste |  | WEC_CALN | California | 6 | San Joaquin | 77 | 06077 | 3.2 | 11084 | 1993 | 9999 |  |  | N | Non-Fossil Waste | [13 empty] | 0 | 0 | 0 | 0 | [11 empty] | J R Simplot | 100 | J R Simplot Co | 100
solar pv | Grassland 1&2 Solar Project | 58217_G_INV4 | 58217 | G | INV4 |  | Solar PV |  | WEC_CALN | California | 6 | Yolo | 113 | 06113 | 2.5 | 0 | 2013 | 9999 |  |  | N | Solar | [13 empty] | 0 | 0 | 0 | 0 | [11 empty] | Yolo County CA | 100 | Yolo County CA | 100
onshore wind | Spion Kop Wind Farm | 58218_G_SKW25 | 58218 | G | SKW25 |  | Onshore Wind |  | WECC_MT | Montana | 30 | Judith Basin | 45 | 30045 | 40 | 0 | 2012 | 9999 |  |  | N | Wind | [13 empty] | 0 | 0 | 0 | 0 | [11 empty] | NorthWestern Corp | 100 | NorthWestern Corp | 100
onshore wind | Haviland Plastic Products | 58220_G_WTGA | 58220 | G | WTGA |  | Onshore Wind |  | PJM_West | Ohio | 39 | Paulding | 125 | 39125 | 1.5 | 0 | 2013 | 9999 |  |  | N | Wind | [13 empty] | 0 | 0 | 0 | 0 | [11 empty] | Haviland Plastic Products Co | 100 | Haviland Plastic Products Co | 100
onshore wind | Haviland Plastic Products | 58220_G_WTGB | 58220 | G | WTGB |  | Onshore Wind |  | PJM_West | Ohio | 39 | Paulding | 125 | 39125 | 1.5 | 0 | 2013 | 9999 |  |  | N | Wind | [13 empty] | 0 | 0 | 0 | 0 | [11 empty] | Haviland Plastic Products Co | 100 | Haviland Plastic Products Co | 100
onshore wind | Haviland Plastic Products | 58220_G_WTGC | 58220 | G | WTGC |  | Onshore Wind |  | PJM_West | Ohio | 39 | Paulding | 125 | 39125 | 1.5 | 0 | 2013 | 9999 |  |  | N | Wind | [13 empty] | 0 | 0 | 0 | 0 | [11 empty] | Haviland Plastic Products Co | 100 | Haviland Plastic Products Co | 100
natural gas peaker | CCSU Co-Gen-STBY Gen | 58224_G_MEMH | 58224 | G | MEMH |  | Combustion Turbine | IC Engine | NENG_CT | Connecticut | 9 | Hartford | 3 | 09003 | 0.7 | 13469 | 1993 | 9999 |  |  | N | Distillate Fuel Oil | [13 empty] | 1.6498 | 1.6498 | 1.6498 | 1.6498 | [11 empty] | FuelCell Energy Finance LLC | 100 | FuelCell Energy Inc | 100
natural gas peaker | CCSU Co-Gen-STBY Gen | 58224_G_EC#1 | 58224 | G | EC#1 |  | Combustion Turbine | IC Engine | NENG_CT | Connecticut | 9 | Hartford | 3 | 09003 | 1.3 | 8700 | 2004 | 9999 |  |  | Y | Natural Gas | [13 empty] | 1.061 | 1.061 | 1.061 | 1.061 | [11 empty] | FuelCell Energy Finance LLC | 100 | FuelCell Energy Inc | 100
natural gas peaker | CCSU Co-Gen-STBY Gen | 58224_G_EC#2 | 58224 | G | EC#2 |  | Combustion Turbine | IC Engine | NENG_CT | Connecticut | 9 | Hartford | 3 | 09003 | 1.3 | 8700 | 2004 | 9999 |  |  | Y | Natural Gas | [13 empty] | 1.061 | 1.061 | 1.061 | 1.061 | [11 empty] | FuelCell Energy Finance LLC | 100 | FuelCell Energy Inc | 100
natural gas peaker | CCSU Co-Gen-STBY Gen | 58224_G_GRND | 58224 | G | GRND |  | Combustion Turbine | IC Engine | NENG_CT | Connecticut | 9 | Hartford | 3 | 09003 | 0.3 | 13469 | 2012 | 9999 |  |  | N | Distillate Fuel Oil | [13 empty] | 1.6498 | 1.6498 | 1.6498 | 1.6498 | [11 empty] | FuelCell Energy Finance LLC | 100 | FuelCell Energy Inc | 100
solar pv | Newberry Solar 1 LLC | 58226_G_1 | 58226 | G | 1 |  | Solar PV |  | WECC_SCE | California | 6 | San Bernardino | 71 | 06071 | 1.5 | 0 | 2013 | 9999 |  |  | N | Solar | [13 empty] | 0 | 0 | 0 | 0 | [11 empty] | Newberry Solar 1 LLC | 100 | Soitec SA | 100
solar pv | SEPV9 Power Plant | 58227_G_SPV9 | 58227 | G | SPV9 |  | Solar PV |  | WECC_SCE | California | 6 | San Bernardino | 71 | 06071 | 8.5 | 0 | 2013 | 9999 |  |  | N | Solar | [13 empty] | 0 | 0 | 0 | 0 | [11 empty] | Highlander Solar 2 LLC | 100 | Duke Energy Corp | 100
solar pv | Milford Solar Farm | 58228_G_GEN1 | 58228 | G | GEN1 |  | Solar PV |  | PJM_EMAC | Delaware | 10 | Kent | 1 | 10001 | 11.8 | 0 | 2012 | 9999 |  |  | N | Solar | [13 empty] | 0 | 0 | 0 | 0 | [11 empty] | Milford Solar LLC | 100 | LS Power Group | 100
solar pv | Lincoln Financial Field | 58231_G_GEN1 | 58231 | G | GEN1 |  | Solar PV |  | PJM_EMAC | Pennsylvania | 42 | Philadelphia | 101 | 42101 | 2.9 | 0 | 2013 | 9999 |  |  | N | Solar | [13 empty] | 0 | 0 | 0 | 0 | [11 empty] | NRG Energy Center Eagles LLC | 100 | Global Infrastructure Partners | 100
solar pv | Tahquitz High School | 58232_G_TAHQ | 58232 | G | TAHQ |  | Solar PV |  | WECC_SCE | California | 6 | Riverside | 65 | 06065 | 1 | 0 | 2012 | 9999 |  |  | N | Solar | [13 empty] | 0 | 0 | 0 | 0 | [11 empty] | Tioga Solar Hemet WF1 LLC | 100 | Tioga Energy Inc | 100
onshore wind | Wagner Wind LLC | 58233_G_GEN1 | 58233 | G | GEN1 |  | Onshore Wind |  | WECC_SCE | California | 6 | Riverside | 65 | 06065 | 6 | 0 | 2012 | 9999 |  |  | N | Wind | [13 empty] | 0 | 0 | 0 | 0 | [11 empty] | Wagner Wind LLC | 100 | BayWa AG | 100
solar pv | SEPV 8 | 58234_G_SPV8 | 58234 | G | SPV8 |  | Solar PV |  | WECC_SCE | California | 6 | San Bernardino | 71 | 06071 | 11.8 | 0 | 2013 | 9999 |  |  | N | Solar | [13 empty] | 0 | 0 | 0 | 0 | [11 empty] | Highlander Solar 1 LLC | 100 | Duke Energy Corp | 100
natural gas peaker | Clayville | 58235_G_1 | 58235 | G | 1 | 90845 | Combustion Turbine |  | PJM_EMAC | New Jersey | 34 | Cumberland | 11 | 34011 | 55 | 10745 | 2015 | 9999 |  |  | N | Natural Gas |  |  |  | H2O | SCR | [8 empty] | 0.01678 | 0.01678 | 0.01678 | 0.01678 | [11 empty] | Vineland NJ (City of) | 100 | Vineland NJ (City of) | 100
natural gas combined cycle | Marshalltown Generating Station | 58236_G_CTG1 | 58236 | G | CTG1 | 90919 | Combined Cycle |  | MIS_IA | Iowa | 19 | Marshall | 127 | 19127 | 209.7 | 7101 | 2017 | 9999 |  |  | N | Natural Gas |  |  |  | DLNB | SCR | [8 empty] | 0.0049106 | 0.0049106 | 0.0049106 | 0.0049106 | [11 empty] | Interstate Power & Light Co | 100 | Alliant Energy Corp | 100
natural gas combined cycle | Marshalltown Generating Station | 58236_G_CTG2 | 58236 | G | CTG2 | 90920 | Combined Cycle |  | MIS_IA | Iowa | 19 | Marshall | 127 | 19127 | 208.7 | 7101 | 2017 | 9999 |  |  | N | Natural Gas |  |  |  | DLNB | SCR | [8 empty] | 0.0049106 | 0.0049106 | 0.0049106 | 0.0049106 | [11 empty] | Interstate Power & Light Co | 100 | Alliant Energy Corp | 100
natural gas combined cycle | Marshalltown Generating Station | 58236_G_STG1 | 58236 | G | STG1 | 90919 | Combined Cycle |  | MIS_IA | Iowa | 19 | Marshall | 127 | 19127 | 230.4 | 7101 | 2017 | 9999 |  |  | N | Natural Gas |  |  |  |  | SCR | [8 empty] | 0.0049106 | 0.0049106 | 0.0049106 | 0.0049106 | [11 empty] | Interstate Power & Light Co | 100 | Alliant Energy Corp | 100
0 | CCSU Fuel Cell Project | 58237_G_CCSU | 58237 | G | CCSU |  | Fuel Cell |  | NENG_CT | Connecticut | 9 | Hartford | 3 | 09003 | 1.4 | 6981 | 2012 | 9999 |  |  | Y | Natural Gas | [13 empty] | 0 | 0 | 0 | 0 | [11 empty] | FuelCell Energy Finance LLC | 100 | FuelCell Energy Inc | 100
onshore wind | Georgia Mountain Community Wind Farm | 58238_G_GMCW | 58238 | G | GMCW |  | Onshore Wind |  | NENGREST | Vermont | 50 | Chittenden | 7 | 50007 | 10 | 0 | 2012 | 9999 |  |  | N | Wind | [13 empty] | 0 | 0 | 0 | 0 | [11 empty] | Greenbacker Renewable Energy Co LLC | 100 | Greenbacker Renewable Energy Corp | 100
solar pv | Kent County-Kennedyville | 58239_G_PVKV | 58239 | G | PVKV |  | Solar PV |  | PJM_EMAC | Maryland | 24 | Kent | 29 | 24029 | 1 | 0 | 2012 | 9999 |  |  | N | Solar | [13 empty] | 0 | 0 | 0 | 0 | [11 empty] | Terraform Power Inc | 100 | Brookfield Asset Management Inc | 100
solar pv | Kit Carson | 58240_G_PV_KC | 58240 | G | PV_KC |  | Solar PV |  | WECC_NM | New Mexico | 35 | Taos | 55 | 35055 | 1.3 | 0 | 2012 | 9999 |  |  | N | Solar | [13 empty] | 0 | 0 | 0 | 0 | [11 empty] | Terraform Power Inc | 100 | Brookfield Asset Management Inc | 100
solar pv | Rock Hall | 58241_G_RCKHL | 58241 | G | RCKHL |  | Solar PV |  | PJM_EMAC | Maryland | 24 | Kent | 29 | 24029 | 1 | 0 | 2012 | 9999 |  |  | N | Solar | [13 empty] | 0 | 0 | 0 | 0 | [11 empty] | Terraform Power Inc | 100 | Brookfield Asset Management Inc | 100
onshore wind | Pattern Panhandle Wind LLC | 58242_G_1 | 58242 | G | 1 |  | Onshore Wind |  | ERC_PHDL | Texas | 48 | Carson | 65 | 48065 | 218 | 0 | 2014 | 9999 |  |  | N | Wind | [13 empty] | 0 | 0 | 0 | 0 | [11 empty] | Pattern Panhandle Wind LLC | 100 | Canadian Crown Corp | 100
solar pv | Kent County - Worton Complex | 58243_G_WRTN | 58243 | G | WRTN |  | Solar PV |  | PJM_EMAC | Maryland | 24 | Kent | 29 | 24029 | 1 | 0 | 2012 | 9999 |  |  | N | Solar | [13 empty] | 0 | 0 | 0 | 0 | [11 empty] | Terraform Power Inc | 100 | Brookfield Asset Management Inc | 100
solar pv | West Valley High School Solar | 58244_G_WEST | 58244 | G | WEST |  | Solar PV |  | WECC_SCE | California | 6 | Riverside | 65 | 06065 | 0.9 | 0 | 2012 | 9999 |  |  | N | Solar | [13 empty] | 0 | 0 | 0 | 0 | [11 empty] | GCL Desert Winds LLC | 100 | GCL Solar Energy Inc | 100
natural gas peaker | Northeastern Illinois University Cogen | 58245_G_GEN1 | 58245 | G | GEN1 |  | Combustion Turbine | IC Engine | PJM_COMD | Illinois | 17 | Cook | 31 | 17031 | 0.8 | 8700 | 1995 | 2045 |  |  | Y | Natural Gas | [13 empty] | 1.061 | 1.061 | 1.061 | 1.061 | [11 empty] | Haviland Plastic Products Co | 100 | Haviland Plastic Products Co | 100
natural gas peaker | Northeastern Illinois University Cogen | 58245_G_GEN2 | 58245 | G | GEN2 |  | Combustion Turbine | IC Engine | PJM_COMD | Illinois | 17 | Cook | 31 | 17031 | 0.8 | 8700 | 1995 | 2045 |  |  | Y | Natural Gas | [13 empty] | 1.061 | 1.061 | 1.061 | 1.061 | [11 empty] | Haviland Plastic Products Co | 100 | Haviland Plastic Products Co | 100
natural gas peaker | Northeastern Illinois University Cogen | 58245_G_GEN3 | 58245 | G | GEN3 |  | Combustion Turbine | IC Engine | PJM_COMD | Illinois | 17 | Cook | 31 | 17031 | 0.8 | 8700 | 1995 | 2045 |  |  | Y | Natural Gas | [13 empty] | 1.061 | 1.061 | 1.061 | 1.061 | [11 empty] | Haviland Plastic Products Co | 100 | Haviland Plastic Products Co | 100
natural gas peaker | Northeastern Illinois University Cogen | 58245_G_GEN4 | 58245 | G | GEN4 |  | Combustion Turbine | IC Engine | PJM_COMD | Illinois | 17 | Cook | 31 | 17031 | 0.8 | 8700 | 1995 | 2045 |  |  | Y | Natural Gas | [13 empty] | 1.061 | 1.061 | 1.061 | 1.061 | [11 empty] | Haviland Plastic Products Co | 100 | Haviland Plastic Products Co | 100
biomass | Millersville LFG | 58246_G_CAT1 | 58246 | G | CAT1 |  | Landfill Gas |  | PJM_SMAC | Maryland | 24 | Anne Arundel | 3 | 24003 | 1.5 | 13500 | 2012 | 9999 |  |  | N | Landfill Gas | [13 empty] | 0.09048 | 0.09048 | 0.09048 | 0.09048 | [11 empty] | les Operations Services LLC | 100 | Energy Investors Funds Group | 100
biomass | Millersville LFG | 58246_G_CAT2 | 58246 | G | CAT2 |  | Landfill Gas |  | PJM_SMAC | Maryland | 24 | Anne Arundel | 3 | 24003 | 1.5 | 13500 | 2012 | 9999 |  |  | N | Landfill Gas | [13 empty] | 0.09048 | 0.09048 | 0.09048 | 0.09048 | [11 empty] | les Operations Services LLC | 100 | Energy Investors Funds Group | 100
solar pv | Pierce College | 58248_G_GEN1 | 58248 | G | GEN1 |  | Solar PV |  | WEC_LADW | California | 6 | Los Angeles | 37 | 06037 | 1.9 | 0 | 2013 | 9999 |  |  | N | Solar | [13 empty] | 0 | 0 | 0 | 0 | [11 empty] | Los Angeles Dept of Water & Power | 100 | Los Angeles Dept of Water & Power | 100
solar pv | VA Sepulveda Ambulatory Care Center | 58249_G_GEN1 | 58249 | G | GEN1 |  | Solar PV |  | WEC_LADW | California | 6 | Los Angeles | 37 | 06037 | 3.5 | 0 | 2014 | 9999 |  |  | N | Solar | [13 empty] | 0 | 0 | 0 | 0 | [11 empty] | US Dept of Veterans Affairs | 100 | US Dept of Veterans Affairs | 100
biomass | Tullytown | 58250_G_GEN1 | 58250 | G | GEN1 |  | Landfill Gas |  | PJM_EMAC | Pennsylvania | 42 | Bucks | 17 | 42017 | 1.6 | 13500 | 2013 | 9999 |  |  | N | Landfill Gas | [13 empty] | 0.22117 | 0.22117 | 0.22117 | 0.22117 | [11 empty] | WM Renewable Energy LLC | 100 | Waste Management Inc | 100
biomass | Alpha Ridge LFG | 58252_G_JEN1 | 58252 | G | JEN1 |  | Landfill Gas |  | PJM_SMAC | Maryland | 24 | Howard | 27 | 24027 | 1 | 13500 | 2012 | 9999 |  |  | N | Landfill Gas | [13 empty] | 0.11276 | 0.11276 | 0.11276 | 0.11276 | [11 empty] | Pepco Energy Services Inc | 100 | Exelon Corp | 100
solar pv | CBS Television City | 58253_G_GEN1 | 58253 | G | GEN1 |  | Solar PV |  | WEC_LADW | California | 6 | Los Angeles | 37 | 06037 | 1.6 | 0 | 2013 | 9999 |  |  | N | Solar | [13 empty] | 0 | 0 | 0 | 0 | [11 empty] | CBS Corp | 100 | CBS Corp | 100
natural gas peaker | Chatham | 58254_G_CTOIS | 58254 | G | CTOIS |  | Combustion Turbine |  | MIS_LMI | Michigan | 26 | Kent | 81 | 26081 | 3.4 | 16317 | 2013 | 9999 |  |  | N | Natural Gas | [13 empty] | 0.23894 | 0.23894 | 0.23894 | 0.23894 | [11 empty] | Lowell Light & Power | 100 | Lowell Light & Power | 100
natural gas peaker | Chatham | 58254_G_CT02R | 58254 | G | CT02R |  | Combustion Turbine |  | MIS_LMI | Michigan | 26 | Kent | 81 | 26081 | 3.2 | 15773 | 2016 | 9999 |  |  | N | Natural Gas | [13 empty] | 0.011 | 0.011 | 0.011 | 0.011 | [11 empty] | Lowell Light & Power | 100 | Lowell Light & Power | 100
natural gas peaker | Rubart | 58255_G_01 | 58255 | G | 01 |  | Combustion Turbine | IC Engine | SPP_N | Kansas | 20 | Grant | 67 | 20067 | 8.2 | 10745 | 2014 | 9999 |  |  | N | Natural Gas |  |  |  |  | SCR | [8 empty] | 0.183 | 0.0366 | 0.183 | 0.0366 | [11 empty] | Mid Kansas Electric Co LLC | 100 | Wheatland Electric Coop Inc | 100
natural gas peaker | Rubart | 58255_G_02 | 58255 | G | 02 |  | Combustion Turbine | IC Engine | SPP_N | Kansas | 20 | Grant | 67 | 20067 | 8.2 | 10745 | 2014 | 9999 |  |  | N | Natural Gas |  |  |  |  | SCR | [8 empty] | 0.183 | 0.0366 | 0.183 | 0.0366 | [11 empty] | Mid Kansas Electric Co LLC | 100 | Wheatland Electric Coop Inc | 100
natural gas peaker | Rubart | 58255_G_03 | 58255 | G | 03 |  | Combustion Turbine | IC Engine | SPP_N | Kansas | 20 | Grant | 67 | 20067 | 8.2 | 10745 | 2014 | 9999 |  |  | N | Natural Gas |  |  |  |  | SCR | [8 empty] | 0.183 | 0.0366 | 0.183 | 0.0366 | [11 empty] | Mid Kansas Electric Co LLC | 100 | Wheatland Electric Coop Inc | 100
natural gas peaker | Rubart | 58255_G_04 | 58255 | G | 04 |  | Combustion Turbine | IC Engine | SPP_N | Kansas | 20 | Grant | 67 | 20067 | 8.2 | 10745 | 2014 | 9999 |  |  | N | Natural Gas |  |  |  |  | SCR | [8 empty] | 0.183 | 0.0366 | 0.183 | 0.0366 | [11 empty] | Mid Kansas Electric Co LLC | 100 | Wheatland Electric Coop Inc | 100
natural gas peaker | Rubart | 58255_G_05 | 58255 | G | 05 |  | Combustion Turbine | IC Engine | SPP_N | Kansas | 20 | Grant | 67 | 20067 | 8.2 | 10745 | 2014 | 9999 |  |  | N | Natural Gas |  |  |  |  | SCR | [8 empty] | 0.183 | 0.0366 | 0.183 | 0.0366 | [11 empty] | Mid Kansas Electric Co LLC | 100 | Wheatland Electric Coop Inc | 100
natural gas peaker | Rubart | 58255_G_06 | 58255 | G | 06 |  | Combustion Turbine | IC Engine | SPP_N | Kansas | 20 | Grant | 67 | 20067 | 8.2 | 10745 | 2014 | 9999 |  |  | N | Natural Gas |  |  |  |  | SCR | [8 empty] | 0.183 | 0.0366 | 0.183 | 0.0366 | [11 empty] | Mid Kansas Electric Co LLC | 100 | Wheatland Electric Coop Inc | 100
natural gas peaker | Rubart | 58255_G_07 | 58255 | G | 07 |  | Combustion Turbine | IC Engine | SPP_N | Kansas | 20 | Grant | 67 | 20067 | 8.4 | 10745 | 2014 | 9999 |  |  | N | Natural Gas |  |  |  |  | SCR | [8 empty] | 0.183 | 0.0366 | 0.183 | 0.0366 | [11 empty] | Mid Kansas Electric Co LLC | 100 | Wheatland Electric Coop Inc | 100
natural gas peaker | Rubart | 58255_G_08 | 58255 | G | 08 |  | Combustion Turbine | IC Engine | SPP_N | Kansas | 20 | Grant | 67 | 20067 | 8.4 | 10745 | 2014 | 9999 |  |  | N | Natural Gas |  |  |  |  | SCR | [8 empty] | 0.183 | 0.0366 | 0.183 | 0.0366 | [11 empty] | Mid Kansas Electric Co LLC | 100 | Wheatland Electric Coop Inc | 100
natural gas peaker | Rubart | 58255_G_09 | 58255 | G | 09 |  | Combustion Turbine | IC Engine | SPP_N | Kansas | 20 | Grant | 67 | 20067 | 8.4 | 10745 | 2014 | 9999 |  |  | N | Natural Gas |  |  |  |  | SCR | [8 empty] | 0.183 | 0.0366 | 0.183 | 0.0366 | [11 empty] | Mid Kansas Electric Co LLC | 100 | Wheatland Electric Coop Inc | 100
natural gas peaker | Rubart | 58255_G_10 | 58255 | G | 10 |  | Combustion Turbine | IC Engine | SPP_N | Kansas | 20 | Grant | 67 | 20067 | 8.4 | 10745 | 2014 | 9999 |  |  | N | Natural Gas |  |  |  |  | SCR | [8 empty] | 0.183 | 0.0366 | 0.183 | 0.0366 | [11 empty] | Mid Kansas Electric Co LLC | 100 | Wheatland Electric Coop Inc | 100
natural gas peaker | Rubart | 58255_G_11 | 58255 | G | 11 |  | Combustion Turbine | IC Engine | SPP_N | Kansas | 20 | Grant | 67 | 20067 | 8.4 | 10745 | 2014 | 9999 |  |  | N | Natural Gas |  |  |  |  | SCR | [8 empty] | 0.183 | 0.0366 | 0.183 | 0.0366 | [11 empty] | Mid Kansas Electric Co LLC | 100 | Wheatland Electric Coop Inc | 100
natural gas peaker | Rubart | 58255_G_12 | 58255 | G | 12 |  | Combustion Turbine | IC Engine | SPP_N | Kansas | 20 | Grant | 67 | 20067 | 8.4 | 10745 | 2014 | 9999 |  |  | N | Natural Gas |  |  |  |  | SCR | [8 empty] | 0.183 | 0.0366 | 0.183 | 0.0366 | [11 empty] | Mid Kansas Electric Co LLC | 100 | Wheatland Electric Coop Inc | 100
solar pv | Los Alamos PV Site | 58256_G_1 | 58256 | G | 1 |  | Solar PV |  | WECC_NM | New Mexico | 35 | Los Alamos | 28 | 35028 | 1 | 0 | 2012 | 9999 |  |  | N | Solar | [13 empty] | 0 | 0 | 0 | 0 | [11 empty] | Los Alamos County | 100 | Los Alamos County | 100
hydro | Upper Pacolet Hydro | 58257_G_UP1 | 58257 | G | UP1 |  | Hydro |  | S_VACA | South Carolina | 45 | Spartanburg | 83 | 45083 | 1.1 | 0 | 2013 | 9999 |  |  | N | Hydro | [13 empty] | 0 | 0 | 0 | 0 | [11 empty] | Lockhart Power Co | 100 | Milliken & Co | 100
natural gas peaker | Central Utilities Plant LAX 2 | 58258_G_GEN1 | 58258 | G | GEN1 |  | Combustion Turbine |  | WEC_LADW | California | 6 | Los Angeles | 37 | 06037 | 4.2 | 8700 | 2015 | 9999 |  |  | Y | Natural Gas | [13 empty] | 0.011 | 0.011 | 0.011 | 0.011 | [11 empty] | Lax Arpt | 100 | Lax Arpt | 100
natural gas peaker | Central Utilities Plant LAX 2 | 58258_G_GEN2 | 58258 | G | GEN2 |  | Combustion Turbine |  | WEC_LADW | California | 6 | Los Angeles | 37 | 06037 | 4.2 | 8700 | 2015 | 9999 |  |  | Y | Natural Gas | [13 empty] | 0.011 | 0.011 | 0.011 | 0.011 | [11 empty] | Lax Arpt | 100 | Lax Arpt | 100
natural gas combined cycle | Brunswick County Power Station | 58260_G_CT01 | 58260 | G | CT01 | 90888 | Combined Cycle |  | PJM_Dom | Virginia | 51 | Brunswick | 25 | 51025 | 263.9 | 7063 | 2016 | 9999 |  |  | N | Natural Gas |  |  |  | DLNB | SCR | [8 empty] | 0.0060056 | 0.0060056 | 0.0060056 | 0.0060056 | [11 empty] | Dominion Virginia Power | 100 | Dominion Energy Inc | 100
natural gas combined cycle | Brunswick County Power Station | 58260_G_CT02 | 58260 | G | CT02 | 90889 | Combined Cycle |  | PJM_Dom | Virginia | 51 | Brunswick | 25 | 51025 | 263.9 | 7063 | 2016 | 9999 |  |  | N | Natural Gas |  |  |  | DLNB | SCR | [8 empty] | 0.0060056 | 0.0060056 | 0.0060056 | 0.0060056 | [11 empty] | Dominion Virginia Power | 100 | Dominion Energy Inc | 100
natural gas combined cycle | Brunswick County Power Station | 58260_G_CT03 | 58260 | G | CT03 | 90890 | Combined Cycle |  | PJM_Dom | Virginia | 51 | Brunswick | 25 | 51025 | 263.9 | 7063 | 2016 | 9999 |  |  | N | Natural Gas |  |  |  | DLNB | SCR | [8 empty] | 0.0060056 | 0.0060056 | 0.0060056 | 0.0060056 | [11 empty] | Dominion Virginia Power | 100 | Dominion Energy Inc | 100
natural gas combined cycle | Brunswick County Power Station | 58260_G_ST01 | 58260 | G | ST01 | 90888 | Combined Cycle |  | PJM_Dom | Virginia | 51 | Brunswick | 25 | 51025 | 579.4 | 7063 | 2016 | 9999 | other |  | N | Natural Gas |  |  |  | LNB | SCR | [8 empty] | 0.0060056 | 0.0060056 | 0.0060056 | 0.0060056 | [11 empty] | Dominion Virginia Power | 100 | Dominion Energy Inc | 100
solar pv | FAA NorCal TRACON | 58261_G_1 | 58261 | G | 1 |  | Solar PV |  | WEC_BANC | California | 6 | Sacramento | 67 | 06067 | 1 | 0 | 2012 | 9999 |  |  | N | Solar | [13 empty] | 0 | 0 | 0 | 0 | [11 empty] | Enfinity Norcal 1 Faa LLC | 100 | SunEdison | 100
solar pv | Badger 1 | 58262_G_1 | 58262 | G | 1 |  | Solar PV |  | WECC_AZ | Arizona | 4 | Maricopa | 13 | 04013 | 14.8 | 0 | 2013 | 9999 |  |  | N | Solar | [13 empty] | 0 | 0 | 0 | 0 | [11 empty] | Desert Sky Solar LLC | 100 | Public Service Enterprise Group Inc | 100
natural gas peaker | Port Westward Unit 2 | 58266_G_1 | 58266 | G | 1 |  | Combustion Turbine | IC Engine | WECC_PNW | Oregon | 41 | Columbia | 9 | 41009 | 18.7 | 10745 | 2014 | 9999 |  |  | N | Natural Gas | [13 empty] | 1.061 | 1.061 | 1.061 | 1.061 | [11 empty] | Portland General Electric Co | 100 | Portland General Electric Co | 100
natural gas peaker | Port Westward Unit 2 | 58266_G_10 | 58266 | G | 10 |  | Combustion Turbine | IC Engine | WECC_PNW | Oregon | 41 | Columbia | 9 | 41009 | 18.7 | 10745 | 2014 | 9999 |  |  | N | Natural Gas | [13 empty] | 1.061 | 1.061 | 1.061 | 1.061 | [11 empty] | Portland General Electric Co | 100 | Portland General Electric Co | 100
natural gas peaker | Port Westward Unit 2 | 58266_G_11 | 58266 | G | 11 |  | Combustion Turbine | IC Engine | WECC_PNW | Oregon | 41 | Columbia | 9 | 41009 | 18.7 | 10745 | 2014 | 9999 |  |  | N | Natural Gas | [13 empty] | 1.061 | 1.061 | 1.061 | 1.061 | [11 empty] | Portland General Electric Co | 100 | Portland General Electric Co | 100
natural gas peaker | Port Westward Unit 2 | 58266_G_12 | 58266 | G | 12 |  | Combustion Turbine | IC Engine | WECC_PNW | Oregon | 41 | Columbia | 9 | 41009 | 18.7 | 10745 | 2014 | 9999 |  |  | N | Natural Gas | [13 empty] | 1.061 | 1.061 | 1.061 | 1.061 | [11 empty] | Portland General Electric Co | 100 | Portland General Electric Co | 100
natural gas peaker | Port Westward Unit 2 | 58266_G_2 | 58266 | G | 2 |  | Combustion Turbine | IC Engine | WECC_PNW | Oregon | 41 | Columbia | 9 | 41009 | 18.7 | 10745 | 2014 | 9999 |  |  | N | Natural Gas | [13 empty] | 1.061 | 1.061 | 1.061 | 1.061 | [11 empty] | Portland General Electric Co | 100 | Portland General Electric Co | 100
natural gas peaker | Port Westward Unit 2 | 58266_G_3 | 58266 | G | 3 |  | Combustion Turbine | IC Engine | WECC_PNW | Oregon | 41 | Columbia | 9 | 41009 | 18.7 | 10745 | 2014 | 9999 |  |  | N | Natural Gas | [13 empty] | 1.061 | 1.061 | 1.061 | 1.061 | [11 empty] | Portland General Electric Co | 100 | Portland General Electric Co | 100
natural gas peaker | Port Westward Unit 2 | 58266_G_4 | 58266 | G | 4 |  | Combustion Turbine | IC Engine | WECC_PNW | Oregon | 41 | Columbia | 9 | 41009 | 18.7 | 10745 | 2014 | 9999 |  |  | N | Natural Gas | [13 empty] | 1.061 | 1.061 | 1.061 | 1.061 | [11 empty] | Portland General Electric Co | 100 | Portland General Electric Co | 100
natural gas peaker | Port Westward Unit 2 | 58266_G_5 | 58266 | G | 5 |  | Combustion Turbine | IC Engine | WECC_PNW | Oregon | 41 | Columbia | 9 | 41009 | 18.7 | 10745 | 2014 | 9999 |  |  | N | Natural Gas | [13 empty] | 1.061 | 1.061 | 1.061 | 1.061 | [11 empty] | Portland General Electric Co | 100 | Portland General Electric Co | 100
natural gas peaker | Port Westward Unit 2 | 58266_G_6 | 58266 | G | 6 |  | Combustion Turbine | IC Engine | WECC_PNW | Oregon | 41 | Columbia | 9 | 41009 | 18.7 | 10745 | 2014 | 9999 |  |  | N | Natural Gas | [13 empty] | 1.061 | 1.061 | 1.061 | 1.061 | [11 empty] | Portland General Electric Co | 100 | Portland General Electric Co | 100
natural gas peaker | Port Westward Unit 2 | 58266_G_7 | 58266 | G | 7 |  | Combustion Turbine | IC Engine | WECC_PNW | Oregon | 41 | Columbia | 9 | 41009 | 18.7 | 10745 | 2014 | 9999 |  |  | N | Natural Gas | [13 empty] | 1.061 | 1.061 | 1.061 | 1.061 | [11 empty] | Portland General Electric Co | 100 | Portland General Electric Co | 100
natural gas peaker | Port Westward Unit 2 | 58266_G_8 | 58266 | G | 8 |  | Combustion Turbine | IC Engine | WECC_PNW | Oregon | 41 | Columbia | 9 | 41009 | 18.7 | 10745 | 2014 | 9999 |  |  | N | Natural Gas | [13 empty] | 1.061 | 1.061 | 1.061 | 1.061 | [11 empty] | Portland General Electric Co | 100 | Portland General Electric Co | 100
natural gas peaker | Port Westward Unit 2 | 58266_G_9 | 58266 | G | 9 |  | Combustion Turbine | IC Engine | WECC_PNW | Oregon | 41 | Columbia | 9 | 41009 | 18.7 | 10745 | 2015 | 9999 |  |  | N | Natural Gas | [13 empty] | 1.061 | 1.061 | 1.061 | 1.061 | [11 empty] | Portland General Electric Co | 100 | Portland General Electric Co | 100
natural gas peaker | Bay View Backup Power Facility | 58269_G_G1 | 58269 | G | G1 |  | Combustion Turbine | IC Engine | PJM_ATSI | Ohio | 39 | Lucas | 95 | 39095 | 2 | 10938 | 2007 | 9999 |  |  | N | Distillate Fuel Oil | [13 empty] | 3.983 | 3.983 | 3.983 | 3.983 | [11 empty] | Toledo (OH) (City of) | 100 | Toledo (OH) (City of) | 100
natural gas peaker | Bay View Backup Power Facility | 58269_G_G2 | 58269 | G | G2 |  | Combustion Turbine | IC Engine | PJM_ATSI | Ohio | 39 | Lucas | 95 | 39095 | 2 | 10950 | 2007 | 9999 |  |  | N | Natural Gas | [13 empty] | 0.31652 | 0.31652 | 0.31652 | 0.31652 | [11 empty] | Toledo (OH) (City of) | 100 | Toledo (OH) (City of) | 100
natural gas peaker | Bay View Backup Power Facility | 58269_G_G3 | 58269 | G | G3 |  | Combustion Turbine | IC Engine | PJM_ATSI | Ohio | 39 | Lucas | 95 | 39095 | 2 | 10950 | 2007 | 9999 |  |  | N | Natural Gas | [13 empty] | 0.24854 | 0.24854 | 0.24854 | 0.24854 | [11 empty] | Toledo (OH) (City of) | 100 | Toledo (OH) (City of) | 100
natural gas peaker | Bay View Backup Power Facility | 58269_G_G4 | 58269 | G | G4 |  | Combustion Turbine | IC Engine | PJM_ATSI | Ohio | 39 | Lucas | 95 | 39095 | 2 | 10950 | 2007 | 9999 |  |  | N | Natural Gas | [13 empty] | 0.89857 | 0.89857 | 0.89857 | 0.89857 | [11 empty] | Toledo (OH) (City of) | 100 | Toledo (OH) (City of) | 100
natural gas peaker | Bay View Backup Power Facility | 58269_G_G5 | 58269 | G | G5 |  | Combustion Turbine | IC Engine | PJM_ATSI | Ohio | 39 | Lucas | 95 | 39095 | 2 | 10950 | 2007 | 9999 |  |  | N | Natural Gas | [13 empty] | 0.48433 | 0.48433 | 0.48433 | 0.48433 | [11 empty] | Toledo (OH) (City of) | 100 | Toledo (OH) (City of) | 100
natural gas peaker | Bay View Backup Power Facility | 58269_G_G6 | 58269 | G | G6 |  | Combustion Turbine | IC Engine | PJM_ATSI | Ohio | 39 | Lucas | 95 | 39095 | 2 | 10950 | 2007 | 9999 |  |  | N | Natural Gas | [13 empty] | 0.50345 | 0.50345 | 0.50345 | 0.50345 | [11 empty] | Toledo (OH) (City of) | 100 | Toledo (OH) (City of) | 100
solar pv | Acushnet AD Makepeace | 58270_G_1 | 58270 | G | 1 |  | Solar PV |  | NENGREST | Massachusetts | 25 | Plymouth | 23 | 25023 | 4.7 | 0 | 2012 | 9999 |  |  | N | Solar | [13 empty] | 0 | 0 | 0 | 0 | [11 empty] | GLC (MA) Acushnet LLC | 100 | US Bancorp | 100
solar pv | Acushnet Hawes Reed Road | 58271_G_1 | 58271 | G | 1 |  | Solar PV |  | NENGREST | Massachusetts | 25 | Bristol | 5 | 25005 | 1 | 0 | 2012 | 9999 |  |  | N | Solar | [13 empty] | 0 | 0 | 0 | 0 | [11 empty] | GLC (MA) Acushnet LLC | 100 | US Bancorp | 100
solar pv | Easthampton Landfill-City of Easthampton | 58272_G_1 | 58272 | G | 1 |  | Solar PV |  | NENGREST | Massachusetts | 25 | Hampshire | 15 | 25015 | 1.9 | 0 | 2012 | 9999 |  |  | N | Solar | [13 empty] | 0 | 0 | 0 | 0 | [11 empty] | GLC (MA) Easthampton LLC | 100 | Green Lake Capital LLC | 100
solar pv | South Robeson Farm | 58273_G_SROB | 58273 | G | SROB |  | Solar PV |  | S_VACA | North Carolina | 37 | Robeson | 155 | 37155 | 4.9 | 0 | 2012 | 9999 |  |  | N | Solar | [13 empty] | 0 | 0 | 0 | 0 | [11 empty] | South Robeson Farm LLC | 100 | South Robeson Farm LLC | 100
solar pv | Raeford Farm | 58274_G_RAEF | 58274 | G | RAEF |  | Solar PV |  | S_VACA | North Carolina | 37 | Hoke | 93 | 37093 | 4.9 | 0 | 2012 | 9999 |  |  | N | Solar | [13 empty] | 0 | 0 | 0 | 0 | [11 empty] | Raeford Farm LLC | 100 | Raeford Farm LLC | 100
solar pv | Mass Midstate Solar 3 | 58275_G_1 | 58275 | G | 1 |  | Solar PV |  | NENGREST | Massachusetts | 25 | Worcester | 27 | 25027 | 4 | 0 | 2014 | 9999 |  |  | N | Solar | [13 empty] | 0 | 0 | 0 | 0 | [11 empty] | Mass Midstate Solar 3 LLC | 100 | Brookfield Asset Management Inc | 100
solar pv | Mass Midstate Solar 2 | 58276_G_1 | 58276 | G | 1 |  | Solar PV |  | NENGREST | Massachusetts | 25 | Worcester | 27 | 25027 | 5 | 0 | 2014 | 9999 |  |  | N | Solar | [13 empty] | 0 | 0 | 0 | 0 | [11 empty] | Mass Midstate Solar 2 LLC | 100 | Brookfield Asset Management Inc | 100
solar pv | Mass Midstate Solar 1 | 58279_G_1 | 58279 | G | 1 |  | Solar PV |  | NENGREST | Massachusetts | 25 | Worcester | 27 | 25027 | 5 | 0 | 2014 | 9999 |  |  | N | Solar | [13 empty] | 0 | 0 | 0 | 0 | [11 empty] | Mass Midstate Solar 1 LLC | 100 | Brookfield Asset Management Inc | 100
solar pv | Millbury Solar | 58280_G_1 | 58280 | G | 1 |  | Solar PV |  | NENGREST | Massachusetts | 25 | Worcester | 27 | 25027 | 3 | 0 | 2014 | 9999 |  |  | N | Solar | [13 empty] | 0 | 0 | 0 | 0 | [11 empty] | Millbury Solar LLC | 100 | Brookfield Asset Management Inc | 100
solar pv | Leicester One MA Solar LLC | 58282_G_1 | 58282 | G | 1 |  | Solar PV |  | NENGREST | Massachusetts | 25 | Worcester | 27 | 25027 | 6 | 0 | 2015 | 9999 |  |  | N | Solar | [13 empty] | 0 | 0 | 0 | 0 | [11 empty] | Leicester One MA Solar LLC | 100 | Sunray Power LLC | 100
solar pv | Freetown Solar | 58283_G_1 | 58283 | G | 1 |  | Solar PV |  | NENGREST | Massachusetts | 25 | Bristol | 5 | 25005 | 4.5 | 0 | 2015 | 9999 |  |  | N | Solar | [13 empty] | 0 | 0 | 0 | 0 | [11 empty] | Freetown Solar LLC | 100 | Poweradvocate LLC | 100
natural gas peaker | La Luz Energy Center | 58284_G_0001 | 58284 | G | 0001 | 90843 | Combustion Turbine |  | WECC_NM | New Mexico | 35 | Valencia | 61 | 35061 | 41 | 11625 | 2015 | 9999 |  |  | N | Natural Gas |  |  |  | DLNB | SCR | [8 empty] | 0.01183 | 0.01183 | 0.01183 | 0.01183 | [11 empty] | Public Service Co of New Mexico | 100 | PNM Resources Inc | 100
solar pv | Venable Solar 1 | 58289_G_VNPV | 58289 | G | VNPV |  | Solar PV |  | WECC_SCE | California | 6 | Riverside | 65 | 06065 | 1.5 | 0 | 2015 | 9999 |  |  | N | Solar | [13 empty] | 0 | 0 | 0 | 0 | [11 empty] | Venable Solar LLC | 100 | NextEra Energy Inc | 100
solar pv | Venable Solar 2 | 58290_G_VSPV | 58290 | G | VSPV |  | Solar PV |  | WECC_SCE | California | 6 | Riverside | 65 | 06065 | 1.5 | 0 | 2015 | 9999 |  |  | N | Solar | [13 empty] | 0 | 0 | 0 | 0 | [11 empty] | Venable Solar LLC | 100 | NextEra Energy Inc | 100
solar pv | Jewish Community Center PV | 58292_G_JCC | 58292 | G | JCC |  | Solar PV |  | WECC_AZ | Arizona | 4 | Maricopa | 13 | 04013 | 1.1 | 0 | 2012 | 9999 |  |  | N | Solar | [13 empty] | 0 | 0 | 0 | 0 | [11 empty] | Scottsdale Solar Holdings LLC | 100 | Main Street Power Co Inc | 100
solar pv | Paradise Valley H.S. PV | 58293_G_PVH | 58293 | G | PVH |  | Solar PV |  | WECC_AZ | Arizona | 4 | Maricopa | 13 | 04013 | 1.3 | 0 | 2013 | 9999 |  |  | N | Solar | [13 empty] | 0 | 0 | 0 | 0 | [11 empty] | AZ Solar 1 LLC | 100 | Global Atlantic Financial Group | 100
0 | Roll Delano 2 | 58296_G_ROL6 | 58296 | G | ROL6 |  | Fuel Cell |  | WECC_SCE | California | 6 | Kern | 29 | 06029 | 1 | 7669 | 2012 | 9999 |  |  | N | Natural Gas | [13 empty] | 0 | 0 | 0 | 0 | [11 empty] | Roll Global Inc | 100 | Roll Global Inc | 100
0 | Roll Delano | 58297_G_ROL4 | 58297 | G | ROL4 |  | Fuel Cell |  | WECC_SCE | California | 6 | Kern | 29 | 06029 | 1 | 7336 | 2012 | 9999 |  |  | N | Natural Gas | [13 empty] | 0 | 0 | 0 | 0 | [11 empty] | Roll Global Inc | 100 | Roll Global Inc | 100
0 | Roll Lost Hills | 58298_G_ROL3 | 58298 | G | ROL3 |  | Fuel Cell |  | WECC_SCE | California | 6 | Kern | 29 | 06029 | 1 | 7480 | 2012 | 9999 |  |  | N | Natural Gas | [13 empty] | 0 | 0 | 0 | 0 | [11 empty] | Roll Global Inc | 100 | Roll Global Inc | 100
0 | Honda Torrance | 58300_G_HON | 58300 | G | HON |  | Fuel Cell |  | WEC_LADW | California | 6 | Los Angeles | 37 | 06037 | 1 | 7595 | 2012 | 9999 |  |  | N | Natural Gas | [13 empty] | 0 | 0 | 0 | 0 | [11 empty] | Honda of America Manufacturing Inc | 100 | Honda Motor Co Ltd | 100
0 | Juniper Networks Sunnyvale | 58301_G_JPR | 58301 | G | JPR |  | Fuel Cell |  | WEC_CALN | California | 6 | Santa Clara | 85 | 06085 | 1 | 7248 | 2012 | 9999 |  |  | N | Natural Gas | [13 empty] | 0 | 0 | 0 | 0 | [11 empty] | Juniper Networks Inc | 100 | Juniper Networks Inc | 100
0 | Life Technologies Carlsbad | 58302_G_LFT | 58302 | G | LFT |  | Fuel Cell |  | WEC_SDGE | California | 6 | San Diego | 73 | 06073 | 1 | 7356 | 2012 | 9999 |  |  | N | Natural Gas | [13 empty] | 0 | 0 | 0 | 0 | [11 empty] | Life Technologies Corp | 100 | Life Technologies Corp | 100
0 | Taylor Farms Salinas | 58303_G_TLR | 58303 | G | TLR |  | Fuel Cell |  | WEC_CALN | California | 6 | Monterey | 53 | 06053 | 1 | 7324 | 2012 | 9999 |  |  | N | Natural Gas | [13 empty] | 0 | 0 | 0 | 0 | [11 empty] | Taylor Fresh Foods Inc | 100 | Taylor Fresh Foods Inc | 100
solar pv | Kingsburg Solar | 58304_G_1 | 58304 | G | 1 |  | Solar PV |  | WECC_SCE | California | 6 | Tulare | 107 | 06107 | 1.5 | 0 | 2013 | 9999 |  |  | N | Solar | [13 empty] | 0 | 0 | 0 | 0 | [11 empty] | Tulare PV II LLC | 100 | Immodo Group | 100
solar pv | Kingsburg Solar | 58304_G_2 | 58304 | G | 2 |  | Solar PV |  | WECC_SCE | California | 6 | Tulare | 107 | 06107 | 1.5 | 0 | 2013 | 9999 |  |  | N | Solar | [13 empty] | 0 | 0 | 0 | 0 | [11 empty] | Tulare PV II LLC | 100 | Immodo Group | 100
solar pv | Kingsburg Solar | 58304_G_3 | 58304 | G | 3 |  | Solar PV |  | WECC_SCE | California | 6 | Tulare | 107 | 06107 | 0.7 | 0 | 2013 | 9999 |  |  | N | Solar | [13 empty] | 0 | 0 | 0 | 0 | [11 empty] | Tulare PV II LLC | 100 | Immodo Group | 100
solar pv | PCIP Solar | 58305_G_PCIP | 58305 | G | PCIP |  | Solar PV |  | S_VACA | North Carolina | 37 | Person | 145 | 37145 | 1 | 0 | 2011 | 9999 |  |  | N | Solar | [13 empty] | 0 | 0 | 0 | 0 | [11 empty] | Pcip Solar LLC | 100 | Gehrlicher Solar America Corp | 100
solar pv | Exeter Solar | 58306_G_1 | 58306 | G | 1 |  | Solar PV |  | WECC_SCE | California | 6 | Tulare | 107 | 06107 | 1 | 0 | 2014 | 9999 |  |  | N | Solar | [13 empty] | 0 | 0 | 0 | 0 | [11 empty] | Tulare PV 1 LLC | 100 | Immodo Group | 100
solar pv | Exeter Solar | 58306_G_2 | 58306 | G | 2 |  | Solar PV |  | WECC_SCE | California | 6 | Tulare | 107 | 06107 | 1 | 0 | 2014 | 9999 |  |  | N | Solar | [13 empty] | 0 | 0 | 0 | 0 | [11 empty] | Tulare PV 1 LLC | 100 | Immodo Group | 100
solar pv | Exeter Solar | 58306_G_3 | 58306 | G | 3 |  | Solar PV |  | WECC_SCE | California | 6 | Tulare | 107 | 06107 | 1.5 | 0 | 2014 | 9999 |  |  | N | Solar | [13 empty] | 0 | 0 | 0 | 0 | [11 empty] | Tulare PV 1 LLC | 100 | Immodo Group | 100
solar pv | Ivanhoe Solar | 58307_G_1 | 58307 | G | 1 |  | Solar PV |  | WECC_SCE | California | 6 | Tulare | 107 | 06107 | 1.5 | 0 | 2014 | 9999 |  |  | N | Solar | [13 empty] | 0 | 0 | 0 | 0 | [11 empty] | Tulare PV 1 LLC | 100 | Immodo Group | 100
solar pv | Ivanhoe Solar | 58307_G_2 | 58307 | G | 2 |  | Solar PV |  | WECC_SCE | California | 6 | Tulare | 107 | 06107 | 0.5 | 0 | 2014 | 9999 |  |  | N | Solar | [13 empty] | 0 | 0 | 0 | 0 | [11 empty] | Tulare PV 1 LLC | 100 | Immodo Group | 100
solar pv | Ivanhoe Solar | 58307_G_3 | 58307 | G | 3 |  | Solar PV |  | WECC_SCE | California | 6 | Tulare | 107 | 06107 | 1.5 | 0 | 2014 | 9999 |  |  | N | Solar | [13 empty] | 0 | 0 | 0 | 0 | [11 empty] | Tulare PV 1 LLC | 100 | Immodo Group | 100
solar pv | Lindsay Solar | 58308_G_1 | 58308 | G | 1 |  | Solar PV |  | WECC_SCE | California | 6 | Tulare | 107 | 06107 | 1.5 | 0 | 2014 | 9999 |  |  | N | Solar | [13 empty] | 0 | 0 | 0 | 0 | [11 empty] | Tulare PV 1 LLC | 100 | Immodo Group | 100
solar pv | Lindsay Solar | 58308_G_3 | 58308 | G | 3 |  | Solar PV |  | WECC_SCE | California | 6 | Tulare | 107 | 06107 | 1.5 | 0 | 2014 | 9999 |  |  | N | Solar | [13 empty] | 0 | 0 | 0 | 0 | [11 empty] | Tulare PV 1 LLC | 100 | Immodo Group | 100
solar pv | Lindsay Solar | 58308_G_4 | 58308 | G | 4 |  | Solar PV |  | WECC_SCE | California | 6 | Tulare | 107 | 06107 | 1 | 0 | 2014 | 9999 |  |  | N | Solar | [13 empty] | 0 | 0 | 0 | 0 | [11 empty] | Tulare PV 1 LLC | 100 | Immodo Group | 100
solar pv | Porterville Solar | 58309_G_1 | 58309 | G | 1 |  | Solar PV |  | WECC_SCE | California | 6 | Tulare | 107 | 06107 | 1 | 0 | 2014 | 9999 |  |  | N | Solar | [13 empty] | 0 | 0 | 0 | 0 | [11 empty] | Tulare PV 1 LLC | 100 | Immodo Group | 100
solar pv | Porterville Solar | 58309_G_2 | 58309 | G | 2 |  | Solar PV |  | WECC_SCE | California | 6 | Tulare | 107 | 06107 | 1 | 0 | 2014 | 9999 |  |  | N | Solar | [13 empty] | 0 | 0 | 0 | 0 | [11 empty] | Tulare PV 1 LLC | 100 | Immodo Group | 100
solar pv | Porterville Solar | 58309_G_5 | 58309 | G | 5 |  | Solar PV |  | WECC_SCE | California | 6 | Tulare | 107 | 06107 | 1.5 | 0 | 2014 | 9999 |  |  | N | Solar | [13 empty] | 0 | 0 | 0 | 0 | [11 empty] | Tulare PV 1 LLC | 100 | Immodo Group | 100
municipal solid waste | Lake Charles Plant | 58310_B_B-1 | 58310 | B | B-1 |  | Non-Fossil Waste |  | MIS_WOTA | Louisiana | 22 | Calcasieu | 19 | 22019 | 28 | 11084 | 2012 | 9999 |  |  | N | Non-Fossil Waste | Dry Scrubber | 2013 | 0.9 |  |  |  |  | B | NA |  |  |  |  | 0 | 0 | 0 | 0 | [11 empty] | Rain CII Carbon LLC | 100 | Rain CII Carbon LLC | 100
solar pv | Chadbourn Farm | 58311_G_1 | 58311 | G | 1 |  | Solar PV |  | S_VACA | North Carolina | 37 | Columbus | 47 | 37047 | 5 | 0 | 2012 | 9999 |  |  | N | Solar | [13 empty] | 0 | 0 | 0 | 0 | [11 empty] | Chadbourne Farm LLC | 100 | Strata Solar LLC | 100
solar pv | Warrenton Farm | 58312_G_1 | 58312 | G | 1 |  | Solar PV |  | S_VACA | North Carolina | 37 | Warren | 185 | 37185 | 4 | 0 | 2012 | 9999 |  |  | N | Solar | [13 empty] | 0 | 0 | 0 | 0 | [11 empty] | Warrenton Farm LLC | 100 | Strata Solar LLC | 100
solar pv | Mocksville Farm | 58313_G_1 | 58313 | G | 1 |  | Solar PV |  | S_VACA | North Carolina | 37 | Davie | 59 | 37059 | 5 | 0 | 2012 | 9999 |  |  | N | Solar | [13 empty] | 0 | 0 | 0 | 0 | [11 empty] | Mocksville Farm LLC | 100 | Mocksville Farm LLC | 100
solar pv | Belwood Farm | 58314_G_1 | 58314 | G | 1 |  | Solar PV |  | S_VACA | North Carolina | 37 | Cleveland | 45 | 37045 | 4 | 0 | 2012 | 9999 |  |  | N | Solar | [13 empty] | 0 | 0 | 0 | 0 | [11 empty] | Belwood Farm LLC | 100 | Strata Solar LLC | 100
solar pv | Arndt Farm | 58315_G_1 | 58315 | G | 1 |  | Solar PV |  | S_VACA | North Carolina | 37 | Catawba | 35 | 37035 | 5 | 0 | 2012 | 9999 |  |  | N | Solar | [13 empty] | 0 | 0 | 0 | 0 | [11 empty] | Arndt Farm LLC | 100 | Strata Solar LLC | 100
solar pv | Railroad Farm | 58316_G_1 | 58316 | G | 1 |  | Solar PV |  | S_VACA | North Carolina | 37 | Robeson | 155 | 37155 | 5 | 0 | 2012 | 9999 |  |  | N | Solar | [13 empty] | 0 | 0 | 0 | 0 | [11 empty] | Railroad Farm LLC | 100 | Railroad Farm LLC | 100
solar pv | Watts Farm | 58317_G_1 | 58317 | G | 1 |  | Solar PV |  | S_VACA | North Carolina | 37 | Robeson | 155 | 37155 | 5 | 0 | 2012 | 9999 |  |  | N | Solar | [13 empty] | 0 | 0 | 0 | 0 | [11 empty] | Watts Farm LLC | 100 | Watts Farm LLC | 100
solar pv | Farrington Farm | 58318_G_1 | 58318 | G | 1 |  | Solar PV |  | S_VACA | North Carolina | 37 | Chatham | 37 | 37037 | 1 | 0 | 2012 | 9999 |  |  | N | Solar | [13 empty] | 0 | 0 | 0 | 0 | [11 empty] | NC Renewable Investor 1 LLC | 100 | NC Renewable Investor 1 LLC | 100
geothermal | Patua Acquisition Project, LLC | 58319_G_1 | 58319 | G | 1 |  | Geothermal |  | WECC_NNV | Nevada | 32 | Churchill | 1 | 32001 | 10 | 9771 | 2013 | 9999 |  |  | N | Geothermal | [13 empty] | 0 | 0 | 0 | 0 | 0.4563 | 0.4563 | 0.4563 | [8 empty] | Patua Acquisition Co LLC | 100 | Gradient Resources Inc | 100
geothermal | Patua Acquisition Project, LLC | 58319_G_3 | 58319 | G | 3 |  | Geothermal |  | WECC_NNV | Nevada | 32 | Churchill | 1 | 32001 | 10 | 9771 | 2013 | 9999 |  |  | N | Geothermal | [13 empty] | 0 | 0 | 0 | 0 | 0.4563 | 0.4563 | 0.4563 | [8 empty] | Patua Acquisition Co LLC | 100 | Gradient Resources Inc | 100
geothermal | Patua Acquisition Project, LLC | 58319_G_5 | 58319 | G | 5 |  | Geothermal |  | WECC_NNV | Nevada | 32 | Churchill | 1 | 32001 | 10 | 9771 | 2013 | 9999 |  |  | N | Geothermal | [13 empty] | 0 | 0 | 0 | 0 | 0.4563 | 0.4563 | 0.4563 | [8 empty] | Patua Acquisition Co LLC | 100 | Gradient Resources Inc | 100
solar pv | Patua Acquisition Project, LLC | 58319_G_PV-01 | 58319 | G | PV-01 |  | Solar PV |  | WECC_NNV | Nevada | 32 | Churchill | 1 | 32001 | 10.6 | 0 | 2017 | 9999 |  |  | N | Solar | [13 empty] | 0 | 0 | 0 | 0 | [11 empty] | Gradient Resources | 100 | Gradient Resources Inc | 100
biomass | G2 Energy Hay Rd | 58320_G_362 | 58320 | G | 362 |  | Landfill Gas |  | WEC_CALN | California | 6 | Solano | 95 | 06095 | 1.5 | 13500 | 2013 | 9999 |  |  | N | Landfill Gas | [13 empty] | 0.10706 | 0.10706 | 0.10706 | 0.10706 | [11 empty] | G2 Energy Hay Road LLC | 100 | FORTISTAR | 100
onshore wind | Goldthwaite Wind Energy Facility | 58321_G_1 | 58321 | G | 1 |  | Onshore Wind |  | ERC_REST | Texas | 48 | Mills | 333 | 48333 | 150 | 0 | 2013 | 9999 |  |  | N | Wind | [13 empty] | 0 | 0 | 0 | 0 | [11 empty] | Goldthwaite Wind Energy LLC | 100 | Invenergy LLC | 100
onshore wind | Prairie Breeze | 58322_G_1 | 58322 | G | 1 |  | Onshore Wind |  | SPP_NEBR | Nebraska | 31 | Antelope | 3 | 31003 | 206.5 | 0 | 2014 | 9999 |  |  | N | Wind | [13 empty] | 0 | 0 | 0 | 0 | [11 empty] | Prairie Breeze Wind Energy LLC | 100 | Brookfield Asset Management Inc | 100
solar pv | Shannon Farm | 58323_G_1 | 58323 | G | 1 |  | Solar PV |  | S_VACA | North Carolina | 37 | Robeson | 155 | 37155 | 5 | 0 | 2012 | 9999 |  |  | N | Solar | [13 empty] | 0 | 0 | 0 | 0 | [11 empty] | Shannon Farm LLC | 100 | Shannon Farm LLC | 100
onshore wind | Vansycle II Wind Energy Center | 58324_G_SIE23 | 58324 | G | SIE23 |  | Onshore Wind |  | WECC_PNW | Oregon | 41 | Umatilla | 59 | 41059 | 98.9 | 0 | 2009 | 9999 |  |  | N | Wind | [13 empty] | 0 | 0 | 0 | 0 | [11 empty] | FPL Energy Stateline II Inc | 100 | NextEra Energy Inc | 100
natural gas peaker | Charles D. Lamb Energy Center | 58325_G_1 | 58325 | G | 1 | 90933 | Combustion Turbine |  | SPP_WEST | Oklahoma | 40 | Kay | 71 | 40071 | 122 | 13086 | 2015 | 9999 |  |  | N | Natural Gas | [13 empty] | 0.03606 | 0.03606 | 0.03606 | 0.03606 | [11 empty] | Oklahoma Municipal Power Authority | 100 | Oklahoma Municipal Power Authority | 100
municipal solid waste | PWD Northeast WPCP Biogas Cogen Plant | 58326_G_NBG1 | 58326 | G | NBG1 |  | Non-Fossil Waste |  | PJM_EMAC | Pennsylvania | 42 | Philadelphia | 101 | 42101 | 1.4 | 9526 | 2013 | 9999 |  |  | Y | Non-Fossil Waste | [13 empty] | 0 | 0 | 0 | 0 | [11 empty] | Ameresco Inc | 100 | Ameresco Inc | 100
municipal solid waste | PWD Northeast WPCP Biogas Cogen Plant | 58326_G_NBG2 | 58326 | G | NBG2 |  | Non-Fossil Waste |  | PJM_EMAC | Pennsylvania | 42 | Philadelphia | 101 | 42101 | 1.4 | 9526 | 2013 | 9999 |  |  | Y | Non-Fossil Waste | [13 empty] | 0 | 0 | 0 | 0 | [11 empty] | Ameresco Inc | 100 | Ameresco Inc | 100
municipal solid waste | PWD Northeast WPCP Biogas Cogen Plant | 58326_G_NBG3 | 58326 | G | NBG3 |  | Non-Fossil Waste |  | PJM_EMAC | Pennsylvania | 42 | Philadelphia | 101 | 42101 | 1.4 | 9526 | 2013 | 9999 |  |  | Y | Non-Fossil Waste | [13 empty] | 0 | 0 | 0 | 0 | [11 empty] | Ameresco Inc | 100 | Ameresco Inc | 100
municipal solid waste | PWD Northeast WPCP Biogas Cogen Plant | 58326_G_NBG4 | 58326 | G | NBG4 |  | Non-Fossil Waste |  | PJM_EMAC | Pennsylvania | 42 | Philadelphia | 101 | 42101 | 1.4 | 9526 | 2013 | 9999 |  |  | Y | Non-Fossil Waste | [13 empty] | 0 | 0 | 0 | 0 | [11 empty] | Ameresco Inc | 100 | Ameresco Inc | 100
natural gas peaker | Bradley Energy Center | 58327_G_UNIT1 | 58327 | G | UNIT1 |  | Combustion Turbine | IC Engine | NENG_CT | Connecticut | 9 | Hartford | 3 | 09003 | 1.5 | 8700 | 2002 | 9999 |  |  | Y | Natural Gas | [13 empty] | 1.061 | 1.061 | 1.061 | 1.061 | [11 empty] | Ameresco Select Inc | 100 | Ameresco Inc | 100
natural gas peaker | Bradley Energy Center | 58327_G_UNIT2 | 58327 | G | UNIT2 |  | Combustion Turbine | IC Engine | NENG_CT | Connecticut | 9 | Hartford | 3 | 09003 | 1.2 | 8700 | 2002 | 9999 |  |  | Y | Natural Gas | [13 empty] | 1.061 | 1.061 | 1.061 | 1.061 | [11 empty] | Ameresco Select Inc | 100 | Ameresco Inc | 100
natural gas peaker | Bradley Energy Center | 58327_G_UNIT3 | 58327 | G | UNIT3 |  | Combustion Turbine | IC Engine | NENG_CT | Connecticut | 9 | Hartford | 3 | 09003 | 1.2 | 8700 | 2002 | 9999 |  |  | Y | Natural Gas | [13 empty] | 1.061 | 1.061 | 1.061 | 1.061 | [11 empty] | Ameresco Select Inc | 100 | Ameresco Inc | 100
natural gas peaker | Bradley Energy Center | 58327_G_UNIT4 | 58327 | G | UNIT4 |  | Combustion Turbine | IC Engine | NENG_CT | Connecticut | 9 | Hartford | 3 | 09003 | 1.9 | 8700 | 2010 | 9999 |  |  | Y | Natural Gas | [13 empty] | 1.061 | 1.061 | 1.061 | 1.061 | [11 empty] | Ameresco Select Inc | 100 | Ameresco Inc | 100
solar pv | UMMS at Pocomoke | 58329_G_PV1 | 58329 | G | PV1 |  | Solar PV |  | PJM_EMAC | Maryland | 24 | Somerset | 39 | 24039 | 2.8 | 0 | 2013 | 9999 |  |  | N | Solar | [13 empty] | 0 | 0 | 0 | 0 | [11 empty] | Constellation Solar Maryland II LLC | 100 | Exelon Corp | 100
solar pv | Haynes Farm | 58332_G_1 | 58332 | G | 1 |  | Solar PV |  | S_VACA | North Carolina | 37 | Lincoln | 109 | 37109 | 5 | 0 | 2013 | 9999 |  |  | N | Solar | [13 empty] | 0 | 0 | 0 | 0 | [11 empty] | Haynes Farm LLC | 100 | Strata Solar LLC | 100
solar pv | Lenoir Farm | 58333_G_1 | 58333 | G | 1 |  | Solar PV |  | S_VACA | North Carolina | 37 | Lenoir | 107 | 37107 | 5 | 0 | 2013 | 9999 |  |  | N | Solar | [13 empty] | 0 | 0 | 0 | 0 | [11 empty] | Lenoir Farm LLC | 100 | Strata Solar LLC | 100
solar pv | Lenoir Farm 2 | 58334_G_1 | 58334 | G | 1 |  | Solar PV |  | S_VACA | North Carolina | 37 | Lenoir | 107 | 37107 | 5 | 0 | 2013 | 9999 |  |  | N | Solar | [13 empty] | 0 | 0 | 0 | 0 | [11 empty] | Lenoir Farm 2 LLC | 100 | Strata Solar LLC | 100
solar pv | Marshville Farm | 58335_G_1 | 58335 | G | 1 |  | Solar PV |  | S_VACA | North Carolina | 37 | Union | 179 | 37179 | 5 | 0 | 2013 | 9999 |  |  | N | Solar | [13 empty] | 0 | 0 | 0 | 0 | [11 empty] | Marshville Farm LLC | 100 | Strata Solar LLC | 100
solar pv | Mile Farm | 58336_G_1 | 58336 | G | 1 |  | Solar PV |  | S_VACA | North Carolina | 37 | Durham | 63 | 37063 | 5 | 0 | 2014 | 9999 |  |  | N | Solar | [13 empty] | 0 | 0 | 0 | 0 | [11 empty] | Mile Farm LLC | 100 | Strata Solar LLC | 100
solar pv | Moore Solar Farm | 58337_G_1 | 58337 | G | 1 |  | Solar PV |  | S_VACA | North Carolina | 37 | Rockingham | 157 | 37157 | 5 | 0 | 2013 | 9999 |  |  | N | Solar | [13 empty] | 0 | 0 | 0 | 0 | [11 empty] | Moore Solar Farm LLC | 100 | Strata Solar LLC | 100
solar pv | Moorings Farm | 58338_G_1 | 58338 | G | 1 |  | Solar PV |  | S_VACA | North Carolina | 37 | Wayne | 191 | 37191 | 5 | 0 | 2013 | 9999 |  |  | N | Solar | [13 empty] | 0 | 0 | 0 | 0 | [11 empty] | Moorings Farm LLC | 100 | Strata Solar LLC | 100
solar pv | New Bern Farm | 58339_G_1 | 58339 | G | 1 |  | Solar PV |  | S_VACA | North Carolina | 37 | Craven | 49 | 37049 | 5 | 0 | 2014 | 9999 |  |  | N | Solar | [13 empty] | 0 | 0 | 0 | 0 | [11 empty] | New Bern Farm LLC | 100 | Strata Solar LLC | 100
solar pv | Roxboro Farm | 58340_G_1 | 58340 | G | 1 |  | Solar PV |  | S_VACA | North Carolina | 37 | Person | 145 | 37145 | 5 | 0 | 2014 | 9999 |  |  | N | Solar | [13 empty] | 0 | 0 | 0 | 0 | [11 empty] | Roxboro Farm LLC | 100 | Strata Solar LLC | 100
solar pv | White Cross Farm | 58341_G_1 | 58341 | G | 1 |  | Solar PV |  | S_VACA | North Carolina | 37 | Orange | 135 | 37135 | 5 | 0 | 2013 | 9999 |  |  | N | Solar | [13 empty] | 0 | 0 | 0 | 0 | [11 empty] | White Cross Farm LLC | 100 | Strata Solar LLC | 100
solar pv | Wilson Farm 1 | 58342_G_1 | 58342 | G | 1 |  | Solar PV |  | S_VACA | North Carolina | 37 | Wilson | 195 | 37195 | 5 | 0 | 2013 | 9999 |  |  | N | Solar | [13 empty] | 0 | 0 | 0 | 0 | [11 empty] | Wilson Farm 1 LLC | 100 | Strata Solar LLC | 100
solar pv | Yanceyville Farm | 58343_G_1 | 58343 | G | 1 |  | Solar PV |  | S_VACA | North Carolina | 37 | Caswell | 33 | 37033 | 5 | 0 | 2013 | 9999 |  |  | N | Solar | [13 empty] | 0 | 0 | 0 | 0 | [11 empty] | Yanceyville Farm LLC | 100 | Strata Solar LLC | 100
solar pv | AM Best Farm | 58344_G_1 | 58344 | G | 1 |  | Solar PV |  | S_VACA | North Carolina | 37 | Wayne | 191 | 37191 | 5 | 0 | 2013 | 9999 |  |  | N | Solar | [13 empty] | 0 | 0 | 0 | 0 | [11 empty] | Am Best Farm LLC | 100 | Am Best LLC | 100
solar pv | Mt Olive Farm 2 | 58345_G_1 | 58345 | G | 1 |  | Solar PV |  | S_VACA | North Carolina | 37 | Wayne | 191 | 37191 | 5 | 0 | 2013 | 9999 |  |  | N | Solar | [13 empty] | 0 | 0 | 0 | 0 | [11 empty] | Mt Olive Farm 2 LLC | 100 | Strata Solar LLC | 100
solar pv | Dibrell Farm | 58346_G_1 | 58346 | G | 1 |  | Solar PV |  | S_VACA | North Carolina | 37 | Rockingham | 157 | 37157 | 5 | 0 | 2013 | 9999 |  |  | N | Solar | [13 empty] | 0 | 0 | 0 | 0 | [11 empty] | Dibrell Farm LLC | 100 | Strata Solar LLC | 100
solar pv | Rock Farm | 58347_G_1 | 58347 | G | 1 |  | Solar PV |  | S_VACA | North Carolina | 37 | Richmond | 153 | 37153 | 5 | 0 | 2013 | 9999 |  |  | N | Solar | [13 empty] | 0 | 0 | 0 | 0 | [11 empty] | Rock Farm LLC | 100 | Strata Solar LLC | 100
solar pv | Two Lines Farm | 58348_G_1 | 58348 | G | 1 |  | Solar PV |  | S_VACA | North Carolina | 37 | Catawba | 35 | 37035 | 5 | 0 | 2013 | 9999 |  |  | N | Solar | [13 empty] | 0 | 0 | 0 | 0 | [11 empty] | Strata Solar Development LLC | 100 | Strata Solar LLC | 100
solar pv | Bolton Farm | 58349_G_1 | 58349 | G | 1 |  | Solar PV |  | S_VACA | North Carolina | 37 | Warren | 185 | 37185 | 5 | 0 | 2013 | 9999 |  |  | N | Solar | [13 empty] | 0 | 0 | 0 | 0 | [11 empty] | Bolton Farm LLC | 100 | Bolton Farm LLC | 100
solar pv | McCallum Farm | 58350_G_1 | 58350 | G | 1 |  | Solar PV |  | S_VACA | North Carolina | 37 | Robeson | 155 | 37155 | 5 | 0 | 2013 | 9999 |  |  | N | Solar | [13 empty] | 0 | 0 | 0 | 0 | [11 empty] | Solar Management Services LLC | 100 | Solar Management Services LLC | 100
onshore wind | Tuscola Bay Wind | 58351_G_GE16 | 58351 | G | GE16 |  | Onshore Wind |  | MIS_LMI | Michigan | 26 | Tuscola | 157 | 26157 | 120 | 0 | 2012 | 9999 |  |  | N | Wind | [13 empty] | 0 | 0 | 0 | 0 | [11 empty] | Tuscola Bay Wind LLC | 100 | NextEra Energy Inc | 100
biomass | McKinley Paper Co. - Washington Mill | 58352_B_B-11 | 58352 | B | B-11 |  | Biomass |  | WECC_PNW | Washington | 53 | Clallam | 9 | 53009 | 20 | 8707 | 2013 | 9999 |  |  | Y | Biomass |  |  |  | AA + NH3 | SNCR |  |  | ESPC | No |  |  |  |  | 0.13 | 0.13 | 0.13 | 0.13 | [11 empty] | McKinley Paper Co. - Washington Mill | 100 | McKinley Paper Co. - Washington Mill | 100
solar pv | Radiance Solar 4 | 58354_G_1 | 58354 | G | 1 |  | Solar PV |  | WEC_LADW | California | 6 | Los Angeles | 37 | 06037 | 1.5 | 0 | 2013 | 9999 |  |  | N | Solar | [13 empty] | 0 | 0 | 0 | 0 | [11 empty] | Radiance Solar 4 LLC | 100 | Eosol Energy SL | 100
solar pv | Radiance Solar 5 | 58355_G_1 | 58355 | G | 1 |  | Solar PV |  | WEC_LADW | California | 6 | Los Angeles | 37 | 06037 | 1.5 | 0 | 2013 | 9999 |  |  | N | Solar | [13 empty] | 0 | 0 | 0 | 0 | [11 empty] | Radiance Solar 5 LLC | 100 | Eosol Energy SL | 100
solar pv | The Lawrenceville School Solar Facility | 58356_G_TLS | 58356 | G | TLS |  | Solar PV |  | PJM_EMAC | New Jersey | 34 | Mercer | 21 | 34021 | 5.2 | 0 | 2012 | 9999 |  |  | N | Solar | [13 empty] | 0 | 0 | 0 | 0 | [11 empty] | CVI CleanCapital Solar 4 LLC | 100 | CleanCapital | 100
solar pv | Amazon | 58357_G_WR | 58357 | G | WR |  | Solar PV |  | PJM_EMAC | New Jersey | 34 | Middlesex | 23 | 34023 | 4.2 | 0 | 2011 | 9999 |  |  | N | Solar | [13 empty] | 0 | 0 | 0 | 0 | [11 empty] | CVI CleanCapital Solar 4 LLC | 100 | CleanCapital | 100
solar pv | North Jersey Media Group Solar Facility | 58358_G_NJMG | 58358 | G | NJMG |  | Solar PV |  | PJM_EMAC | New Jersey | 34 | Morris | 27 | 34027 | 4.1 | 0 | 2013 | 9999 |  |  | N | Solar | [13 empty] | 0 | 0 | 0 | 0 | [11 empty] | CVI CleanCapital Solar 4 LLC | 100 | CleanCapital | 100
solar pv | Corning Pharmaceutical Glass | 58359_G_GG | 58359 | G | GG |  | Solar PV |  | PJM_EMAC | New Jersey | 34 | Cumberland | 11 | 34011 | 2.3 | 0 | 2012 | 9999 |  |  | N | Solar | [13 empty] | 0 | 0 | 0 | 0 | [11 empty] | CVI CleanCapital Solar 4 LLC | 100 | CleanCapital | 100
solar pv | Atlantic Coast Freezers Solar Facility | 58360_G_ACF | 58360 | G | ACF |  | Solar PV |  | PJM_EMAC | New Jersey | 34 | Cumberland | 11 | 34011 | 2.2 | 0 | 2012 | 9999 |  |  | N | Solar | [13 empty] | 0 | 0 | 0 | 0 | [11 empty] | CVI CleanCapital Solar 4 LLC | 100 | CleanCapital | 100
solar pv | Williams-Sonoma Solar Facility | 58361_G_WS | 58361 | G | WS |  | Solar PV |  | PJM_EMAC | New Jersey | 34 | Middlesex | 23 | 34023 | 3 | 0 | 2011 | 9999 |  |  | N | Solar | [13 empty] | 0 | 0 | 0 | 0 | [11 empty] | CVI CleanCapital Solar 4 LLC | 100 | CleanCapital | 100
solar pv | Quittacas Pond Solar | 58362_G_QPMA | 58362 | G | QPMA |  | Solar PV |  | NENGREST | Massachusetts | 25 | Plymouth | 23 | 25023 | 3.5 | 0 | 2013 | 9999 |  |  | N | Solar | [13 empty] | 0 | 0 | 0 | 0 | [11 empty] | Consolidated Edison Solutions Inc | 100 | Consolidated Edison Inc | 100
onshore wind | Majestic II Wind | 58363_G_WND1 | 58363 | G | WND1 |  | Onshore Wind |  | SPP_SPS | Texas | 48 | Carson | 65 | 48065 | 79.6 | 0 | 2012 | 9999 |  |  | N | Wind | [13 empty] | 0 | 0 | 0 | 0 | [11 empty] | High Majestic Wind II LLC | 100 | NextEra Energy Inc | 100
0 | CJTS Energy Center | 58365_G_UNIT7 | 58365 | G | UNIT7 |  | Fuel Cell |  | NENG_CT | Connecticut | 9 | Middlesex | 7 | 09007 | 0.4 | 8508 | 2013 | 9999 |  |  | N | Natural Gas | [13 empty] | 0 | 0 | 0 | 0 | [11 empty] | Ameresco Select Inc | 100 | Ameresco Inc | 100
solar pv | Atwell Island | 58366_G_1 | 58366 | G | 1 |  | Solar PV |  | WECC_SCE | California | 6 | Tulare | 107 | 06107 | 20.2 | 0 | 2013 | 9999 |  |  | N | Solar | [13 empty] | 0 | 0 | 0 | 0 | [11 empty] | SPS Atwell Island LLC | 100 | SunEdison | 100
solar pv | Gridley Main | 58370_G_GEN1 | 58370 | G | GEN1 |  | Solar PV |  | WEC_CALN | California | 6 | Butte | 7 | 06007 | 1 | 0 | 2013 | 9999 |  |  | N | Solar | [13 empty] | 0 | 0 | 0 | 0 | [11 empty] | Lightbeam Energy Inc | 100 | Lightbeam Energy Inc | 100
solar pv | Gridley Main Two | 58371_G_GEN1 | 58371 | G | GEN1 |  | Solar PV |  | WEC_CALN | California | 6 | Butte | 7 | 06007 | 2.5 | 0 | 2013 | 9999 |  |  | N | Solar | [13 empty] | 0 | 0 | 0 | 0 | [11 empty] | Lightbeam Energy Inc | 100 | Lightbeam Energy Inc | 100
onshore wind | Blue Summit Wind LLC | 58372_G_GEN1 | 58372 | G | GEN1 |  | Onshore Wind |  | ERC_WEST | Texas | 48 | Wilbarger | 487 | 48487 | 135.4 | 0 | 2012 | 9999 |  |  | N | Wind | [13 empty] | 0 | 0 | 0 | 0 | [11 empty] | Blue Summit Wind LLC | 100 | NextEra Energy Inc | 100
solar pv | White River Solar | 58373_G_WRCA | 58373 | G | WRCA |  | Solar PV |  | WECC_SCE | California | 6 | Tulare | 107 | 06107 | 20 | 0 | 2013 | 9999 |  |  | N | Solar | [13 empty] | 0 | 0 | 0 | 0 | [11 empty] | CED White River Solar LLC | 100 | Sempra Energy | 100
solar pv | Corcoran Solar | 58374_G_CSCA | 58374 | G | CSCA |  | Solar PV |  | WEC_CALN | California | 6 | Kings | 31 | 06031 | 20 | 0 | 2013 | 9999 |  |  | N | Solar | [13 empty] | 0 | 0 | 0 | 0 | [11 empty] | CED Corcoran Solar LLC | 100 | Sempra Energy | 100
solar pv | Oakley Solar Project | 58376_G_1 | 58376 | G | 1 |  | Solar PV |  | WEC_CALN | California | 6 | Contra Costa | 13 | 06013 | 1.5 | 0 | 2013 | 9999 |  |  | N | Solar | [13 empty] | 0 | 0 | 0 | 0 | [11 empty] | Hayworth Fabian LLC | 100 | Hayworth Fabian LLC | 100
biomass | Rochelle Energy Center | 58377_G_REC1 | 58377 | G | REC1 |  | Landfill Gas |  | PJM_COMD | Illinois | 17 | Ogle | 141 | 17141 | 1.6 | 13500 | 2011 | 9999 |  |  | N | Landfill Gas | [13 empty] | 0.22117 | 0.22117 | 0.22117 | 0.22117 | [11 empty] | Rochelle Energy Center LLC | 100 | Charles J Howard 2000 Dyn Trust | 100
biomass | Rochelle Energy Center | 58377_G_REC3 | 58377 | G | REC3 |  | Landfill Gas |  | PJM_COMD | Illinois | 17 | Ogle | 141 | 17141 | 1.6 | 13500 | 2011 | 9999 |  |  | N | Landfill Gas | [13 empty] | 0.22117 | 0.22117 | 0.22117 | 0.22117 | [11 empty] | Rochelle Energy Center LLC | 100 | Charles J Howard 2000 Dyn Trust | 100
natural gas peaker | W.A. Parish Carbon Capture Plant | 58378_G_GT2 | 58378 | G | GT2 | 90816 | Combustion Turbine |  | ERC_REST | Texas | 48 | Fort Bend | 157 | 48157 | 74 | 20499 | 2013 | 9999 |  |  | N | Natural Gas |  |  |  | DLNB | [9 empty] | 0.00637 | 0.00637 | 0.00637 | 0.00637 | [11 empty] | Petra Nova Power I LLC | 100 | Global Infrastructure Partners | 100
biomass | Cold Canyon 1 | 58379_G_W3998 | 58379 | G | W3998 |  | Landfill Gas |  | WEC_CALN | California | 6 | San Luis Obispo | 79 | 06079 | 1.5 | 13500 | 2013 | 9999 |  |  | N | Landfill Gas | [13 empty] | 0.02028 | 0.02028 | 0.02028 | 0.02028 | [11 empty] | Toro Energy of California Slo LLC | 100 | Toro Energy | 100
solar pv | Bryan Solar Field | 58381_G_1 | 58381 | G | 1 |  | Solar PV |  | PJM_ATSI | Ohio | 39 | Williams | 171 | 39171 | 1.8 | 0 | 2012 | 9999 |  |  | N | Solar | [13 empty] | 0 | 0 | 0 | 0 | [11 empty] | Bryan Municipal Utilities | 100 | Bryan OH (City of) | 100
municipal solid waste | Threemile Digester | 58382_G_GEN1 | 58382 | G | GEN1 |  | Non-Fossil Waste |  | WECC_PNW | Oregon | 41 | Morrow | 49 | 41049 | 1.6 | 5019 | 2012 | 9999 |  |  | Y | Non-Fossil Waste | [13 empty] | 0 | 0 | 0 | 0 | [11 empty] | Threemile Canyon Farm | 100 | Threemile Canyon Farms LLC | 100
municipal solid waste | Threemile Digester | 58382_G_GEN2 | 58382 | G | GEN2 |  | Non-Fossil Waste |  | WECC_PNW | Oregon | 41 | Morrow | 49 | 41049 | 1.6 | 5019 | 2012 | 9999 |  |  | Y | Non-Fossil Waste | [13 empty] | 0 | 0 | 0 | 0 | [11 empty] | TMF Biomass LLC | 100 | Threemile Canyon Farms LLC | 100
municipal solid waste | Threemile Digester | 58382_G_GEN3 | 58382 | G | GEN3 |  | Non-Fossil Waste |  | WECC_PNW | Oregon | 41 | Morrow | 49 | 41049 | 1.6 | 5019 | 2012 | 9999 |  |  | Y | Non-Fossil Waste | [13 empty] | 0 | 0 | 0 | 0 | [11 empty] | TMF Biomass LLC | 100 | Threemile Canyon Farms LLC | 100
solar pv | Hyder II | 58383_G_PV1 | 58383 | G | PV1 |  | Solar PV |  | WECC_AZ | Arizona | 4 | Yuma | 27 | 04027 | 14 | 0 | 2013 | 9999 |  |  | N | Solar | [13 empty] | 0 | 0 | 0 | 0 | [11 empty] | Arizona Public Service Co | 100 | Pinnacle West Capital Corp | 100
hydro | Fargo Drop | 58384_G_GEN1 | 58384 | G | GEN1 |  | Hydro |  | WECC_ID | Idaho | 16 | Canyon | 27 | 16027 | 1.1 | 0 | 2013 | 9999 |  |  | N | Hydro | [13 empty] | 0 | 0 | 0 | 0 | [11 empty] | Boise Project Board of Control | 100 | Boise Project Board of Control | 100
solar pv | Northbridge Solar | 58385_G_NSMA | 58385 | G | NSMA |  | Solar PV |  | NENGREST | Massachusetts | 25 | Worcester | 27 | 25027 | 1.9 | 0 | 2013 | 9999 |  |  | N | Solar | [13 empty] | 0 | 0 | 0 | 0 | [11 empty] | Gehrlicher Solar America Corp | 100 | Gehrlicher Solar America Corp | 100
solar pv | CU Solar Plant | 58386_G_CU | 58386 | G | CU |  | Solar PV |  | PJM_West | Ohio | 39 | Greene | 57 | 39057 | 1.8 | 0 | 2013 | 9999 |  |  | N | Solar | [13 empty] | 0 | 0 | 0 | 0 | [11 empty] | Cu Solar LLC | 100 | Cu Solar LLC | 100
solar pv | CES Sterling LLC | 58387_G_1 | 58387 | G | 1 |  | Solar PV |  | NENGREST | Massachusetts | 25 | Worcester | 27 | 25027 | 2 | 0 | 2013 | 9999 |  |  | N | Solar | [13 empty] | 0 | 0 | 0 | 0 | [11 empty] | Sterling Solar LLC | 100 | Indu Solar Holdings | 100
solar pv | Solar Star 1 | 58388_G_AVS1 | 58388 | G | AVS1 |  | Solar PV |  | WECC_SCE | California | 6 | Kern | 29 | 06029 | 38 | 0 | 2014 | 9999 |  |  | N | Solar | [13 empty] | 0 | 0 | 0 | 0 | [11 empty] | Solar Star California XIX LLC | 100 | Berkshire Hathaway Inc | 100
solar pv | Solar Star 1 | 58388_G_SS13 | 58388 | G | SS13 |  | Solar PV |  | WECC_SCE | California | 6 | Kern | 29 | 06029 | 57 | 0 | 2014 | 9999 |  |  | N | Solar | [13 empty] | 0 | 0 | 0 | 0 | [11 empty] | Solar Star California XIX LLC | 100 | Berkshire Hathaway Inc | 100
solar pv | Solar Star 1 | 58388_G_SS15 | 58388 | G | SS15 |  | Solar PV |  | WECC_SCE | California | 6 | Kern | 29 | 06029 | 14.6 | 0 | 2014 | 9999 |  |  | N | Solar | [13 empty] | 0 | 0 | 0 | 0 | [11 empty] | Solar Star California XIX LLC | 100 | Berkshire Hathaway Inc | 100
solar pv | Solar Star 1 | 58388_G_SS16 | 58388 | G | SS16 |  | Solar PV |  | WECC_SCE | California | 6 | Kern | 29 | 06029 | 62.9 | 0 | 2014 | 9999 |  |  | N | Solar | [13 empty] | 0 | 0 | 0 | 0 | [11 empty] | Solar Star California XIX LLC | 100 | Berkshire Hathaway Inc | 100
solar pv | Solar Star 1 | 58388_G_SS11 | 58388 | G | SS11 |  | Solar PV |  | WECC_SCE | California | 6 | Kern | 29 | 06029 | 52.6 | 0 | 2015 | 9999 |  |  | N | Solar | [13 empty] | 0 | 0 | 0 | 0 | [11 empty] | Solar Star California XIX LLC | 100 | Berkshire Hathaway Inc | 100
solar pv | Solar Star 1 | 58388_G_SS12 | 58388 | G | SS12 |  | Solar PV |  | WECC_SCE | California | 6 | Kern | 29 | 06029 | 52.6 | 0 | 2015 | 9999 |  |  | N | Solar | [13 empty] | 0 | 0 | 0 | 0 | [11 empty] | Solar Star California XIX LLC | 100 | Berkshire Hathaway Inc | 100
solar pv | Solar Star 1 | 58388_G_SS14 | 58388 | G | SS14 |  | Solar PV |  | WECC_SCE | California | 6 | Kern | 29 | 06029 | 32.2 | 0 | 2015 | 9999 |  |  | N | Solar | [13 empty] | 0 | 0 | 0 | 0 | [11 empty] | Solar Star California XIX LLC | 100 | Berkshire Hathaway Inc | 100
solar pv | Solar Star 2 | 58389_G_AVS2 | 58389 | G | AVS2 |  | Solar PV |  | WECC_SCE | California | 6 | Kern | 29 | 06029 | 19 | 0 | 2014 | 9999 |  |  | N | Solar | [13 empty] | 0 | 0 | 0 | 0 | [11 empty] | Solar Star California XX LLC | 100 | Berkshire Hathaway Inc | 100
solar pv | Solar Star 2 | 58389_G_SS21 | 58389 | G | SS21 |  | Solar PV |  | WECC_SCE | California | 6 | Kern | 29 | 06029 | 59 | 0 | 2014 | 9999 |  |  | N | Solar | [13 empty] | 0 | 0 | 0 | 0 | [11 empty] | Solar Star California XX LLC | 100 | Berkshire Hathaway Inc | 100
solar pv | Solar Star 2 | 58389_G_SS22 | 58389 | G | SS22 |  | Solar PV |  | WECC_SCE | California | 6 | Kern | 29 | 06029 | 55 | 0 | 2014 | 9999 |  |  | N | Solar | [13 empty] | 0 | 0 | 0 | 0 | [11 empty] | Solar Star California XX LLC | 100 | Berkshire Hathaway Inc | 100
solar pv | Solar Star 2 | 58389_G_SS23 | 58389 | G | SS23 |  | Solar PV |  | WECC_SCE | California | 6 | Kern | 29 | 06029 | 47 | 0 | 2014 | 9999 |  |  | N | Solar | [13 empty] | 0 | 0 | 0 | 0 | [11 empty] | Solar Star California XX LLC | 100 | Berkshire Hathaway Inc | 100
solar pv | Solar Star 2 | 58389_G_SS25 | 58389 | G | SS25 |  | Solar PV |  | WECC_SCE | California | 6 | Kern | 29 | 06029 | 52 | 0 | 2014 | 9999 |  |  | N | Solar | [13 empty] | 0 | 0 | 0 | 0 | [11 empty] | Solar Star California XX LLC | 100 | Berkshire Hathaway Inc | 100
solar pv | Solar Star 2 | 58389_G_SS24 | 58389 | G | SS24 |  | Solar PV |  | WECC_SCE | California | 6 | Kern | 29 | 06029 | 43 | 0 | 2015 | 9999 |  |  | N | Solar | [13 empty] | 0 | 0 | 0 | 0 | [11 empty] | Solar Star California XX LLC | 100 | Berkshire Hathaway Inc | 100
hydro | Jordan Hydroelectric Project | 58390_G_EMOD | 58390 | G | EMOD |  | Hydro |  | S_VACA | North Carolina | 37 | Chatham | 37 | 37037 | 2.2 | 0 | 2012 | 9999 |  |  | N | Hydro | [13 empty] | 0 | 0 | 0 | 0 | [11 empty] | Jordan Hydroelectric LP | 100 | Hydro Matrix LP | 100
hydro | Jordan Hydroelectric Project | 58390_G_WMOD | 58390 | G | WMOD |  | Hydro |  | S_VACA | North Carolina | 37 | Chatham | 37 | 37037 | 2.2 | 0 | 2012 | 9999 |  |  | N | Hydro | [13 empty] | 0 | 0 | 0 | 0 | [11 empty] | Jordan Hydroelectric LP | 100 | Hydro Matrix LP | 100
solar pv | IND Community Solar Farm 1st Phase | 58391_G_1 | 58391 | G | 1 |  | Solar PV |  | MIS_INKY | Indiana | 18 | Marion | 97 | 18097 | 10 | 0 | 2013 | 9999 |  |  | N | Solar | [13 empty] | 0 | 0 | 0 | 0 | [11 empty] | et Energy Solutions LLC | 100 | James Wesley Taylor | 100
hydro | Flint Creek Hydroelectric LLC | 58392_G_GEN1 | 58392 | G | GEN1 |  | Hydro |  | WECC_MT | Montana | 30 | Granite | 39 | 30039 | 2 | 0 | 2013 | 9999 |  |  | N | Hydro | [13 empty] | 0 | 0 | 0 | 0 | [11 empty] | Granite County (MT) | 100 | Hydrodynamics Inc | 100
onshore wind | Alta Wind X | 58394_G_AW10 | 58394 | G | AW10 |  | Onshore Wind |  | WECC_SCE | California | 6 | Kern | 29 | 06029 | 138 | 0 | 2014 | 9999 |  |  | N | Wind | [13 empty] | 0 | 0 | 0 | 0 | [11 empty] | Alta Wind X LLC | 50 | Global Infrastructure Partners | 50
onshore wind | Alta Wind XI | 58395_G_AW11 | 58395 | G | AW11 |  | Onshore Wind |  | WECC_SCE | California | 6 | Kern | 29 | 06029 | 90 | 0 | 2014 | 9999 |  |  | N | Wind | [13 empty] | 0 | 0 | 0 | 0 | [11 empty] | Alta Wind XI LLC | 50 | Global Infrastructure Partners | 50
biomass | Ameresco Johnson Canyon | 58397_G_ENG1 | 58397 | G | ENG1 |  | Landfill Gas |  | WEC_CALN | California | 6 | Monterey | 53 | 06053 | 1.4 | 13500 | 2013 | 9999 |  |  | N | Landfill Gas | [13 empty] | 0.14698 | 0.14698 | 0.14698 | 0.14698 | [11 empty] | Salinas Valley Solid Waste Authority | 100 | Salinas Valley Solid Waste Authority | 100
solar pv | Heber Solar | 58398_G_1 | 58398 | G | 1 |  | Solar PV |  | WECC_IID | California | 6 | Imperial | 25 | 06025 | 10 | 0 | 2014 | 9999 |  |  | N | Solar | [13 empty] | 0 | 0 | 0 | 0 | [11 empty] | Imperial Solar LLC | 100 | Ormat Technologies Inc | 100
solar pv | Volkswagen Solar System | 58401_G_1 | 58401 | G | 1 |  | Solar PV |  | S_C_TVA | Tennessee | 47 | Hamilton | 65 | 47065 | 7.6 | 0 | 2012 | 9999 |  |  | N | Solar | [13 empty] | 0 | 0 | 0 | 0 | [11 empty] | Volkswagen Group of America Inc | 100 | Volkswagen AG | 100
solar pv | Solar Star New Jersey NJ LLC | 58402_G_1 | 58402 | G | 1 |  | Solar PV |  | PJM_EMAC | New Jersey | 34 | Somerset | 35 | 34035 | 1.5 | 0 | 2012 | 9999 |  |  | N | Solar | [13 empty] | 0 | 0 | 0 | 0 | [11 empty] | Solar Star New Jersey VI LLC | 100 | WEC Energy Group Inc | 100
solar pv | Bellingham PV | 58403_G_SO032 | 58403 | G | SO032 |  | Solar PV |  | NENGREST | Massachusetts | 25 | Worcester | 27 | 25027 | 3 | 0 | 2013 | 9999 |  |  | N | Solar | [13 empty] | 0 | 0 | 0 | 0 | [11 empty] | Terraform Power Inc | 100 | Brookfield Asset Management Inc | 100
onshore wind | Pantex | 58404_G_1 | 58404 | G | 1 |  | Onshore Wind |  | SPP_SPS | Texas | 48 | Carson | 65 | 48065 | 11.5 | 0 | 2014 | 9999 |  |  | N | Wind | [13 empty] | 0 | 0 | 0 | 0 | [11 empty] | US Dept of Energy | 100 | US Dept of Energy | 100
onshore wind | Chilocco Wind Farm | 58406_G_1 | 58406 | G | 1 |  | Onshore Wind |  | SPP_WEST | Oklahoma | 40 | Kay | 71 | 40071 | 200 | 0 | 2020 | 9999 |  |  | N | Wind | [13 empty] | 0 | 0 | 0 | 0 | [11 empty] | Chilocco Wind Farm LLC | 100 | PNE Wind AG | 100
onshore wind | Luther College Wind Project | 58407_G_WTG01 | 58407 | G | WTG01 |  | Onshore Wind |  | MIS_IA | Iowa | 19 | Winneshiek | 191 | 19191 | 1.6 | 0 | 2011 | 9999 |  |  | N | Wind | [13 empty] | 0 | 0 | 0 | 0 | [11 empty] | Luther College Wind Energy Center LLC | 100 | Luther College Wind Energy Center LLC | 100
solar pv | Maryland Solar | 58408_G_MSH1 | 58408 | G | MSH1 |  | Solar PV |  | PJM_AP | Maryland | 24 | Washington | 43 | 24043 | 20.9 | 0 | 2013 | 9999 |  |  | N | Solar | [13 empty] | 0 | 0 | 0 | 0 | [11 empty] | Maryland Solar LLC | 100 | First Solar Inc | 100
solar pv | Marshfield PV | 58410_G_SO032 | 58410 | G | SO032 |  | Solar PV |  | NENGREST | Massachusetts | 25 | Plymouth | 23 | 25023 | 3 | 0 | 2013 | 9999 |  |  | N | Solar | [13 empty] | 0 | 0 | 0 | 0 | [11 empty] | Terraform Power Inc | 100 | Brookfield Asset Management Inc | 100
solar pv | Orange PV | 58411_G_SO023 | 58411 | G | SO023 |  | Solar PV |  | NENGREST | Massachusetts | 25 | Franklin | 11 | 25011 | 2 | 0 | 2013 | 9999 |  |  | N | Solar | [13 empty] | 0 | 0 | 0 | 0 | [11 empty] | Terraform Power Inc | 100 | Brookfield Asset Management Inc | 100
solar pv | Maynard PV | 58412_G_SO026 | 58412 | G | SO026 |  | Solar PV |  | NENGREST | Massachusetts | 25 | Middlesex | 17 | 25017 | 1 | 0 | 2014 | 9999 |  |  | N | Solar | [13 empty] | 0 | 0 | 0 | 0 | [11 empty] | Terraform Power Inc | 100 | Brookfield Asset Management Inc | 100
onshore wind | NLMU Wind | 58414_G_NLMU | 58414 | G | NLMU |  | Onshore Wind |  | MIS_IA | Iowa | 19 | Henry | 87 | 19087 | 1.5 | 0 | 2011 | 9999 |  |  | N | Wind | [13 empty] | 0 | 0 | 0 | 0 | [11 empty] | New London Municipal Utilities | 100 | New London Municipal Utilities | 100
onshore wind | Headwaters Wind Farm LLC | 58416_G_1 | 58416 | G | 1 |  | Onshore Wind |  | PJM_West | Indiana | 18 | Randolph | 135 | 18135 | 200 | 0 | 2014 | 9999 |  |  | N | Wind | [13 empty] | 0 | 0 | 0 | 0 | [11 empty] | Headwaters Wind Farm LLC | 100 | Energias de Portugal SA | 100
solar pv | Lone Valley Solar Park I LLC | 58417_G_CP1 | 58417 | G | CP1 |  | Solar PV |  | WECC_SCE | California | 6 | San Bernardino | 71 | 06071 | 10 | 0 | 2014 | 9999 |  |  | N | Solar | [13 empty] | 0 | 0 | 0 | 0 | [11 empty] | Lone Valley Solar Park II LLC | 100 | Munchener Rückversicherungs Gesellschaft Aktiengesellschaft | 100
solar pv | Victor Dry Farm Ranch A | 58418_G_1 | 58418 | G | 1 |  | Solar PV |  | WECC_SCE | California | 6 | San Bernardino | 71 | 06071 | 5 | 0 | 2015 | 9999 |  |  | N | Solar | [13 empty] | 0 | 0 | 0 | 0 | [11 empty] | Victor Dry Farm Ranch A LLC | 100 | Sustainable Power Group LLC | 100
solar pv | Victor Dry Farm Ranch B | 58419_G_1 | 58419 | G | 1 |  | Solar PV |  | WECC_SCE | California | 6 | San Bernardino | 71 | 06071 | 5 | 0 | 2015 | 9999 |  |  | N | Solar | [13 empty] | 0 | 0 | 0 | 0 | [11 empty] | Victor Dry Farm Ranch B LLC | 100 | Sustainable Power Group LLC | 100
natural gas combined cycle | Panda Liberty Generation Plant | 58420_G_GEN1 | 58420 | G | GEN1 | 90864 | Combined Cycle |  | PJM_PENE | Pennsylvania | 42 | Bradford | 15 | 42015 | 378 | 7050 | 2016 | 9999 |  |  | N | Natural Gas |  |  |  | LNB + NH3 | SCR | [8 empty] | 0.0060864 | 0.0060864 | 0.0060864 | 0.0060864 | [11 empty] | Panda Liberty LLC | 100 | Panda Power Funds | 100
natural gas combined cycle | Panda Liberty Generation Plant | 58420_G_GEN2 | 58420 | G | GEN2 | 90865 | Combined Cycle |  | PJM_PENE | Pennsylvania | 42 | Bradford | 15 | 42015 | 378 | 7050 | 2016 | 9999 |  |  | N | Natural Gas |  |  |  | LNB + NH3 | SCR | [8 empty] | 0.0063356 | 0.0063356 | 0.0063356 | 0.0063356 | [11 empty] | Panda Liberty LLC | 100 | Panda Power Funds | 100
solar pv | Southbridge PV | 58423_G_SO022 | 58423 | G | SO022 |  | Solar PV |  | NENGREST | Massachusetts | 25 | Worcester | 27 | 25027 | 3 | 0 | 2014 | 9999 |  |  | N | Solar | [13 empty] | 0 | 0 | 0 | 0 | [11 empty] | Terraform Power Inc | 100 | Brookfield Asset Management Inc | 100
natural gas combined cycle | Panda Patriot Generation Plant | 58426_G_GEN1 | 58426 | G | GEN1 | 90868 | Combined Cycle |  | PJM_WMAC | Pennsylvania | 42 | Lycoming | 81 | 42081 | 382.5 | 7050 | 2016 | 9999 |  |  | N | Natural Gas |  |  |  | DLNB | SCR | [8 empty] | 0.0070895 | 0.0070895 | 0.0070895 | 0.0070895 | [11 empty] | Panda Patriot LLC | 100 | Panda Power Funds | 100
natural gas combined cycle | Panda Patriot Generation Plant | 58426_G_GEN2 | 58426 | G | GEN2 | 90869 | Combined Cycle |  | PJM_WMAC | Pennsylvania | 42 | Lycoming | 81 | 42081 | 382.5 | 7050 | 2016 | 9999 |  |  | N | Natural Gas |  |  |  | DLNB | SCR | [8 empty] | 0.006325 | 0.006325 | 0.006325 | 0.006325 | [11 empty] | Panda Patriot LLC | 100 | Panda Power Funds | 100
natural gas combined cycle | Lansing BWL REO Town Plant | 58427_G_CTG1 | 58427 | G | CTG1 | 90870 | Combined Cycle |  | MIS_LMI | Michigan | 26 | Ingham | 65 | 26065 | 31 | 5528 | 2013 | 9999 |  |  | Y | Natural Gas | [13 empty] | 0.044427 | 0.044427 | 0.044427 | 0.044427 | [11 empty] | Lansing Board of Water & Light | 100 | Lansing Board of Water & Light | 100
natural gas combined cycle | Lansing BWL REO Town Plant | 58427_G_CTG2 | 58427 | G | CTG2 | 90871 | Combined Cycle |  | MIS_LMI | Michigan | 26 | Ingham | 65 | 26065 | 31 | 5528 | 2013 | 9999 |  |  | Y | Natural Gas | [13 empty] | 0.044427 | 0.044427 | 0.044427 | 0.044427 | [11 empty] | Lansing Board of Water & Light | 100 | Lansing Board of Water & Light | 100
natural gas combined cycle | Lansing BWL REO Town Plant | 58427_G_ST | 58427 | G | ST | 90870 | Combined Cycle |  | MIS_LMI | Michigan | 26 | Ingham | 65 | 26065 | 12.9 | 5528 | 2013 | 9999 |  |  | Y | Natural Gas |  |  |  | LNB | [9 empty] | 0.044427 | 0.044427 | 0.044427 | 0.044427 | [11 empty] | Lansing Board of Water & Light | 100 | Lansing Board of Water & Light | 100
biomass | Sunshine Gas Producers | 58429_G_1 | 58429 | G | 1 |  | Landfill Gas |  | WEC_LADW | California | 6 | Los Angeles | 37 | 06037 | 4 | 13500 | 2014 | 9999 |  |  | N | Landfill Gas | [13 empty] | 0.0205 | 0.0205 | 0.0205 | 0.0205 | [11 empty] | Sunshine Gas Producers LLC | 100 | Archaea Energy Inc | 100
biomass | Sunshine Gas Producers | 58429_G_2 | 58429 | G | 2 |  | Landfill Gas |  | WEC_LADW | California | 6 | Los Angeles | 37 | 06037 | 4 | 13500 | 2014 | 9999 |  |  | N | Landfill Gas | [13 empty] | 0.0205 | 0.0205 | 0.0205 | 0.0205 | [11 empty] | Sunshine Gas Producers LLC | 100 | Archaea Energy Inc | 100
biomass | Sunshine Gas Producers | 58429_G_3 | 58429 | G | 3 |  | Landfill Gas |  | WEC_LADW | California | 6 | Los Angeles | 37 | 06037 | 4 | 13500 | 2014 | 9999 |  |  | N | Landfill Gas | [13 empty] | 0.0205 | 0.0205 | 0.0205 | 0.0205 | [11 empty] | Sunshine Gas Producers LLC | 100 | Archaea Energy Inc | 100
biomass | Sunshine Gas Producers | 58429_G_4 | 58429 | G | 4 |  | Landfill Gas |  | WEC_LADW | California | 6 | Los Angeles | 37 | 06037 | 4 | 13500 | 2014 | 9999 |  |  | N | Landfill Gas | [13 empty] | 0.0205 | 0.0205 | 0.0205 | 0.0205 | [11 empty] | Sunshine Gas Producers LLC | 100 | Archaea Energy Inc | 100
biomass | Sunshine Gas Producers | 58429_G_5 | 58429 | G | 5 |  | Landfill Gas |  | WEC_LADW | California | 6 | Los Angeles | 37 | 06037 | 4 | 13500 | 2014 | 9999 |  |  | N | Landfill Gas | [13 empty] | 0.0205 | 0.0205 | 0.0205 | 0.0205 | [11 empty] | Sunshine Gas Producers LLC | 100 | Archaea Energy Inc | 100
solar pv | Centinela Solar Energy | 58430_G_CSE1 | 58430 | G | CSE1 |  | Solar PV |  | WECC_IID | California | 6 | Imperial | 25 | 06025 | 33.4 | 0 | 2013 | 9999 |  |  | N | Solar | [13 empty] | 0 | 0 | 0 | 0 | [11 empty] | Centinela Solar Energy LLC | 100 | Nighthawk Solar Holdings LLC | 100
solar pv | Centinela Solar Energy | 58430_G_CSE2 | 58430 | G | CSE2 |  | Solar PV |  | WECC_IID | California | 6 | Imperial | 25 | 06025 | 25.6 | 0 | 2013 | 9999 |  |  | N | Solar | [13 empty] | 0 | 0 | 0 | 0 | [11 empty] | Centinela Solar Energy LLC | 100 | Nighthawk Solar Holdings LLC | 100
solar pv | Centinela Solar Energy | 58430_G_CSE3 | 58430 | G | CSE3 |  | Solar PV |  | WECC_IID | California | 6 | Imperial | 25 | 06025 | 33.4 | 0 | 2013 | 9999 |  |  | N | Solar | [13 empty] | 0 | 0 | 0 | 0 | [11 empty] | Centinela Solar Energy LLC | 100 | Nighthawk Solar Holdings LLC | 100
solar pv | Centinela Solar Energy | 58430_G_CSE4 | 58430 | G | CSE4 |  | Solar PV |  | WECC_IID | California | 6 | Imperial | 25 | 06025 | 33.4 | 0 | 2013 | 9999 |  |  | N | Solar | [13 empty] | 0 | 0 | 0 | 0 | [11 empty] | Centinela Solar Energy LLC | 100 | Nighthawk Solar Holdings LLC | 100
solar pv | Centinela Solar Energy | 58430_G_CSE5 | 58430 | G | CSE5 |  | Solar PV |  | WECC_IID | California | 6 | Imperial | 25 | 06025 | 18.6 | 0 | 2014 | 9999 |  |  | N | Solar | [13 empty] | 0 | 0 | 0 | 0 | [11 empty] | Centinela Solar Energy LLC | 100 | Nighthawk Solar Holdings LLC | 100
solar pv | Centinela Solar Energy | 58430_G_CSE6 | 58430 | G | CSE6 |  | Solar PV |  | WECC_IID | California | 6 | Imperial | 25 | 06025 | 25.6 | 0 | 2014 | 9999 |  |  | N | Solar | [13 empty] | 0 | 0 | 0 | 0 | [11 empty] | Centinela Solar Energy LLC | 100 | Nighthawk Solar Holdings LLC | 100
solar pv | West Tennessee Solar Farm | 58431_G_SNVA | 58431 | G | SNVA |  | Solar PV |  | S_C_TVA | Tennessee | 47 | Haywood | 75 | 47075 | 4.2 | 0 | 2012 | 9999 |  |  | N | Solar | [13 empty] | 0 | 0 | 0 | 0 | [11 empty] | University of Tennessee | 100 | University of Tennessee | 100
natural gas peaker | Houweling Nurseries | 58432_G_COG1 | 58432 | G | COG1 |  | Combustion Turbine | IC Engine | WECC_SCE | California | 6 | Ventura | 111 | 06111 | 4.4 | 9249 | 2012 | 9999 |  |  | Y | Natural Gas | [13 empty] | 0.01745 | 0.01745 | 0.01745 | 0.01745 | [11 empty] | Houweling Nurseries Oxnard Inc | 100 | Houwelings Tomatoes | 100
natural gas peaker | Houweling Nurseries | 58432_G_COG2 | 58432 | G | COG2 |  | Combustion Turbine | IC Engine | WECC_SCE | California | 6 | Ventura | 111 | 06111 | 4.4 | 9249 | 2012 | 9999 |  |  | Y | Natural Gas | [13 empty] | 0.01745 | 0.01745 | 0.01745 | 0.01745 | [11 empty] | Houweling Nurseries Oxnard Inc | 100 | Houwelings Tomatoes | 100
natural gas peaker | Houweling Nurseries | 58432_G_COG3 | 58432 | G | COG3 |  | Combustion Turbine | IC Engine | WECC_SCE | California | 6 | Ventura | 111 | 06111 | 4.4 | 9249 | 2013 | 9999 |  |  | Y | Natural Gas | [13 empty] | 0.01745 | 0.01745 | 0.01745 | 0.01745 | [11 empty] | Houweling Nurseries Oxnard Inc | 100 | Houwelings Tomatoes | 100
0 | Red Lion Energy Center | 58433_G_RED1 | 58433 | G | RED1 |  | Fuel Cell |  | PJM_EMAC | Delaware | 10 | New Castle | 3 | 10003 | 5.8 | 7539 | 2012 | 9999 |  |  | N | Natural Gas | [13 empty] | 0 | 0 | 0 | 0 | [11 empty] | Diamond State Generation Partners LLC | 100 | Bloom Energy Corp | 100
0 | Red Lion Energy Center | 58433_G_RED2 | 58433 | G | RED2 |  | Fuel Cell |  | PJM_EMAC | Delaware | 10 | New Castle | 3 | 10003 | 6.4 | 7539 | 2013 | 9999 |  |  | N | Natural Gas | [13 empty] | 0 | 0 | 0 | 0 | [11 empty] | Diamond State Generation Partners LLC | 100 | Bloom Energy Corp | 100
0 | Red Lion Energy Center | 58433_G_RED3 | 58433 | G | RED3 |  | Fuel Cell |  | PJM_EMAC | Delaware | 10 | New Castle | 3 | 10003 | 3.7 | 7539 | 2013 | 9999 |  |  | N | Natural Gas | [13 empty] | 0 | 0 | 0 | 0 | [11 empty] | Diamond State Generation Partners LLC | 100 | Bloom Energy Corp | 100
0 | Red Lion Energy Center | 58433_G_RED4 | 58433 | G | RED4 |  | Fuel Cell |  | PJM_EMAC | Delaware | 10 | New Castle | 3 | 10003 | 3.7 | 7539 | 2013 | 9999 |  |  | N | Natural Gas | [13 empty] | 0 | 0 | 0 | 0 | [11 empty] | Diamond State Generation Partners LLC | 100 | Bloom Energy Corp | 100
0 | Red Lion Energy Center | 58433_G_RED5 | 58433 | G | RED5 |  | Fuel Cell |  | PJM_EMAC | Delaware | 10 | New Castle | 3 | 10003 | 3.7 | 7539 | 2013 | 9999 |  |  | N | Natural Gas | [13 empty] | 0 | 0 | 0 | 0 | [11 empty] | Diamond State Generation Partners LLC | 100 | Bloom Energy Corp | 100
0 | Red Lion Energy Center | 58433_G_RED6 | 58433 | G | RED6 |  | Fuel Cell |  | PJM_EMAC | Delaware | 10 | New Castle | 3 | 10003 | 3.7 | 7539 | 2013 | 9999 |  |  | N | Natural Gas | [13 empty] | 0 | 0 | 0 | 0 | [11 empty] | Yellow Jacket Energy LLC | 100 | Bloom Energy Corp | 100
hydro | Red Rock Hydro Plant | 58434_G_1 | 58434 | G | 1 |  | Hydro |  | MIS_MIDA | Iowa | 19 | Marion | 125 | 19125 | 27.5 | 0 | 2020 | 9999 |  |  | N | Hydro | [13 empty] | 0 | 0 | 0 | 0 | [11 empty] | Western Minnesota Municipal Power Agency | 100 | Western Minnesota Municipal Power Agency | 100
hydro | Red Rock Hydro Plant | 58434_G_2 | 58434 | G | 2 |  | Hydro |  | MIS_MIDA | Iowa | 19 | Marion | 125 | 19125 | 27.5 | 0 | 2020 | 9999 |  |  | N | Hydro | [13 empty] | 0 | 0 | 0 | 0 | [11 empty] | Western Minnesota Municipal Power Agency | 100 | Western Minnesota Municipal Power Agency | 100
biomass | Ameresco Vasco Road | 58435_G_ENG1 | 58435 | G | ENG1 |  | Landfill Gas |  | WEC_CALN | California | 6 | Alameda | 1 | 06001 | 2.1 | 13500 | 2014 | 9999 |  |  | N | Landfill Gas | [13 empty] | 0.0696 | 0.0696 | 0.0696 | 0.0696 | [11 empty] | Ameresco Vasco Road LLC | 100 | Ameresco Inc | 100
biomass | Ameresco Vasco Road | 58435_G_ENG2 | 58435 | G | ENG2 |  | Landfill Gas |  | WEC_CALN | California | 6 | Alameda | 1 | 06001 | 2.1 | 13500 | 2014 | 9999 |  |  | N | Landfill Gas | [13 empty] | 0.0696 | 0.0696 | 0.0696 | 0.0696 | [11 empty] | Ameresco Vasco Road LLC | 100 | Ameresco Inc | 100
biomass | Ameresco San Joaquin | 58436_G_ENG1 | 58436 | G | ENG1 |  | Landfill Gas |  | WEC_CALN | California | 6 | San Joaquin | 77 | 06077 | 2.1 | 13500 | 2014 | 9999 |  |  | N | Landfill Gas | [13 empty] | 0.03259 | 0.03259 | 0.03259 | 0.03259 | [11 empty] | Ameresco San Joaquin LLC | 100 | Ameresco Inc | 100
biomass | Ameresco San Joaquin | 58436_G_ENG2 | 58436 | G | ENG2 |  | Landfill Gas |  | WEC_CALN | California | 6 | San Joaquin | 77 | 06077 | 2.1 | 13500 | 2014 | 9999 |  |  | N | Landfill Gas | [13 empty] | 0.03259 | 0.03259 | 0.03259 | 0.03259 | [11 empty] | Ameresco San Joaquin LLC | 100 | Ameresco Inc | 100
biomass | Ameresco Forward | 58437_G_ENG1 | 58437 | G | ENG1 |  | Landfill Gas |  | WEC_CALN | California | 6 | San Joaquin | 77 | 06077 | 2.1 | 13500 | 2014 | 9999 |  |  | N | Landfill Gas | [13 empty] | 0.03193 | 0.03193 | 0.03193 | 0.03193 | [11 empty] | Ameresco Forward LLC | 100 | Ameresco Inc | 100
biomass | Ameresco Forward | 58437_G_ENG2 | 58437 | G | ENG2 |  | Landfill Gas |  | WEC_CALN | California | 6 | San Joaquin | 77 | 06077 | 2.1 | 13500 | 2014 | 9999 |  |  | N | Landfill Gas | [13 empty] | 0.03193 | 0.03193 | 0.03193 | 0.03193 | [11 empty] | Ameresco Forward LLC | 100 | Ameresco Inc | 100
hydro | Spearfish Hydro | 58438_G_TURB1 | 58438 | G | TURB1 |  | Hydro |  | WECC_WY | South Dakota | 46 | Lawrence | 81 | 46081 | 2 | 0 | 1912 | 9999 |  |  | N | Hydro | [13 empty] | 0 | 0 | 0 | 0 | [11 empty] | Spearfish SD (City of) | 100 | Spearfish SD (City of) | 100
hydro | Spearfish Hydro | 58438_G_TURB2 | 58438 | G | TURB2 |  | Hydro |  | WECC_WY | South Dakota | 46 | Lawrence | 81 | 46081 | 2 | 0 | 1912 | 9999 |  |  | N | Hydro | [13 empty] | 0 | 0 | 0 | 0 | [11 empty] | Spearfish SD (City of) | 100 | Spearfish SD (City of) | 100
0 | CBS Studio Center | 58440_G_9560 | 58440 | G | 9560 |  | Fuel Cell |  | WEC_LADW | California | 6 | Los Angeles | 37 | 06037 | 0.4 | 8508 | 2013 | 9999 |  |  | N | Natural Gas | [13 empty] | 0 | 0 | 0 | 0 | [11 empty] | CBS Corp | 100 | CBS Corp | 100
0 | CBS Studio Center | 58440_G_9580 | 58440 | G | 9580 |  | Fuel Cell |  | WEC_LADW | California | 6 | Los Angeles | 37 | 06037 | 0.4 | 8508 | 2013 | 9999 |  |  | N | Natural Gas | [13 empty] | 0 | 0 | 0 | 0 | [11 empty] | CBS Corp | 100 | CBS Corp | 100
0 | CBS Studio Center | 58440_G_9581 | 58440 | G | 9581 |  | Fuel Cell |  | WEC_LADW | California | 6 | Los Angeles | 37 | 06037 | 0.4 | 8508 | 2013 | 9999 |  |  | N | Natural Gas | [13 empty] | 0 | 0 | 0 | 0 | [11 empty] | CBS Corp | 100 | CBS Corp | 100
0 | CBS Studio Center | 58440_G_9583 | 58440 | G | 9583 |  | Fuel Cell |  | WEC_LADW | California | 6 | Los Angeles | 37 | 06037 | 0.4 | 8508 | 2013 | 9999 |  |  | N | Natural Gas | [13 empty] | 0 | 0 | 0 | 0 | [11 empty] | CBS Corp | 100 | CBS Corp | 100
0 | CBS Studio Center | 58440_G_9585 | 58440 | G | 9585 |  | Fuel Cell |  | WEC_LADW | California | 6 | Los Angeles | 37 | 06037 | 0.4 | 8508 | 2013 | 9999 |  |  | N | Natural Gas | [13 empty] | 0 | 0 | 0 | 0 | [11 empty] | CBS Corp | 100 | CBS Corp | 100
0 | CBS Studio Center | 58440_G_9587 | 58440 | G | 9587 |  | Fuel Cell |  | WEC_LADW | California | 6 | Los Angeles | 37 | 06037 | 0.4 | 8508 | 2013 | 9999 |  |  | N | Natural Gas | [13 empty] | 0 | 0 | 0 | 0 | [11 empty] | CBS Corp | 100 | CBS Corp | 100
onshore wind | Swauk Wind LLC | 58441_G_SW | 58441 | G | SW |  | Onshore Wind |  | WECC_PNW | Washington | 53 | Kittitas | 37 | 53037 | 4.3 | 0 | 2012 | 9999 |  |  | N | Wind | [13 empty] | 0 | 0 | 0 | 0 | [11 empty] | Swauk Wind LLC | 100 | Swauk Wind LLC | 100
solar pv | Martin Limestone Solar Array | 58443_G_GEN1 | 58443 | G | GEN1 |  | Solar PV |  | PJM_EMAC | Pennsylvania | 42 | Lancaster | 71 | 42071 | 1 | 0 | 2012 | 9999 |  |  | N | Solar | [13 empty] | 0 | 0 | 0 | 0 | [11 empty] | Sunstream Energy | 100 | Sunstream Energy | 100
onshore wind | Junction Hilltop Wind Farm | 58444_G_JHW | 58444 | G | JHW |  | Onshore Wind |  | MIS_IA | Iowa | 19 | Greene | 73 | 19073 | 8 | 0 | 2012 | 9999 |  |  | N | Wind | [13 empty] | 0 | 0 | 0 | 0 | [11 empty] | Junction Hilltop Wind 1 LLC | 20 | Junction Hilltop Wind LLC | 100
solar pv | Arrache 4006 | 58445_G_1 | 58445 | G | 1 |  | Solar PV |  | WEC_LADW | California | 6 | Los Angeles | 37 | 06037 | 1 | 0 | 2013 | 9999 |  |  | N | Solar | [13 empty] | 0 | 0 | 0 | 0 | [11 empty] | CD US Solar PO 2 LLC | 100 | Capital Dynamics | 100
solar pv | Arrache 4006 | 58445_G_2 | 58445 | G | 2 |  | Solar PV |  | WEC_LADW | California | 6 | Los Angeles | 37 | 06037 | 1 | 0 | 2013 | 9999 |  |  | N | Solar | [13 empty] | 0 | 0 | 0 | 0 | [11 empty] | CD US Solar PO 2 LLC | 100 | Capital Dynamics | 100
solar pv | Arrache 4013 | 58446_G_1 | 58446 | G | 1 |  | Solar PV |  | WEC_LADW | California | 6 | Los Angeles | 37 | 06037 | 1.5 | 0 | 2013 | 9999 |  |  | N | Solar | [13 empty] | 0 | 0 | 0 | 0 | [11 empty] | CD US Solar PO 2 LLC | 100 | Capital Dynamics | 100
solar pv | Arrache 8083 | 58447_G_1 | 58447 | G | 1 |  | Solar PV |  | WEC_LADW | California | 6 | Los Angeles | 37 | 06037 | 1.5 | 0 | 2013 | 9999 |  |  | N | Solar | [13 empty] | 0 | 0 | 0 | 0 | [11 empty] | CD US Solar PO 2 LLC | 100 | Capital Dynamics | 100
solar pv | Arrache 8083 | 58447_G_2 | 58447 | G | 2 |  | Solar PV |  | WEC_LADW | California | 6 | Los Angeles | 37 | 06037 | 1.5 | 0 | 2013 | 9999 |  |  | N | Solar | [13 empty] | 0 | 0 | 0 | 0 | [11 empty] | CD US Solar PO 2 LLC | 100 | Capital Dynamics | 100
solar pv | Arrache 8083 | 58447_G_3 | 58447 | G | 3 |  | Solar PV |  | WEC_LADW | California | 6 | Los Angeles | 37 | 06037 | 1 | 0 | 2013 | 9999 |  |  | N | Solar | [13 empty] | 0 | 0 | 0 | 0 | [11 empty] | CD US Solar PO 2 LLC | 100 | Capital Dynamics | 100
solar pv | Nunn | 58448_G_1 | 58448 | G | 1 |  | Solar PV |  | WECC_SCE | California | 6 | San Bernardino | 71 | 06071 | 1 | 0 | 2013 | 9999 |  |  | N | Solar | [13 empty] | 0 | 0 | 0 | 0 | [11 empty] | CD US Solar PO 2 LLC | 100 | Capital Dynamics | 100
solar pv | Rutan | 58449_G_1 | 58449 | G | 1 |  | Solar PV |  | WEC_LADW | California | 6 | Los Angeles | 37 | 06037 | 1.5 | 0 | 2014 | 9999 |  |  | N | Solar | [13 empty] | 0 | 0 | 0 | 0 | [11 empty] | CD US Solar PO 2 LLC | 100 | Capital Dynamics | 100
solar pv | Rutan | 58449_G_2 | 58449 | G | 2 |  | Solar PV |  | WEC_LADW | California | 6 | Los Angeles | 37 | 06037 | 1.5 | 0 | 2014 | 9999 |  |  | N | Solar | [13 empty] | 0 | 0 | 0 | 0 | [11 empty] | CD US Solar PO 2 LLC | 100 | Capital Dynamics | 100
solar pv | Rutan | 58449_G_3 | 58449 | G | 3 |  | Solar PV |  | WEC_LADW | California | 6 | Los Angeles | 37 | 06037 | 1 | 0 | 2014 | 9999 |  |  | N | Solar | [13 empty] | 0 | 0 | 0 | 0 | [11 empty] | CD US Solar PO 2 LLC | 100 | Capital Dynamics | 100
solar pv | Vinam | 58450_G_1 | 58450 | G | 1 |  | Solar PV |  | WEC_LADW | California | 6 | Los Angeles | 37 | 06037 | 1.5 | 0 | 2013 | 9999 |  |  | N | Solar | [13 empty] | 0 | 0 | 0 | 0 | [11 empty] | CD US Solar PO 2 LLC | 100 | Capital Dynamics | 100
solar pv | Ma | 58451_G_1 | 58451 | G | 1 |  | Solar PV |  | WEC_LADW | California | 6 | Los Angeles | 37 | 06037 | 1.5 | 0 | 2013 | 9999 |  |  | N | Solar | [13 empty] | 0 | 0 | 0 | 0 | [11 empty] | CD US Solar PO 2 LLC | 100 | Capital Dynamics | 100
solar pv | Horn | 58452_G_1 | 58452 | G | 1 |  | Solar PV |  | WEC_LADW | California | 6 | Los Angeles | 37 | 06037 | 1.5 | 0 | 2013 | 9999 |  |  | N | Solar | [13 empty] | 0 | 0 | 0 | 0 | [11 empty] | CD US Solar PO 2 LLC | 100 | Capital Dynamics | 100
solar pv | Dixon Dairy Road Solar | 58453_G_1 | 58453 | G | 1 |  | Solar PV |  | S_VACA | North Carolina | 37 | Cleveland | 45 | 37045 | 4 | 0 | 2011 | 9999 |  |  | N | Solar | [13 empty] | 0 | 0 | 0 | 0 | [11 empty] | Dixon Dairy Road LLC | 100 | Strata Solar LLC | 100
solar pv | Watts 3115 | 58454_G_1 | 58454 | G | 1 |  | Solar PV |  | WECC_SCE | California | 6 | San Bernardino | 71 | 06071 | 1.5 | 0 | 2013 | 9999 |  |  | N | Solar | [13 empty] | 0 | 0 | 0 | 0 | [11 empty] | CD US Solar PO 2 LLC | 100 | Capital Dynamics | 100
solar pv | Watts 3115 | 58454_G_2 | 58454 | G | 2 |  | Solar PV |  | WECC_SCE | California | 6 | San Bernardino | 71 | 06071 | 0.5 | 0 | 2013 | 9999 |  |  | N | Solar | [13 empty] | 0 | 0 | 0 | 0 | [11 empty] | CD US Solar PO 2 LLC | 100 | Capital Dynamics | 100
hydro | 45 Mile Hydroelectric Project | 58455_G_0001 | 58455 | G | 0001 |  | Hydro |  | WECC_PNW | Oregon | 41 | Jefferson | 31 | 41031 | 1 | 0 | 2015 | 9999 |  |  | N | Hydro | [13 empty] | 0 | 0 | 0 | 0 | [11 empty] | Apple Inc | 100 | Apple Inc | 100
hydro | 45 Mile Hydroelectric Project | 58455_G_0002 | 58455 | G | 0002 |  | Hydro |  | WECC_PNW | Oregon | 41 | Jefferson | 31 | 41031 | 1 | 0 | 2015 | 9999 |  |  | N | Hydro | [13 empty] | 0 | 0 | 0 | 0 | [11 empty] | Apple Inc | 100 | Apple Inc | 100
hydro | 45 Mile Hydroelectric Project | 58455_G_0003 | 58455 | G | 0003 |  | Hydro |  | WECC_PNW | Oregon | 41 | Jefferson | 31 | 41031 | 1 | 0 | 2015 | 9999 |  |  | N | Hydro | [13 empty] | 0 | 0 | 0 | 0 | [11 empty] | Apple Inc | 100 | Apple Inc | 100
onshore wind | Cumberland Rose | 58456_G_1 | 58456 | G | 1 |  | Onshore Wind |  | MIS_MIDA | Iowa | 19 | Adair | 1 | 19001 | 1.6 | 0 | 2012 | 9999 |  |  | N | Wind | [13 empty] | 0 | 0 | 0 | 0 | [11 empty] | Cumberland Rose Wind Energy LLC | 100 | Cumberland Rose Wind Energy LLC | 100
onshore wind | Fontanelle | 58457_G_1 | 58457 | G | 1 |  | Onshore Wind |  | MIS_MIDA | Iowa | 19 | Adair | 1 | 19001 | 1.6 | 0 | 2012 | 9999 |  |  | N | Wind | [13 empty] | 0 | 0 | 0 | 0 | [11 empty] | Forward Fontanelle Power LLC | 100 | Forward Fontanelle Power LLC | 100
onshore wind | Greenfield Wind | 58458_G_1 | 58458 | G | 1 |  | Onshore Wind |  | MIS_MIDA | Iowa | 19 | Adair | 1 | 19001 | 1.6 | 0 | 2012 | 9999 |  |  | N | Wind | [13 empty] | 0 | 0 | 0 | 0 | [11 empty] | Greenfield Wind Power LLC | 100 | Greenfield Wind Power LLC | 100
onshore wind | Meadow Ridge | 58459_G_1 | 58459 | G | 1 |  | Onshore Wind |  | MIS_MIDA | Iowa | 19 | Adair | 1 | 19001 | 1.6 | 0 | 2012 | 9999 |  |  | N | Wind | [13 empty] | 0 | 0 | 0 | 0 | [11 empty] | Meadow Ridge Wind Energy LLC | 100 | Meadow Ridge Wind Energy LLC | 100
onshore wind | Sky Volt | 58460_G_1 | 58460 | G | 1 |  | Onshore Wind |  | MIS_MIDA | Iowa | 19 | Adair | 1 | 19001 | 1.6 | 0 | 2012 | 9999 |  |  | N | Wind | [13 empty] | 0 | 0 | 0 | 0 | [11 empty] | Sky Volt LLC | 100 | Sky Volt LLC | 100
onshore wind | Wiota | 58461_G_1 | 58461 | G | 1 |  | Onshore Wind |  | MIS_MIDA | Iowa | 19 | Cass | 29 | 19029 | 1.6 | 0 | 2012 | 9999 |  |  | N | Wind | [13 empty] | 0 | 0 | 0 | 0 | [11 empty] | Wiota Wind Energy LLC No 1 | 100 | Wiota Wind Energy LLC No 1 | 100
solar pv | McCoy Solar Energy Project | 58462_G_BLK4 | 58462 | G | BLK4 |  | Solar PV |  | WECC_SCE | California | 6 | Riverside | 65 | 06065 | 31.4 | 0 | 2015 | 9999 |  |  | N | Solar | [13 empty] | 0 | 0 | 0 | 0 | [11 empty] | McCoy Solar LLC | 100 | NextEra Energy Inc | 100
solar pv | McCoy Solar Energy Project | 58462_G_BLK5 | 58462 | G | BLK5 |  | Solar PV |  | WECC_SCE | California | 6 | Riverside | 65 | 06065 | 31.4 | 0 | 2015 | 9999 |  |  | N | Solar | [13 empty] | 0 | 0 | 0 | 0 | [11 empty] | McCoy Solar LLC | 100 | NextEra Energy Inc | 100
solar pv | McCoy Solar Energy Project | 58462_G_BLK6 | 58462 | G | BLK6 |  | Solar PV |  | WECC_SCE | California | 6 | Riverside | 65 | 06065 | 26.9 | 0 | 2015 | 9999 |  |  | N | Solar | [13 empty] | 0 | 0 | 0 | 0 | [11 empty] | McCoy Solar LLC | 100 | NextEra Energy Inc | 100
solar pv | McCoy Solar Energy Project | 58462_G_BLK8 | 58462 | G | BLK8 |  | Solar PV |  | WECC_SCE | California | 6 | Riverside | 65 | 06065 | 36.5 | 0 | 2015 | 9999 |  |  | N | Solar | [13 empty] | 0 | 0 | 0 | 0 | [11 empty] | McCoy Solar LLC | 100 | NextEra Energy Inc | 100
solar pv | McCoy Solar Energy Project | 58462_G_1 | 58462 | G | 1 |  | Solar PV |  | WECC_SCE | California | 6 | Riverside | 65 | 06065 | 41.9 | 0 | 2016 | 9999 |  |  | N | Solar | [13 empty] | 0 | 0 | 0 | 0 | [11 empty] | McCoy Solar LLC | 100 | NextEra Energy Inc | 100
solar pv | McCoy Solar Energy Project | 58462_G_BLK2 | 58462 | G | BLK2 |  | Solar PV |  | WECC_SCE | California | 6 | Riverside | 65 | 06065 | 21 | 0 | 2016 | 9999 |  |  | N | Solar | [13 empty] | 0 | 0 | 0 | 0 | [11 empty] | McCoy Solar LLC | 100 | NextEra Energy Inc | 100
solar pv | McCoy Solar Energy Project | 58462_G_BLK3 | 58462 | G | BLK3 |  | Solar PV |  | WECC_SCE | California | 6 | Riverside | 65 | 06065 | 39.6 | 0 | 2016 | 9999 |  |  | N | Solar | [13 empty] | 0 | 0 | 0 | 0 | [11 empty] | McCoy Solar LLC | 100 | NextEra Energy Inc | 100
solar pv | McCoy Solar Energy Project | 58462_G_BLK7 | 58462 | G | BLK7 |  | Solar PV |  | WECC_SCE | California | 6 | Riverside | 65 | 06065 | 41.9 | 0 | 2016 | 9999 |  |  | N | Solar | [13 empty] | 0 | 0 | 0 | 0 | [11 empty] | McCoy Solar LLC | 100 | NextEra Energy Inc | 100
solar pv | Herbert Farm Solar | 58463_G_1 | 58463 | G | 1 |  | Solar PV |  | PJM_SMAC | Maryland | 24 | Charles | 17 | 24017 | 5.5 | 0 | 2012 | 9999 |  |  | N | Solar | [13 empty] | 0 | 0 | 0 | 0 | [11 empty] | SMECO Solar LLC | 100 | Southern Maryland Electric Coop Inc | 100
onshore wind | Broadview Energy Prime LLC | 58464_G_0001 | 58464 | G | 0001 |  | Onshore Wind |  | SPP_SPS | New Mexico | 35 | Curry | 9 | 35009 | 9.9 | 0 | 2014 | 9999 |  |  | N | Wind | [13 empty] | 0 | 0 | 0 | 0 | [11 empty] | Brahms Wind LLC | 100 | Macquarie Bank Limited | 100
onshore wind | Broadview Energy Prime 2 LLC | 58465_G_0002 | 58465 | G | 0002 |  | Onshore Wind |  | SPP_SPS | New Mexico | 35 | Curry | 9 | 35009 | 9.9 | 0 | 2014 | 9999 |  |  | N | Wind | [13 empty] | 0 | 0 | 0 | 0 | [11 empty] | Brahms Wind LLC | 100 | Macquarie Bank Limited | 100
solar pv | Campo Verde Solar | 58467_G_CVS1 | 58467 | G | CVS1 |  | Solar PV |  | WECC_IID | California | 6 | Imperial | 25 | 06025 | 139 | 0 | 2013 | 9999 |  |  | N | Solar | [13 empty] | 0 | 0 | 0 | 0 | [11 empty] | Campo Verde Solar LLC | 100 | Southern Co | 100
hydro | C-Drop Hydro | 58470_G_GEN1 | 58470 | G | GEN1 |  | Hydro |  | WECC_PNW | Oregon | 41 | Klamath | 35 | 41035 | 1.1 | 0 | 2012 | 9999 |  |  | N | Hydro | [13 empty] | 0 | 0 | 0 | 0 | [11 empty] | C Drop Hydro LLC | 100 | Warm Springs Hydro LLC | 100
natural gas peaker | Ector County Energy Center | 58471_G_CTG1 | 58471 | G | CTG1 | 90984 | Combustion Turbine |  | ERC_WEST | Texas | 48 | Ector | 135 | 48135 | 150 | 11532 | 2015 | 9999 |  |  | N | Natural Gas |  |  |  | DLNB | [9 empty] | 0.03331 | 0.03331 | 0.03331 | 0.03331 | [11 empty] | Ector County Energy Center LLC | 100 | Invenergy LLC | 100
natural gas peaker | Ector County Energy Center | 58471_G_CTG2 | 58471 | G | CTG2 | 90985 | Combustion Turbine |  | ERC_WEST | Texas | 48 | Ector | 135 | 48135 | 150 | 11532 | 2015 | 9999 |  |  | N | Natural Gas |  |  |  | DLNB | [9 empty] | 0.03276 | 0.03276 | 0.03276 | 0.03276 | [11 empty] | Ector County Energy Center LLC | 100 | Invenergy LLC | 100
solar pv | Bruce A Henry Solar Farm | 58473_G_BHSF | 58473 | G | BHSF |  | Solar PV |  | PJM_EMAC | Delaware | 10 | Sussex | 5 | 10005 | 3.9 | 0 | 2013 | 9999 |  |  | N | Solar | [13 empty] | 0 | 0 | 0 | 0 | [11 empty] | Delaware Electric Coop Inc | 100 | Delaware Electric Coop Inc | 100
onshore wind | Buffalo Dunes Wind Project | 58474_G_GE1 | 58474 | G | GE1 |  | Onshore Wind |  | SPP_N | Kansas | 20 | Haskell | 81 | 20081 | 249.8 | 0 | 2013 | 9999 |  |  | N | Wind | [13 empty] | 0 | 0 | 0 | 0 | [11 empty] | Buffalo Dunes Wind Project LLC | 100 | Starwood Capital Group Global LLC | 100
0 | Battery Utility of Ohio | 58475_G_BOU | 58475 | G | BOU |  | Energy Storage |  | PJM_West | Ohio | 39 | Delaware | 41 | 39041 | 4 | 0 | 2014 | 9999 |  |  | N | Energy Storage | [13 empty] | 0 | 0 | 0 | 0 | [11 empty] | Battery Utility of Ohio LLC | 100 | RES Group | 100
biomass | Dart Container Corp | 58476_G_LFGT1 | 58476 | G | LFGT1 |  | Landfill Gas |  | PJM_EMAC | Pennsylvania | 42 | Lancaster | 71 | 42071 | 4.6 | 11705 | 2012 | 9999 |  |  | Y | Landfill Gas | [13 empty] | 0.22117 | 0.22117 | 0.22117 | 0.22117 | [11 empty] | Dart Container Corp of Pennsylvania | 100 | Dart Container Corp | 100
biomass | Dart Container Corp | 58476_G_LFGT2 | 58476 | G | LFGT2 |  | Landfill Gas |  | PJM_EMAC | Pennsylvania | 42 | Lancaster | 71 | 42071 | 4.6 | 11705 | 2012 | 9999 |  |  | Y | Landfill Gas | [13 empty] | 0.22117 | 0.22117 | 0.22117 | 0.22117 | [11 empty] | Dart Container Corp of Pennsylvania | 100 | Dart Container Corp | 100
solar pv | Las Vegas WPCF Solar Plant | 58477_G_1 | 58477 | G | 1 |  | Solar PV |  | WECC_SNV | Nevada | 32 | Clark | 3 | 32003 | 3.3 | 0 | 2013 | 9999 |  |  | N | Solar | [13 empty] | 0 | 0 | 0 | 0 | [11 empty] | Las Vegas NV (City of) | 100 | Las Vegas NV (City of) | 100
natural gas combined cycle | LEPA Unit No. 1 | 58478_G_LEPA1 | 58478 | G | LEPA1 | 91024 | Combined Cycle |  | MIS_LA | Louisiana | 22 | St Mary | 101 | 22101 | 48 | 8516 | 2016 | 9999 |  |  | N | Natural Gas |  |  |  | H2O | SCR | [8 empty] | 0.015948 | 0.015948 | 0.015948 | 0.015948 | [11 empty] | Morgan City LA (City of) | 100 | Morgan City LA (City of) | 100
natural gas combined cycle | LEPA Unit No. 1 | 58478_G_LEPA2 | 58478 | G | LEPA2 |  | Combined Cycle |  | MIS_LA | Louisiana | 22 | St Mary | 101 | 22101 | 16 | 8516 | 2016 | 9999 |  |  | N | Natural Gas |  |  |  |  | SCR | [8 empty] | 0.015948 | 0.015948 | 0.015948 | 0.015948 | [11 empty] | Morgan City LA (City of) | 100 | Morgan City LA (City of) | 100
solar pv | SEV NM Phase 2 | 58479_G_NMP2 | 58479 | G | NMP2 |  | Solar PV |  | SPP_SPS | New Mexico | 35 | Chaves | 5 | 35005 | 1.4 | 0 | 2013 | 9999 |  |  | N | Solar | [13 empty] | 0 | 0 | 0 | 0 | [11 empty] | SEV NM Phase 2 LLC | 100 | Bluenrgy Group | 100
solar pv | Plymouth Solar LLC | 58480_G_1 | 58480 | G | 1 |  | Solar PV |  | PJM_Dom | North Carolina | 37 | Washington | 187 | 37187 | 5 | 0 | 2012 | 9999 |  |  | N | Solar | [13 empty] | 0 | 0 | 0 | 0 | [11 empty] | Plymouth Solar LLC | 100 | Plymouth Solar LLC | 100
solar pv | CSU Pueblo | 58481_G_CSU1 | 58481 | G | CSU1 |  | Solar PV |  | WECC_CO | Colorado | 8 | Pueblo | 101 | 08101 | 1 | 0 | 2008 | 9999 |  |  | N | Solar | [13 empty] | 0 | 0 | 0 | 0 | [11 empty] | SSA Solar of CO 1 LLC | 100 | SSA Solar of CO 1 LLC | 100
solar pv | Azalea Solar, LLC | 58482_G_1 | 58482 | G | 1 |  | Solar PV |  | S_SOU | Georgia | 13 | Washington | 303 | 13303 | 7.7 | 0 | 2013 | 9999 |  |  | N | Solar | [13 empty] | 0 | 0 | 0 | 0 | [11 empty] | Azalea Solar LLC | 100 | Dominion Energy Inc | 100
solar pv | Tinton Falls Solar Farm | 58483_G_UNIT1 | 58483 | G | UNIT1 |  | Solar PV |  | PJM_EMAC | New Jersey | 34 | Monmouth | 25 | 34025 | 16 | 0 | 2012 | 9999 |  |  | N | Solar | [13 empty] | 0 | 0 | 0 | 0 | [11 empty] | Tinton Falls Solar Farm LLC | 100 | Zongyi Solar America Co Ltd | 100
biomass | MAS ASB Cogen Plant | 58484_G_1 | 58484 | G | 1 |  | Landfill Gas |  | S_SOU | Georgia | 13 | Fulton | 121 | 13121 | 2.2 | 9021 | 2012 | 9999 |  |  | Y | Landfill Gas | [13 empty] | 0.22117 | 0.22117 | 0.22117 | 0.22117 | [11 empty] | Mas Asb Cogen LLC | 100 | Coca Cola Co (The) | 100
biomass | MAS ASB Cogen Plant | 58484_G_2 | 58484 | G | 2 |  | Landfill Gas |  | S_SOU | Georgia | 13 | Fulton | 121 | 13121 | 2.2 | 9021 | 2012 | 9999 |  |  | Y | Landfill Gas | [13 empty] | 0.22117 | 0.22117 | 0.22117 | 0.22117 | [11 empty] | Mas Asb Cogen LLC | 100 | Coca Cola Co (The) | 100
biomass | MAS ASB Cogen Plant | 58484_G_3 | 58484 | G | 3 |  | Landfill Gas |  | S_SOU | Georgia | 13 | Fulton | 121 | 13121 | 2.2 | 9021 | 2012 | 9999 |  |  | Y | Landfill Gas | [13 empty] | 0.22117 | 0.22117 | 0.22117 | 0.22117 | [11 empty] | Mas Asb Cogen LLC | 100 | Coca Cola Co (The) | 100
solar pv | Upson Rocky Creek Solar Plant | 58485_G_PV1 | 58485 | G | PV1 |  | Solar PV |  | S_SOU | Georgia | 13 | Upson | 293 | 13293 | 1 | 0 | 2012 | 9999 |  |  | N | Solar | [13 empty] | 0 | 0 | 0 | 0 | [11 empty] | SDD Solar Project 4 LLC | 100 | Origis Energy | 100
solar pv | Picture Rocks Solar, LLC | 58486_G_1 | 58486 | G | 1 |  | Solar PV |  | WECC_AZ | Arizona | 4 | Pima | 19 | 04019 | 20 | 0 | 2012 | 9999 |  |  | N | Solar | [13 empty] | 0 | 0 | 0 | 0 | [11 empty] | Picture Rocks Solar LLC | 100 | Macquarie Bank Limited | 100
solar pv | Granville Solar PV Power Project | 58487_G_1 | 58487 | G | 1 |  | Solar PV |  | S_VACA | North Carolina | 37 | Granville | 77 | 37077 | 2.5 | 0 | 2012 | 9999 |  |  | N | Solar | [13 empty] | 0 | 0 | 0 | 0 | [11 empty] | Granville Solar LLC | 100 | Southern Co | 100
solar pv | Bryan Solar, LLC | 58488_G_1 | 58488 | G | 1 |  | Solar PV |  | ERC_WEST | Texas | 48 | Presidio | 377 | 48377 | 10 | 0 | 2013 | 9999 |  |  | N | Solar | [13 empty] | 0 | 0 | 0 | 0 | [11 empty] | Bryan Solar LLC | 100 | Macquarie Bank Limited | 100
solar pv | Apex Solar PV Power Project | 58489_G_1 | 58489 | G | 1 |  | Solar PV |  | WECC_SNV | Nevada | 32 | Clark | 3 | 32003 | 20 | 0 | 2012 | 9999 |  |  | N | Solar | [13 empty] | 0 | 0 | 0 | 0 | [11 empty] | Southern Turner Renewable Energy LLC | 100 | Southern Co | 100
solar pv | Spectrum Solar PV Power Project | 58490_G_1 | 58490 | G | 1 |  | Solar PV |  | WECC_SNV | Nevada | 32 | Clark | 3 | 32003 | 30 | 0 | 2013 | 9999 |  |  | N | Solar | [13 empty] | 0 | 0 | 0 | 0 | [11 empty] | Spectrum Nevada Solar LLC | 100 | Southern Co | 100
solar pv | Sandy Cross Solar, LLC | 58491_G_SANDY | 58491 | G | SANDY |  | Solar PV |  | S_VACA | North Carolina | 37 | Nash | 127 | 37127 | 1.2 | 0 | 2012 | 9999 |  |  | N | Solar | [13 empty] | 0 | 0 | 0 | 0 | [11 empty] | Sandy Cross Solar LLC | 100 | Sandy Cross Solar LLC | 100
solar pv | Ararat Rock Solar, LLC | 58492_G_ARARR | 58492 | G | ARARR |  | Solar PV |  | S_VACA | North Carolina | 37 | Surry | 171 | 37171 | 3.5 | 0 | 2012 | 9999 |  |  | N | Solar | [13 empty] | 0 | 0 | 0 | 0 | [11 empty] | Ararat Rock Solar LLC | 100 | O2Energies | 100
solar pv | Progress Solar 1, LLC | 58493_G_PRO1 | 58493 | G | PRO1 |  | Solar PV |  | S_VACA | North Carolina | 37 | Franklin | 69 | 37069 | 4 | 0 | 2012 | 9999 |  |  | N | Solar | [13 empty] | 0 | 0 | 0 | 0 | [11 empty] | Progress Solar 1 LLC | 100 | O2Energies | 100
solar pv | Progress Solar II, LLC | 58494_G_PROG2 | 58494 | G | PROG2 |  | Solar PV |  | S_VACA | North Carolina | 37 | Robeson | 155 | 37155 | 3.5 | 0 | 2012 | 9999 |  |  | N | Solar | [13 empty] | 0 | 0 | 0 | 0 | [11 empty] | Progress Solar II LLC | 100 | O2Energies | 100
solar pv | Progress Solar III, LLC | 58495_G_PROG3 | 58495 | G | PROG3 |  | Solar PV |  | S_VACA | North Carolina | 37 | Robeson | 155 | 37155 | 3.5 | 0 | 2012 | 9999 |  |  | N | Solar | [13 empty] | 0 | 0 | 0 | 0 | [11 empty] | Progress Solar III LLC | 100 | O2Energies | 100
solar pv | Lincoln Solar | 58496_G_PV2 | 58496 | G | PV2 |  | Solar PV |  | MIS_INKY | Indiana | 18 | Lake | 89 | 18089 | 1.5 | 0 | 2012 | 9999 |  |  | N | Solar | [13 empty] | 0 | 0 | 0 | 0 | [11 empty] | Lincoln Solar LLC | 100 | Allco Renewable Energy Limited | 100
biomass | L&S Sweetners | 58497_G_GEN1 | 58497 | G | GEN1 |  | Landfill Gas |  | PJM_EMAC | Pennsylvania | 42 | Lancaster | 71 | 42071 | 1.6 | 13500 | 2013 | 9999 |  |  | N | Landfill Gas | [13 empty] | 0.22117 | 0.22117 | 0.22117 | 0.22117 | [11 empty] | L&S Sweeteners | 100 | L&S Sweeteners | 100
biomass | L&S Sweetners | 58497_G_GEN2 | 58497 | G | GEN2 |  | Landfill Gas |  | PJM_EMAC | Pennsylvania | 42 | Lancaster | 71 | 42071 | 1.6 | 13500 | 2013 | 9999 |  |  | N | Landfill Gas | [13 empty] | 0.22117 | 0.22117 | 0.22117 | 0.22117 | [11 empty] | L&S Sweeteners | 100 | L&S Sweeteners | 100
solar pv | Rosamond One | 58498_G_RONE | 58498 | G | RONE |  | Solar PV |  | WECC_SCE | California | 6 | Kern | 29 | 06029 | 20 | 0 | 2014 | 9999 |  |  | N | Solar | [13 empty] | 0 | 0 | 0 | 0 | [11 empty] | RE Rosamond One LLC | 100 | KKR Global Infrastructure Investors LP | 100
solar pv | Rosamond Two | 58499_G_RTWO | 58499 | G | RTWO |  | Solar PV |  | WECC_SCE | California | 6 | Kern | 29 | 06029 | 20 | 0 | 2014 | 9999 |  |  | N | Solar | [13 empty] | 0 | 0 | 0 | 0 | [11 empty] | RE Rosamond Two LLC | 100 | KKR Global Infrastructure Investors LP | 100
solar pv | Rio Grande Solar | 58500_G_RIO | 58500 | G | RIO |  | Solar PV |  | WECC_SCE | California | 6 | Kern | 29 | 06029 | 5 | 0 | 2013 | 9999 |  |  | N | Solar | [13 empty] | 0 | 0 | 0 | 0 | [11 empty] | RE Rio Grande LLC | 100 | Google Inc | 100
solar pv | Gillespie 1 | 58501_G_GILL1 | 58501 | G | GILL1 |  | Solar PV |  | WECC_AZ | Arizona | 4 | Maricopa | 13 | 04013 | 15 | 0 | 2013 | 9999 |  |  | N | Solar | [13 empty] | 0 | 0 | 0 | 0 | [11 empty] | RE Gillespie 1 LLC | 100 | Google Inc | 100
solar pv | Columbia 3 | 58502_G_COL3 | 58502 | G | COL3 |  | Solar PV |  | WECC_SCE | California | 6 | Kern | 29 | 06029 | 10 | 0 | 2014 | 9999 |  |  | N | Solar | [13 empty] | 0 | 0 | 0 | 0 | [11 empty] | RE Columbia 3 LLC | 100 | Google Inc | 100
natural gas combined cycle | Carty Generating Station | 58503_G_GEN1 | 58503 | G | GEN1 | 90906 | Combined Cycle |  | WECC_PNW | Oregon | 41 | Morrow | 49 | 41049 | 246.7 | 7050 | 2016 | 9999 |  |  | N | Natural Gas |  |  |  |  | SCR | [8 empty] | 0.0067344 | 0.0067344 | 0.0067344 | 0.0067344 | [11 empty] | Portland General Electric Co | 100 | Portland General Electric Co | 100
natural gas combined cycle | Carty Generating Station | 58503_G_GEN2 | 58503 | G | GEN2 | 90906 | Combined Cycle |  | WECC_PNW | Oregon | 41 | Morrow | 49 | 41049 | 166.3 | 7050 | 2016 | 9999 |  |  | N | Natural Gas |  |  |  | LNB + NH3 | SCR | [8 empty] | 0.0067344 | 0.0067344 | 0.0067344 | 0.0067344 | [11 empty] | Portland General Electric Co | 100 | Portland General Electric Co | 100
solar pv | Livingston Solar Farm | 58504_G_LVSF | 58504 | G | LVSF |  | Solar PV |  | PJM_EMAC | New Jersey | 34 | Middlesex | 23 | 34023 | 1.2 | 0 | 2009 | 9999 |  |  | N | Solar | [13 empty] | 0 | 0 | 0 | 0 | [11 empty] | Rutgers University | 100 | Rutgers University | 100
solar pv | Livingston Solar Canopies | 58505_G_LVSC | 58505 | G | LVSC |  | Solar PV |  | PJM_EMAC | New Jersey | 34 | Middlesex | 23 | 34023 | 6.4 | 0 | 2013 | 9999 |  |  | N | Solar | [13 empty] | 0 | 0 | 0 | 0 | [11 empty] | Rutgers University | 100 | Rutgers University | 100
solar pv | Chuckawalla Solar | 58506_G_0937 | 58506 | G | 0937 |  | Solar PV |  | WECC_SCE | California | 6 | Riverside | 65 | 06065 | 4 | 0 | 2012 | 9999 |  |  | N | Solar | [13 empty] | 0 | 0 | 0 | 0 | [11 empty] | SunE CPA CDC1 LLC | 100 | SunEdison | 100
solar pv | Bear Creek Solar | 58508_G_PV3 | 58508 | G | PV3 |  | Solar PV |  | WEC_CALN | California | 6 | San Joaquin | 77 | 06077 | 1.5 | 0 | 2014 | 9999 |  |  | N | Solar | [13 empty] | 0 | 0 | 0 | 0 | [11 empty] | Bear Creek Solar LLC | 100 | Allco Renewable Energy Limited | 100
solar pv | Vintner Solar | 58509_G_PV4 | 58509 | G | PV4 |  | Solar PV |  | WEC_CALN | California | 6 | San Luis Obispo | 79 | 06079 | 1.5 | 0 | 2014 | 9999 |  |  | N | Solar | [13 empty] | 0 | 0 | 0 | 0 | [11 empty] | Vintner Solar LLC | 100 | Allco Renewable Energy Limited | 100
solar pv | Kettleman Solar Project | 58510_G_PV5 | 58510 | G | PV5 |  | Solar PV |  | WEC_CALN | California | 6 | San Joaquin | 77 | 06077 | 1 | 0 | 2014 | 9999 |  |  | N | Solar | [13 empty] | 0 | 0 | 0 | 0 | [11 empty] | Kettleman Solar LLC | 100 | Allco Renewable Energy Limited | 100
solar pv | Cornerstone Power Vineland I LLC | 58512_G_PV1 | 58512 | G | PV1 |  | Solar PV |  | PJM_EMAC | New Jersey | 34 | Cumberland | 11 | 34011 | 3.1 | 0 | 2012 | 9999 |  |  | N | Solar | [13 empty] | 0 | 0 | 0 | 0 | [11 empty] | OCI Solar Power LLC | 100 | OCI Company Ltd | 100
solar pv | Ironwood Solar LLC | 58513_G_0937 | 58513 | G | 0937 |  | Solar PV |  | WECC_SCE | California | 6 | Riverside | 65 | 06065 | 4 | 0 | 2012 | 9999 |  |  | N | Solar | [13 empty] | 0 | 0 | 0 | 0 | [11 empty] | Ironwood Solar LLC | 100 | SunEdison | 100
solar pv | Desert Hot Springs Solar | 58514_G_DHCA | 58514 | G | DHCA |  | Solar PV |  | WECC_SCE | California | 6 | Riverside | 65 | 06065 | 2.2 | 0 | 2013 | 9999 |  |  | N | Solar | [13 empty] | 0 | 0 | 0 | 0 | [11 empty] | CES DHS Solar LLC | 100 | Consolidated Edison Inc | 100
solar pv | Chattanooga Metropolitan Airport Solar | 58515_G_GEN1 | 58515 | G | GEN1 |  | Solar PV |  | S_C_TVA | Tennessee | 47 | Hamilton | 65 | 47065 | 0.7 | 0 | 2011 | 9999 |  |  | N | Solar | [13 empty] | 0 | 0 | 0 | 0 | [11 empty] | Chattanooga Metropolitan Arpt Authority | 100 | Chattanooga Metropolitan Arpt Authority | 100
solar pv | Chattanooga Metropolitan Airport Solar | 58515_G_GEN2 | 58515 | G | GEN2 |  | Solar PV |  | S_C_TVA | Tennessee | 47 | Hamilton | 65 | 47065 | 0.8 | 0 | 2013 | 9999 |  |  | N | Solar | [13 empty] | 0 | 0 | 0 | 0 | [11 empty] | Chattanooga Metropolitan Arpt Authority | 100 | Chattanooga Metropolitan Arpt Authority | 100
solar pv | Chattanooga Metropolitan Airport Solar | 58515_G_GEN3 | 58515 | G | GEN3 |  | Solar PV |  | S_C_TVA | Tennessee | 47 | Hamilton | 65 | 47065 | 0.4 | 0 | 2019 | 9999 |  |  | N | Solar | [13 empty] | 0 | 0 | 0 | 0 | [11 empty] | Chattanooga Metropolitan Arpt Authority | 100 | Chattanooga Metropolitan Arpt Authority | 100
solar pv | Union HS at Casa Grande | 58516_G_PV1 | 58516 | G | PV1 |  | Solar PV |  | WECC_AZ | Arizona | 4 | Pinal | 21 | 04021 | 1.6 | 0 | 2012 | 9999 |  |  | N | Solar | [13 empty] | 0 | 0 | 0 | 0 | [11 empty] | Constellation Solar Arizona LLC | 100 | Exelon Corp | 100
solar pv | Vista Grande HS at Casa Grande | 58517_G_PV1 | 58517 | G | PV1 |  | Solar PV |  | WECC_AZ | Arizona | 4 | Pinal | 21 | 04021 | 1.4 | 0 | 2012 | 9999 |  |  | N | Solar | [13 empty] | 0 | 0 | 0 | 0 | [11 empty] | Constellation Solar Arizona LLC | 100 | Exelon Corp | 100
solar pv | Alethea I | 58519_G_1 | 58519 | G | 1 |  | Solar PV |  | PJM_EMAC | New Jersey | 34 | Burlington | 5 | 34005 | 2.8 | 0 | 2011 | 9999 |  |  | N | Solar | [13 empty] | 0 | 0 | 0 | 0 | [11 empty] | Joan A Turnure Irrevocable Trust | 100 | Joan A Turnure Irrevocable Trust | 100
solar pv | Otero Solar | 58520_G_OTE1 | 58520 | G | OTE1 |  | Solar PV |  | WECC_NM | New Mexico | 35 | Otero | 35 | 35035 | 8 | 0 | 2013 | 9999 |  |  | N | Solar | [13 empty] | 0 | 0 | 0 | 0 | [11 empty] | Public Service Co of New Mexico | 100 | PNM Resources Inc | 100
solar pv | Manzano Solar | 58521_G_MAN1 | 58521 | G | MAN1 |  | Solar PV |  | WECC_NM | New Mexico | 35 | Valencia | 61 | 35061 | 8.4 | 0 | 2013 | 9999 |  |  | N | Solar | [13 empty] | 0 | 0 | 0 | 0 | [11 empty] | Public Service Co of New Mexico | 100 | PNM Resources Inc | 100
solar pv | Madera Community Hospital | 58522_G_1 | 58522 | G | 1 |  | Solar PV |  | WEC_CALN | California | 6 | Madera | 39 | 06039 | 1 | 0 | 2011 | 9999 |  |  | N | Solar | [13 empty] | 0 | 0 | 0 | 0 | [11 empty] | GLC (CA) Madera LLC | 100 | US Bancorp | 100
biomass | Stoltze CoGen1 | 58523_G_STL2 | 58523 | G | STL2 |  | Biomass |  | WECC_MT | Montana | 30 | Flathead | 29 | 30029 | 3 | 11725 | 2013 | 9999 |  |  | Y | Biomass | [13 empty] | 0.22033 | 0.22033 | 0.22033 | 0.22033 | [11 empty] | FH Stoltze Land & Lumber Co | 100 | FH Stoltze Land & Lumber Co | 100
solar pv | Neuse River Solar Farm | 58524_G_1 | 58524 | G | 1 |  | Solar PV |  | S_VACA | North Carolina | 37 | Wake | 183 | 37183 | 1.1 | 0 | 2011 | 9999 |  |  | N | Solar | [13 empty] | 0 | 0 | 0 | 0 | [11 empty] | NxGen Power | 100 | Nxgen Power | 100
solar pv | City of Hayward WWTP | 58525_G_1 | 58525 | G | 1 |  | Solar PV |  | WEC_CALN | California | 6 | Alameda | 1 | 06001 | 1.7 | 0 | 2010 | 9999 |  |  | N | Solar | [13 empty] | 0 | 0 | 0 | 0 | [11 empty] | Hayward CA (City of) | 100 | Hayward CA (City of) | 100
municipal solid waste | City of Hayward WWTP | 58525_G_COGEN | 58525 | G | COGEN |  | Non-Fossil Waste |  | WEC_CALN | California | 6 | Alameda | 1 | 06001 | 1.1 | 9528 | 2014 | 9999 |  |  | Y | Non-Fossil Waste | [13 empty] | 0 | 0 | 0 | 0 | [11 empty] | Hayward CA (City of) | 100 | Hayward CA (City of) | 100
biomass | Uwharrie Mountain Renewable | 58526_G_1 | 58526 | G | 1 |  | Landfill Gas |  | S_VACA | North Carolina | 37 | Montgomery | 123 | 37123 | 1.6 | 13500 | 2014 | 9999 |  |  | N | Landfill Gas | [13 empty] | 0.22117 | 0.22117 | 0.22117 | 0.22117 | [11 empty] | Uwharrie Mountain Renewable Energy LLC | 100 | DTE Energy Co | 100
biomass | Uwharrie Mountain Renewable | 58526_G_2 | 58526 | G | 2 |  | Landfill Gas |  | S_VACA | North Carolina | 37 | Montgomery | 123 | 37123 | 1.6 | 13500 | 2014 | 9999 |  |  | N | Landfill Gas | [13 empty] | 0.22117 | 0.22117 | 0.22117 | 0.22117 | [11 empty] | Uwharrie Mountain Renewable Energy LLC | 100 | DTE Energy Co | 100
biomass | Uwharrie Mountain Renewable | 58526_G_3 | 58526 | G | 3 |  | Landfill Gas |  | S_VACA | North Carolina | 37 | Montgomery | 123 | 37123 | 1.6 | 13500 | 2014 | 9999 |  |  | N | Landfill Gas | [13 empty] | 0.22117 | 0.22117 | 0.22117 | 0.22117 | [11 empty] | Uwharrie Mountain Renewable Energy LLC | 100 | DTE Energy Co | 100
biomass | Uwharrie Mountain Renewable | 58526_G_4 | 58526 | G | 4 |  | Landfill Gas |  | S_VACA | North Carolina | 37 | Montgomery | 123 | 37123 | 1.6 | 13500 | 2014 | 9999 |  |  | N | Landfill Gas | [13 empty] | 0.22117 | 0.22117 | 0.22117 | 0.22117 | [11 empty] | Uwharrie Mountain Renewable Energy LLC | 100 | DTE Energy Co | 100
biomass | Uwharrie Mountain Renewable | 58526_G_5 | 58526 | G | 5 |  | Landfill Gas |  | S_VACA | North Carolina | 37 | Montgomery | 123 | 37123 | 1.6 | 13500 | 2014 | 9999 |  |  | N | Landfill Gas | [13 empty] | 0.22117 | 0.22117 | 0.22117 | 0.22117 | [11 empty] | Uwharrie Mountain Renewable Energy LLC | 100 | DTE Energy Co | 100
biomass | Uwharrie Mountain Renewable | 58526_G_6 | 58526 | G | 6 |  | Landfill Gas |  | S_VACA | North Carolina | 37 | Montgomery | 123 | 37123 | 1.6 | 13500 | 2014 | 9999 |  |  | N | Landfill Gas | [13 empty] | 0.22117 | 0.22117 | 0.22117 | 0.22117 | [11 empty] | Uwharrie Mountain Renewable Energy LLC | 100 | DTE Energy Co | 100
solar pv | Crown Cooling Facility | 58527_G_1 | 58527 | G | 1 |  | Solar PV |  | WECC_IID | California | 6 | Imperial | 25 | 06025 | 1 | 0 | 2011 | 9999 |  |  | N | Solar | [13 empty] | 0 | 0 | 0 | 0 | [11 empty] | Five Crowns Marketing | 100 | Five Crown Marketing | 100
solar pv | Garnet Solar Generation Station I LLC | 58528_G_WDT44 | 58528 | G | WDT44 |  | Solar PV |  | WECC_SCE | California | 6 | Riverside | 65 | 06065 | 4 | 0 | 2014 | 9999 |  |  | N | Solar | [13 empty] | 0 | 0 | 0 | 0 | [11 empty] | Garnet Solar Power Generation Station 1 LLC | 100 | Hanwha Group | 100
solar pv | Progress Manis I | 58529_G_P11A | 58529 | G | P11A |  | Solar PV |  | S_VACA | North Carolina | 37 | Scotland | 165 | 37165 | 0.5 | 0 | 2012 | 9999 |  |  | N | Solar | [13 empty] | 0 | 0 | 0 | 0 | [11 empty] | North Carolina Solar I LLC | 100 | Blu Leaf Energy Inc | 100
solar pv | Progress Manis I | 58529_G_P11B | 58529 | G | P11B |  | Solar PV |  | S_VACA | North Carolina | 37 | Scotland | 165 | 37165 | 0.5 | 0 | 2012 | 9999 |  |  | N | Solar | [13 empty] | 0 | 0 | 0 | 0 | [11 empty] | North Carolina Solar I LLC | 100 | Blu Leaf Energy Inc | 100
solar pv | North Carolina Solar Bethea I | 58531_G_P22B | 58531 | G | P22B |  | Solar PV |  | S_VACA | North Carolina | 37 | Scotland | 165 | 37165 | 0.5 | 0 | 2012 | 9999 |  |  | N | Solar | [13 empty] | 0 | 0 | 0 | 0 | [11 empty] | North Carolina Solar II LLC | 100 | Blu Leaf Energy Inc | 100
solar pv | North Carolina Solar Bethea I | 58531_G_P22A | 58531 | G | P22A |  | Solar PV |  | S_VACA | North Carolina | 37 | Scotland | 165 | 37165 | 0.5 | 0 | 2013 | 9999 |  |  | N | Solar | [13 empty] | 0 | 0 | 0 | 0 | [11 empty] | North Carolina Solar II LLC | 100 | Blu Leaf Energy Inc | 100
geothermal | Don A Campbell 1 Geothermal | 58533_G_1 | 58533 | G | 1 |  | Geothermal |  | WECC_NNV | Nevada | 32 | Mineral | 21 | 32021 | 11.5 | 9771 | 2014 | 9999 |  |  | N | Geothermal | [13 empty] | 0 | 0 | 0 | 0 | 0.4563 | 0.4563 | 0.4563 | [8 empty] | ORNI 47 LLC | 100 | Northleaf Capital Partners | 100
solar pv | Westford Solar Park | 58534_G_1 | 58534 | G | 1 |  | Solar PV |  | NENGREST | Massachusetts | 25 | Middlesex | 17 | 25017 | 4 | 0 | 2012 | 9999 |  |  | N | Solar | [13 empty] | 0 | 0 | 0 | 0 | [11 empty] | Canisteo Solar 1 LLC | 50 | Cathartes Private Investment | 50
solar pv | Pickering Solar | 58535_G_1 | 58535 | G | 1 |  | Solar PV |  | PJM_EMAC | Pennsylvania | 42 | Chester | 29 | 42029 | 1.4 | 0 | 2012 | 9999 |  |  | N | Solar | [13 empty] | 0 | 0 | 0 | 0 | [11 empty] | Aqua Pennsylvania Inc | 100 | Aqua America Inc | 100
solar pv | Cornerstone Power Holmdel LLC | 58536_G_1 | 58536 | G | 1 |  | Solar PV |  | PJM_EMAC | New Jersey | 34 | Monmouth | 25 | 34025 | 3 | 0 | 2013 | 9999 |  |  | N | Solar | [13 empty] | 0 | 0 | 0 | 0 | [11 empty] | Cornerstone Power Holmdel LLC | 100 | OCI Company Ltd | 100
solar pv | OCI Alamo Solar I Hybrid | 58537_G_1 | 58537 | G | 1 |  | Solar PV |  | ERC_REST | Texas | 48 | Bexar | 29 | 48029 | 40.7 | 0 | 2013 | 9999 |  |  | N | Solar | [13 empty] | 0 | 0 | 0 | 0 | [11 empty] | OCI Solar Power LLC | 100 | OCI Company Ltd | 100
0 | OCI Alamo Solar I Hybrid | 58537_G_ASTRO | 58537 | G | ASTRO |  | Energy Storage |  | ERC_REST | Texas | 48 | Bexar | 29 | 48029 | 1 | 0 | 2016 | 9999 |  |  | N | Energy Storage | [13 empty] | 0 | 0 | 0 | 0 | [11 empty] | OCI Alamo 1 LLC | 100 | OCI Company Ltd | 100
solar pv | PCSP3 Airport | 58538_G_3 | 58538 | G | 3 |  | Solar PV |  | S_VACA | North Carolina | 37 | Person | 145 | 37145 | 2.5 | 0 | 2011 | 9999 |  |  | N | Solar | [13 empty] | 0 | 0 | 0 | 0 | [11 empty] | PCSP3 Arpt LLC | 100 | PCSP3 Arpt LLC | 100
solar pv | Lake Pleasant WTP | 58539_G_1 | 58539 | G | 1 |  | Solar PV |  | WECC_AZ | Arizona | 4 | Maricopa | 13 | 04013 | 6 | 0 | 2012 | 9999 |  |  | N | Solar | [13 empty] | 0 | 0 | 0 | 0 | [11 empty] | Solar Star Arizona III LLC | 100 | SunPower Corp | 100
solar pv | Silver City WWTP PV Project | 58540_G_PV-1 | 58540 | G | PV-1 |  | Solar PV |  | WECC_NM | New Mexico | 35 | Grant | 17 | 35017 | 1 | 0 | 2013 | 9999 |  |  | N | Solar | [13 empty] | 0 | 0 | 0 | 0 | [11 empty] | Affordable Solar Silver City LLC | 100 | Affordable Solar | 100
solar pv | SunGen Sharon 1 LLC | 58541_G_1 | 58541 | G | 1 |  | Solar PV |  | NENGREST | Vermont | 50 | Windsor | 27 | 50027 | 1.8 | 0 | 2012 | 9999 |  |  | N | Solar | [13 empty] | 0 | 0 | 0 | 0 | [11 empty] | SunGen Sharon 1 LLC | 100 | Sungen | 100
solar pv | Desert Sunlight 250, LLC | 58542_G_DSL12 | 58542 | G | DSL12 |  | Solar PV |  | WECC_SCE | California | 6 | Riverside | 65 | 06065 | 39.1 | 0 | 2013 | 9999 |  |  | N | Solar | [13 empty] | 0 | 0 | 0 | 0 | [11 empty] | Desert Sunlight 250 LLC | 100 | General Electric Co | 100
solar pv | Desert Sunlight 250, LLC | 58542_G_DSL16 | 58542 | G | DSL16 |  | Solar PV |  | WECC_SCE | California | 6 | Riverside | 65 | 06065 | 22.7 | 0 | 2013 | 9999 |  |  | N | Solar | [13 empty] | 0 | 0 | 0 | 0 | [11 empty] | Desert Sunlight 250 LLC | 100 | General Electric Co | 100
solar pv | Desert Sunlight 250, LLC | 58542_G_DSL17 | 58542 | G | DSL17 |  | Solar PV |  | WECC_SCE | California | 6 | Riverside | 65 | 06065 | 29 | 0 | 2013 | 9999 |  |  | N | Solar | [13 empty] | 0 | 0 | 0 | 0 | [11 empty] | Desert Sunlight 250 LLC | 100 | General Electric Co | 100
solar pv | Desert Sunlight 250, LLC | 58542_G_DSL20 | 58542 | G | DSL20 |  | Solar PV |  | WECC_SCE | California | 6 | Riverside | 65 | 06065 | 25.2 | 0 | 2013 | 9999 |  |  | N | Solar | [13 empty] | 0 | 0 | 0 | 0 | [11 empty] | Desert Sunlight 250 LLC | 100 | General Electric Co | 100
solar pv | Desert Sunlight 250, LLC | 58542_G_DSL13 | 58542 | G | DSL13 |  | Solar PV |  | WECC_SCE | California | 6 | Riverside | 65 | 06065 | 39.1 | 0 | 2014 | 9999 |  |  | N | Solar | [13 empty] | 0 | 0 | 0 | 0 | [11 empty] | Desert Sunlight 250 LLC | 100 | General Electric Co | 100
solar pv | Desert Sunlight 250, LLC | 58542_G_DSL14 | 58542 | G | DSL14 |  | Solar PV |  | WECC_SCE | California | 6 | Riverside | 65 | 06065 | 26.5 | 0 | 2014 | 9999 |  |  | N | Solar | [13 empty] | 0 | 0 | 0 | 0 | [11 empty] | Desert Sunlight 250 LLC | 100 | General Electric Co | 100
solar pv | Desert Sunlight 250, LLC | 58542_G_DSL15 | 58542 | G | DSL15 |  | Solar PV |  | WECC_SCE | California | 6 | Riverside | 65 | 06065 | 13.9 | 0 | 2014 | 9999 |  |  | N | Solar | [13 empty] | 0 | 0 | 0 | 0 | [11 empty] | Desert Sunlight 250 LLC | 100 | General Electric Co | 100
solar pv | Desert Sunlight 250, LLC | 58542_G_DSL18 | 58542 | G | DSL18 |  | Solar PV |  | WECC_SCE | California | 6 | Riverside | 65 | 06065 | 29 | 0 | 2014 | 9999 |  |  | N | Solar | [13 empty] | 0 | 0 | 0 | 0 | [11 empty] | Desert Sunlight 250 LLC | 100 | General Electric Co | 100
solar pv | Desert Sunlight 250, LLC | 58542_G_DSL19 | 58542 | G | DSL19 |  | Solar PV |  | WECC_SCE | California | 6 | Riverside | 65 | 06065 | 25.2 | 0 | 2014 | 9999 |  |  | N | Solar | [13 empty] | 0 | 0 | 0 | 0 | [11 empty] | Desert Sunlight 250 LLC | 100 | General Electric Co | 100
solar pv | Gilbert Solar Facility I, LLC | 58543_G_1 | 58543 | G | 1 |  | Solar PV |  | WECC_AZ | Arizona | 4 | Maricopa | 13 | 04013 | 2.5 | 0 | 2011 | 9999 |  |  | N | Solar | [13 empty] | 0 | 0 | 0 | 0 | [11 empty] | Gilbert Solar Facility I LLC | 100 | WEC Energy Group Inc | 100
solar pv | Mountain View Solar | 58544_G_1 | 58544 | G | 1 |  | Solar PV |  | WECC_SNV | Nevada | 32 | Clark | 3 | 32003 | 20 | 0 | 2014 | 9999 |  |  | N | Solar | [13 empty] | 0 | 0 | 0 | 0 | [11 empty] | Mountain View Solar LLC | 100 | NextEra Energy Inc | 100
solar pv | Community Solar 1 | 58545_G_1 | 58545 | G | 1 |  | Solar PV |  | WECC_IID | California | 6 | Imperial | 25 | 06025 | 5.7 | 0 | 2014 | 9999 |  |  | N | Solar | [13 empty] | 0 | 0 | 0 | 0 | [11 empty] | NRG Solar Community I LLC | 100 | NRG Energy Inc | 100
biomass | Watervliet | 58546_G_GEN1 | 58546 | G | GEN1 |  | Landfill Gas |  | PJM_West | Michigan | 26 | Berrien | 21 | 26021 | 1.6 | 13500 | 2013 | 9999 |  |  | N | Landfill Gas | [13 empty] | 0.22117 | 0.22117 | 0.22117 | 0.22117 | [11 empty] | Granger Energy Services | 100 | Granger Electric Co | 100
biomass | Watervliet | 58546_G_GEN2 | 58546 | G | GEN2 |  | Landfill Gas |  | PJM_West | Michigan | 26 | Berrien | 21 | 26021 | 1.6 | 13500 | 2013 | 9999 |  |  | N | Landfill Gas | [13 empty] | 0.22117 | 0.22117 | 0.22117 | 0.22117 | [11 empty] | Granger Energy Services | 100 | Granger Electric Co | 100
solar pv | SMPA Solar 1 Community Solar | 58547_G_1 | 58547 | G | 1 |  | Solar PV |  | WECC_CO | Colorado | 8 | Montrose | 85 | 08085 | 1 | 0 | 2012 | 9999 |  |  | N | Solar | [13 empty] | 0 | 0 | 0 | 0 | [11 empty] | SMPA Solar 1 LLC | 100 | San Miguel Power Association Inc | 100
onshore wind | Huerfano River Wind | 58548_G_WTG1 | 58548 | G | WTG1 |  | Onshore Wind |  | WECC_CO | Colorado | 8 | Huerfano | 55 | 08055 | 2 | 0 | 2013 | 9999 |  |  | N | Wind | [13 empty] | 0 | 0 | 0 | 0 | [11 empty] | Huerfano River Wind LLC | 100 | New Centennial Power LLC | 100
onshore wind | Huerfano River Wind | 58548_G_WTG2 | 58548 | G | WTG2 |  | Onshore Wind |  | WECC_CO | Colorado | 8 | Huerfano | 55 | 08055 | 2 | 0 | 2013 | 9999 |  |  | N | Wind | [13 empty] | 0 | 0 | 0 | 0 | [11 empty] | Huerfano River Wind LLC | 100 | New Centennial Power LLC | 100
onshore wind | Huerfano River Wind | 58548_G_WTG3 | 58548 | G | WTG3 |  | Onshore Wind |  | WECC_CO | Colorado | 8 | Huerfano | 55 | 08055 | 2 | 0 | 2013 | 9999 |  |  | N | Wind | [13 empty] | 0 | 0 | 0 | 0 | [11 empty] | Huerfano River Wind LLC | 100 | New Centennial Power LLC | 100
onshore wind | Huerfano River Wind | 58548_G_WTG4 | 58548 | G | WTG4 |  | Onshore Wind |  | WECC_CO | Colorado | 8 | Huerfano | 55 | 08055 | 2 | 0 | 2013 | 9999 |  |  | N | Wind | [13 empty] | 0 | 0 | 0 | 0 | [11 empty] | Huerfano River Wind LLC | 100 | New Centennial Power LLC | 100
solar pv | Owens Corning at Bethlehem | 58550_G_PV1 | 58550 | G | PV1 |  | Solar PV |  | NY_Z_F | New York | 36 | Albany | 1 | 36001 | 2 | 0 | 2013 | 9999 |  |  | N | Solar | [13 empty] | 0 | 0 | 0 | 0 | [11 empty] | Luminace Solar New York LLC | 100 | Exelon Corp | 100
0 | Bridgeport Fuel Cell Park | 58551_G_1 | 58551 | G | 1 |  | Fuel Cell |  | NENG_CT | Connecticut | 9 | Fairfield | 1 | 09001 | 13.7 | 8199 | 2013 | 9999 |  |  | N | Natural Gas | [13 empty] | 0 | 0 | 0 | 0 | [11 empty] | Bridgeport Fuel Cell LLC | 100 | FuelCell Energy Inc | 100
solar pv | Indy Solar I, LLC | 58552_G_1 | 58552 | G | 1 |  | Solar PV |  | MIS_INKY | Indiana | 18 | Marion | 97 | 18097 | 10 | 0 | 2013 | 9999 |  |  | N | Solar | [13 empty] | 0 | 0 | 0 | 0 | [11 empty] | Indy Solar I LLC | 100 | Dominion Energy Inc | 100
solar pv | Indy Solar III, LLC | 58553_G_1 | 58553 | G | 1 |  | Solar PV |  | MIS_INKY | Indiana | 18 | Marion | 97 | 18097 | 8.6 | 0 | 2013 | 9999 |  |  | N | Solar | [13 empty] | 0 | 0 | 0 | 0 | [11 empty] | Indy Solar III LLC | 100 | Dominion Energy Inc | 100
solar pv | Somers Solar Center, LLC | 58554_G_1 | 58554 | G | 1 |  | Solar PV |  | NENG_CT | Connecticut | 9 | Tolland | 13 | 09013 | 5 | 0 | 2013 | 9999 |  |  | N | Solar | [13 empty] | 0 | 0 | 0 | 0 | [11 empty] | Somers Solar Center LLC | 100 | Dominion Energy Inc | 100
solar pv | Indy Solar II, LLC | 58556_G_1 | 58556 | G | 1 |  | Solar PV |  | MIS_INKY | Indiana | 18 | Marion | 97 | 18097 | 10 | 0 | 2013 | 9999 |  |  | N | Solar | [13 empty] | 0 | 0 | 0 | 0 | [11 empty] | Indy Solar II LLC | 100 | Dominion Energy Inc | 100
natural gas combined cycle | Mesquite Generating Station Block 1 | 58557_G_GT1 | 58557 | G | GT1 | 4859 | Combined Cycle |  | WECC_AZ | Arizona | 4 | Maricopa | 13 | 04013 | 153 | 7452 | 2003 | 9999 |  |  | N | Natural Gas |  |  |  | DLNB | SCR | [8 empty] | 0.0087242 | 0.0087242 | 0.0087242 | 0.0087242 | [11 empty] | Salt River Project | 100 | Salt River Project | 100
natural gas combined cycle | Mesquite Generating Station Block 1 | 58557_G_GT2 | 58557 | G | GT2 | 4860 | Combined Cycle |  | WECC_AZ | Arizona | 4 | Maricopa | 13 | 04013 | 153 | 7452 | 2003 | 9999 |  |  | N | Natural Gas |  |  |  | DLNB | SCR | [8 empty] | 0.0087242 | 0.0087242 | 0.0087242 | 0.0087242 | [11 empty] | Salt River Project | 100 | Salt River Project | 100
natural gas combined cycle | Mesquite Generating Station Block 1 | 58557_G_ST1 | 58557 | G | ST1 | 4859 | Combined Cycle |  | WECC_AZ | Arizona | 4 | Maricopa | 13 | 04013 | 289 | 7452 | 2003 | 9999 |  |  | N | Natural Gas |  |  |  | LNB + NH3 | SCR | [8 empty] | 0.0087242 | 0.0087242 | 0.0087242 | 0.0087242 | [11 empty] | Salt River Project | 100 | Salt River Project | 100
biomass | Onslow Power Producers | 58558_G_GEN1 | 58558 | G | GEN1 |  | Landfill Gas |  | S_VACA | North Carolina | 37 | Onslow | 133 | 37133 | 1.9 | 13500 | 2013 | 9999 |  |  | N | Landfill Gas | [13 empty] | 0.22117 | 0.22117 | 0.22117 | 0.22117 | [11 empty] | Onslow Power Producers LLC | 100 | William Howard Brinker | 100
biomass | Bi-County Gas Producers | 58559_G_GEN1 | 58559 | G | GEN1 |  | Landfill Gas |  | S_C_TVA | Tennessee | 47 | Montgomery | 125 | 47125 | 0.9 | 13500 | 2011 | 9999 |  |  | N | Landfill Gas | [13 empty] | 0.22117 | 0.22117 | 0.22117 | 0.22117 | [11 empty] | Enerdyne LLC | 100 | Enerdyne LLC | 100
biomass | Bi-County Gas Producers | 58559_G_GEN2 | 58559 | G | GEN2 |  | Landfill Gas |  | S_C_TVA | Tennessee | 47 | Montgomery | 125 | 47125 | 1.9 | 13500 | 2013 | 9999 |  |  | N | Landfill Gas | [13 empty] | 0.22117 | 0.22117 | 0.22117 | 0.22117 | [11 empty] | Enerdyne Power Systems Inc | 100 | Wca Waste Corp | 100
biomass | Halifax County Biomass | 58560_B_BLR1 | 58560 | B | BLR1 |  | Biomass |  | PJM_Dom | Virginia | 51 | Halifax | 83 | 51083 | 44 | 13690 | 2013 | 9999 |  |  | N | Biomass |  |  | 0.999 | NH3 | SCR |  |  | ESPC | No |  |  |  |  | 0.10375 | 0.10375 | 0.10375 | 0.10375 |  |  |  |  | Yes | 2013 | [5 empty] | South Boston Energy LLC | 100 | NOVI Energy | 100
solar pv | Merrimac Solar | 58561_G_MSMA | 58561 | G | MSMA |  | Solar PV |  | NENGREST | Massachusetts | 25 | Essex | 9 | 25009 | 1.5 | 0 | 2013 | 9999 |  |  | N | Solar | [13 empty] | 0 | 0 | 0 | 0 | [11 empty] | Merrimac Solar LLC | 100 | Consolidated Edison Inc | 100
natural gas peaker | Montana Power Station | 58562_G_GT-1 | 58562 | G | GT-1 | 90902 | Combustion Turbine |  | WECC_NM | Texas | 48 | El Paso | 141 | 48141 | 88.2 | 10745 | 2015 | 9999 |  |  | N | Natural Gas, Distillate Fuel Oil |  |  |  |  | SCR | [8 empty] | 0.01162 | 0.01154 | 0.01162 | 0.01154 | [11 empty] | El Paso Electric Co | 100 | JPMorgan Chase & Co | 100
natural gas peaker | Montana Power Station | 58562_G_GT-2 | 58562 | G | GT-2 | 90903 | Combustion Turbine |  | WECC_NM | Texas | 48 | El Paso | 141 | 48141 | 88.2 | 10745 | 2015 | 9999 |  |  | N | Natural Gas, Distillate Fuel Oil |  |  |  |  | SCR | [8 empty] | 0.01145 | 0.01141 | 0.01145 | 0.01141 | [11 empty] | El Paso Electric Co | 100 | JPMorgan Chase & Co | 100
natural gas peaker | Montana Power Station | 58562_G_GT-3 | 58562 | G | GT-3 | 90904 | Combustion Turbine |  | WECC_NM | Texas | 48 | El Paso | 141 | 48141 | 94.2 | 10745 | 2016 | 9999 |  |  | N | Natural Gas, Distillate Fuel Oil |  |  |  |  | SCR | [8 empty] | 0.01147 | 0.01142 | 0.01147 | 0.01142 | [11 empty] | El Paso Electric Co | 100 | JPMorgan Chase & Co | 100
natural gas peaker | Montana Power Station | 58562_G_GT-4 | 58562 | G | GT-4 | 90905 | Combustion Turbine |  | WECC_NM | Texas | 48 | El Paso | 141 | 48141 | 94.2 | 10745 | 2016 | 9999 |  |  | N | Natural Gas, Distillate Fuel Oil |  |  |  |  | SCR | [8 empty] | 0.01171 | 0.01159 | 0.01171 | 0.01159 | [11 empty] | El Paso Electric Co | 100 | JPMorgan Chase & Co | 100
municipal solid waste | Hometown Bio Energy LLC | 58563_G_HTBE | 58563 | G | HTBE |  | Non-Fossil Waste |  | MIS_MNWI | Minnesota | 27 | Le Sueur | 79 | 27079 | 7.6 | 11035 | 2013 | 9999 |  |  | Y | Non-Fossil Waste | [13 empty] | 0 | 0 | 0 | 0 | [11 empty] | Hometown Bio Energy LLC | 100 | Minnesota Municipal Power Agency | 100
solar pv | Frenchtown III Solar | 58564_G_F3NJ | 58564 | G | F3NJ |  | Solar PV |  | PJM_EMAC | New Jersey | 34 | Hunterdon | 19 | 34019 | 7.9 | 0 | 2013 | 9999 |  |  | N | Solar | [13 empty] | 0 | 0 | 0 | 0 | [11 empty] | Frenchtown III Solar LLC | 100 | Consolidated Edison Inc | 100
biomass | Gettysburg Energy & Nutrient Rec Facility | 58565_G_GENRF | 58565 | G | GENRF |  | Biomass |  | PJM_WMAC | Pennsylvania | 42 | Adams | 1 | 42001 | 2.5 | 40000 | 2013 | 9999 |  |  | Y | Biomass | [13 empty] | 0.22033 | 0.22033 | 0.22033 | 0.22033 | [11 empty] | Energy Works North America LLC | 100 | Energyworks Group | 100
solar pv | Cottage Street Solar Facility | 58568_G_PV-3 | 58568 | G | PV-3 |  | Solar PV |  | NENGREST | Massachusetts | 25 | Hampden | 13 | 25013 | 3.2 | 0 | 2014 | 9999 |  |  | N | Solar | [13 empty] | 0 | 0 | 0 | 0 | [11 empty] | NSTAR Co d/b/a Eversource Energy | 100 | Eversource Energy | 100
solar pv | Paradise Solar Energy Center | 58569_G_1 | 58569 | G | 1 |  | Solar PV |  | PJM_EMAC | New Jersey | 34 | Gloucester | 15 | 34015 | 5 | 0 | 2011 | 9999 |  |  | N | Solar | [13 empty] | 0 | 0 | 0 | 0 | [11 empty] | Paradise Solar Urban Renewal LLC | 100 | NextEra Energy Inc | 100
geothermal | Enel Cove Fort | 58570_G_1-G1A | 58570 | G | 1-G1A |  | Geothermal |  | WECC_UT | Utah | 49 | Beaver | 1 | 49001 | 12.5 | 9771 | 2013 | 9999 |  |  | N | Geothermal | [13 empty] | 0 | 0 | 0 | 0 | 0.4563 | 0.4563 | 0.4563 | [8 empty] | Enel Cove Fort LLC | 100 | Enel SpA | 100
geothermal | Enel Cove Fort | 58570_G_2-GIA | 58570 | G | 2-GIA |  | Geothermal |  | WECC_UT | Utah | 49 | Beaver | 1 | 49001 | 12.5 | 9771 | 2013 | 9999 |  |  | N | Geothermal | [13 empty] | 0 | 0 | 0 | 0 | 0.4563 | 0.4563 | 0.4563 | [8 empty] | Enel Cove Fort LLC | 100 | Enel SpA | 100
onshore wind | Tucannon River Wind Farm | 58571_G_1 | 58571 | G | 1 |  | Onshore Wind |  | WECC_PNW | Washington | 53 | Columbia | 13 | 53013 | 266.8 | 0 | 2014 | 9999 |  |  | N | Wind | [13 empty] | 0 | 0 | 0 | 0 | [11 empty] | Portland General Electric Co | 100 | Portland General Electric Co | 100
solar pv | Lakeland Solar Energy LLC | 58572_G_1 | 58572 | G | 1 |  | Solar PV |  | S_SOU | Georgia | 13 | Lanier | 173 | 13173 | 0.9 | 0 | 2013 | 9999 |  |  | N | Solar | [13 empty] | 0 | 0 | 0 | 0 | [11 empty] | Lakeland Solar Energy LLC | 100 | Invenergy LLC | 100
solar pv | Lakeland Solar Energy LLC | 58572_G_2 | 58572 | G | 2 |  | Solar PV |  | S_SOU | Georgia | 13 | Lanier | 173 | 13173 | 0.9 | 0 | 2013 | 9999 |  |  | N | Solar | [13 empty] | 0 | 0 | 0 | 0 | [11 empty] | Lakeland Solar Energy LLC | 100 | Invenergy LLC | 100
biomass | Eagle Valley Clean Energy LLC Biomass | 58574_B_01 | 58574 | B | 01 |  | Biomass |  | WECC_CO | Colorado | 8 | Eagle | 37 | 08037 | 12.6 | 14608 | 2013 | 9999 |  |  | N | Biomass |  |  |  | NH3 | SNCR |  |  | ESPH + C | Yes |  |  |  |  | 0.03 | 0.03 | 0.03 | 0.03 | [11 empty] | Eagle Valley Clean Energy LLC | 100 | Greenbacker Renewable Energy Corp | 100
natural gas peaker | Smithfield Packaged Meats Corp. | 58575_G_1 | 58575 | G | 1 |  | Combustion Turbine | IC Engine | S_VACA | North Carolina | 37 | Lenoir | 107 | 37107 | 2.3 | 8700 | 2013 | 9999 |  |  | Y | Distillate Fuel Oil | [13 empty] | 1.6498 | 1.6498 | 1.6498 | 1.6498 | [11 empty] | Smithfield Packing Co | 100 | Smithfield Foods Inc | 100
natural gas peaker | Smithfield Packaged Meats Corp. | 58575_G_2 | 58575 | G | 2 |  | Combustion Turbine | IC Engine | S_VACA | North Carolina | 37 | Lenoir | 107 | 37107 | 2.3 | 8700 | 2013 | 9999 |  |  | Y | Distillate Fuel Oil | [13 empty] | 1.6498 | 1.6498 | 1.6498 | 1.6498 | [11 empty] | Smithfield Packing Co | 100 | Smithfield Foods Inc | 100
natural gas peaker | Smithfield Packaged Meats Corp. | 58575_G_3 | 58575 | G | 3 |  | Combustion Turbine | IC Engine | S_VACA | North Carolina | 37 | Lenoir | 107 | 37107 | 2.3 | 8700 | 2013 | 9999 |  |  | Y | Distillate Fuel Oil | [13 empty] | 1.6498 | 1.6498 | 1.6498 | 1.6498 | [11 empty] | Smithfield Packing Co | 100 | Smithfield Foods Inc | 100
natural gas peaker | Smithfield Packaged Meats Corp. | 58575_G_4 | 58575 | G | 4 |  | Combustion Turbine | IC Engine | S_VACA | North Carolina | 37 | Lenoir | 107 | 37107 | 2.3 | 8700 | 2013 | 9999 |  |  | Y | Distillate Fuel Oil | [13 empty] | 1.6498 | 1.6498 | 1.6498 | 1.6498 | [11 empty] | Smithfield Packing Co | 100 | Smithfield Foods Inc | 100
solar pv | GSE NM1 | 58576_G_NMP1 | 58576 | G | NMP1 |  | Solar PV |  | SPP_SPS | New Mexico | 35 | Chaves | 5 | 35005 | 1.7 | 0 | 2011 | 9999 |  |  | N | Solar | [13 empty] | 0 | 0 | 0 | 0 | [11 empty] | GSE NM1 LLC | 100 | Bluenrgy Group | 100
biomass | Veolia ES Blackfoot Landfill Facility | 58577_G_BLG1 | 58577 | G | BLG1 |  | Landfill Gas |  | MIS_INKY | Indiana | 18 | Pike | 125 | 18125 | 1.1 | 13500 | 2009 | 9999 |  |  | N | Landfill Gas | [13 empty] | 0.22117 | 0.22117 | 0.22117 | 0.22117 | [11 empty] | Southern Indiana Gas & Electric Co | 100 | CenterPoint Energy Inc | 100
biomass | Veolia ES Blackfoot Landfill Facility | 58577_G_BLG2 | 58577 | G | BLG2 |  | Landfill Gas |  | MIS_INKY | Indiana | 18 | Pike | 125 | 18125 | 1.1 | 13500 | 2009 | 9999 |  |  | N | Landfill Gas | [13 empty] | 0.22117 | 0.22117 | 0.22117 | 0.22117 | [11 empty] | Southern Indiana Gas & Electric Co | 100 | CenterPoint Energy Inc | 100
solar pv | Sonora 1 | 58578_G_SON1 | 58578 | G | SON1 |  | Solar PV |  | WEC_CALN | California | 6 | Tuolumne | 109 | 06109 | 1.5 | 0 | 2013 | 9999 |  |  | N | Solar | [13 empty] | 0 | 0 | 0 | 0 | [11 empty] | Fresh Air Energy IV LLC | 100 | Ecoplexus Inc | 100
onshore wind | Pheasant Run Wind LLC | 58580_G_1 | 58580 | G | 1 |  | Onshore Wind |  | MIS_LMI | Michigan | 26 | Huron | 63 | 26063 | 74.8 | 0 | 2013 | 9999 |  |  | N | Wind | [13 empty] | 0 | 0 | 0 | 0 | [11 empty] | Pheasant Run Wind LLC | 100 | NextEra Energy Inc | 100
solar pv | Oltmans SCE at Champagne | 58581_G_1 | 58581 | G | 1 |  | Solar PV |  | WECC_SCE | California | 6 | San Bernardino | 71 | 06071 | 1 | 0 | 2013 | 9999 |  |  | N | Solar | [13 empty] | 0 | 0 | 0 | 0 | [11 empty] | California PV Energy LLC | 100 | Exelon Corp | 100
solar pv | Oltmans SCE at Jurupa | 58582_G_1 | 58582 | G | 1 |  | Solar PV |  | WECC_SCE | California | 6 | San Bernardino | 71 | 06071 | 1.5 | 0 | 2013 | 9999 |  |  | N | Solar | [13 empty] | 0 | 0 | 0 | 0 | [11 empty] | California PV Energy LLC | 100 | Exelon Corp | 100
solar pv | Forbes Street Solar | 58583_G_FSS1 | 58583 | G | FSS1 |  | Solar PV |  | NENGREST | Rhode Island | 44 | Providence | 7 | 44007 | 3 | 0 | 2013 | 9999 |  |  | N | Solar | [13 empty] | 0 | 0 | 0 | 0 | [11 empty] | Forbes Street Solar LLC | 100 | D E Shaw & Co LP | 100
solar pv | Town of East Bridgewater CSG | 58586_G_1 | 58586 | G | 1 |  | Solar PV |  | NENGREST | Massachusetts | 25 | Plymouth | 23 | 25023 | 2 | 0 | 2013 | 9999 |  |  | N | Solar | [13 empty] | 0 | 0 | 0 | 0 | [11 empty] | Mound Solar Owner V LLC | 100 | SolarCity Corp | 100
onshore wind | Tuscola Wind II LLC | 58587_G_1 | 58587 | G | 1 |  | Onshore Wind |  | MIS_LMI | Michigan | 26 | Tuscola | 157 | 26157 | 100.3 | 0 | 2013 | 9999 |  |  | N | Wind | [13 empty] | 0 | 0 | 0 | 0 | [11 empty] | Tuscola Wind II LLC | 100 | NextEra Energy Inc | 100
solar pv | Sue Cleveland High School | 58588_G_SCHS | 58588 | G | SCHS |  | Solar PV |  | WECC_NM | New Mexico | 35 | Sandoval | 43 | 35043 | 1 | 0 | 2013 | 9999 |  |  | N | Solar | [13 empty] | 0 | 0 | 0 | 0 | [11 empty] | Terraform Power Inc | 100 | Brookfield Asset Management Inc | 100
solar pv | Rio Rancho High School | 58589_G_RRHS | 58589 | G | RRHS |  | Solar PV |  | WECC_NM | New Mexico | 35 | Sandoval | 43 | 35043 | 1 | 0 | 2013 | 9999 |  |  | N | Solar | [13 empty] | 0 | 0 | 0 | 0 | [11 empty] | Terraform Power Inc | 100 | Brookfield Asset Management Inc | 100
solar pv | Cascade Solar | 58590_G_1 | 58590 | G | 1 |  | Solar PV |  | WECC_SCE | California | 6 | San Bernardino | 71 | 06071 | 18.5 | 0 | 2014 | 9999 |  |  | N | Solar | [13 empty] | 0 | 0 | 0 | 0 | [11 empty] | Cascade Solar LLC | 100 | SunEdison | 100
solar pv | Solar Gen 2 | 58592_G_ALHM | 58592 | G | ALHM |  | Solar PV |  | WECC_IID | California | 6 | Imperial | 25 | 06025 | 50 | 0 | 2014 | 9999 |  |  | N | Solar | [13 empty] | 0 | 0 | 0 | 0 | [11 empty] | Southern Power Co | 100 | Southern Co | 100
solar pv | Solar Gen 2 | 58592_G_ARK | 58592 | G | ARK |  | Solar PV |  | WECC_IID | California | 6 | Imperial | 25 | 06025 | 50 | 0 | 2014 | 9999 |  |  | N | Solar | [13 empty] | 0 | 0 | 0 | 0 | [11 empty] | Southern Power Co | 100 | Southern Co | 100
solar pv | Solar Gen 2 | 58592_G_SONR | 58592 | G | SONR |  | Solar PV |  | WECC_IID | California | 6 | Imperial | 25 | 06025 | 50 | 0 | 2014 | 9999 |  |  | N | Solar | [13 empty] | 0 | 0 | 0 | 0 | [11 empty] | Southern Power Co | 100 | Southern Co | 100
onshore wind | Steele Flats Wind Project LLC | 58594_G_1 | 58594 | G | 1 |  | Onshore Wind |  | SPP_NEBR | Nebraska | 31 | Jefferson | 95 | 31095 | 74.8 | 0 | 2013 | 9999 |  |  | N | Wind | [13 empty] | 0 | 0 | 0 | 0 | [11 empty] | Steele Flats Wind Project LLC | 100 | NextEra Energy Inc | 100
onshore wind | Grandview Wind Farm, LLC | 58596_G_GRVWI | 58596 | G | GRVWI |  | Onshore Wind |  | ERC_PHDL | Texas | 48 | Carson | 65 | 48065 | 211.2 | 0 | 2014 | 9999 |  |  | N | Wind | [13 empty] | 0 | 0 | 0 | 0 | [11 empty] | Grandview Wind Farm LLC | 100 | RWE Group | 100
natural gas peaker | HTW Plant 303 COGEN | 58597_G_CGN1 | 58597 | G | CGN1 |  | Combustion Turbine |  | WECC_UT | Utah | 49 | Salt Lake | 35 | 49035 | 5.6 | 8700 | 2008 | 9999 |  |  | Y | Natural Gas | [13 empty] | 0.23894 | 0.23894 | 0.23894 | 0.23894 | [11 empty] | University of Utah | 100 | University of Utah | 100
solar pv | Beryl Solar Plant | 58598_G_BSP1 | 58598 | G | BSP1 |  | Solar PV |  | WECC_UT | Utah | 49 | Iron | 21 | 49021 | 3 | 0 | 2015 | 9999 |  |  | N | Solar | [13 empty] | 0 | 0 | 0 | 0 | [11 empty] | Beryl Solar LLC | 100 | Brookfield Asset Management Inc | 100
solar pv | Cedar Valley Solar Plant | 58599_G_CVSP1 | 58599 | G | CVSP1 |  | Solar PV |  | WECC_UT | Utah | 49 | Iron | 21 | 49021 | 3 | 0 | 2015 | 9999 |  |  | N | Solar | [13 empty] | 0 | 0 | 0 | 0 | [11 empty] | Cedar Valley Solar LLC | 100 | Brookfield Asset Management Inc | 100
solar pv | Buckhorn Solar Plant | 58600_G_BSP1 | 58600 | G | BSP1 |  | Solar PV |  | WECC_UT | Utah | 49 | Iron | 21 | 49021 | 3 | 0 | 2015 | 9999 |  |  | N | Solar | [13 empty] | 0 | 0 | 0 | 0 | [11 empty] | Buckhorn Solar LLC | 100 | Brookfield Asset Management Inc | 100
solar pv | Milford Flat Solar Plant | 58601_G_MFSP1 | 58601 | G | MFSP1 |  | Solar PV |  | WECC_UT | Utah | 49 | Beaver | 1 | 49001 | 3 | 0 | 2015 | 9999 |  |  | N | Solar | [13 empty] | 0 | 0 | 0 | 0 | [11 empty] | Milford Flat Solar LLC | 100 | Brookfield Asset Management Inc | 100
solar pv | Laho Solar Plant | 58602_G_LSP1 | 58602 | G | LSP1 |  | Solar PV |  | WECC_UT | Utah | 49 | Beaver | 1 | 49001 | 3 | 0 | 2015 | 9999 |  |  | N | Solar | [13 empty] | 0 | 0 | 0 | 0 | [11 empty] | Laho Solar LLC | 100 | Brookfield Asset Management Inc | 100
solar pv | Greenville Solar Plant | 58603_G_GVSP1 | 58603 | G | GVSP1 |  | Solar PV |  | WECC_UT | Utah | 49 | Beaver | 1 | 49001 | 2.2 | 0 | 2015 | 9999 |  |  | N | Solar | [13 empty] | 0 | 0 | 0 | 0 | [11 empty] | Greenville Solar LLC | 100 | Brookfield Asset Management Inc | 100
solar pv | Granite Peak Solar Plant | 58604_G_GPSP1 | 58604 | G | GPSP1 |  | Solar PV |  | WECC_UT | Utah | 49 | Beaver | 1 | 49001 | 3 | 0 | 2015 | 9999 |  |  | N | Solar | [13 empty] | 0 | 0 | 0 | 0 | [11 empty] | Granite Peak Solar LLC | 100 | Brookfield Asset Management Inc | 100
solar pv | Blueberry One | 58605_G_PV1 | 58605 | G | PV1 |  | Solar PV |  | S_VACA | North Carolina | 37 | Wayne | 191 | 37191 | 5 | 0 | 2016 | 9999 |  |  | N | Solar | [13 empty] | 0 | 0 | 0 | 0 | [11 empty] | Blueberry One LLC | 100 | Birdseye Renewable Energy | 100
natural gas peaker | One Market Plaza | 58607_G_1 | 58607 | G | 1 |  | Combustion Turbine | IC Engine | WEC_CALN | California | 6 | San Francisco | 75 | 06075 | 0.5 | 8700 | 2003 | 9999 |  |  | Y | Natural Gas | [13 empty] | 0.56489 | 0.56489 | 0.56489 | 0.56489 | [11 empty] | Northern Power Systems | 100 | Wind Power Holdings Inc | 100
natural gas peaker | One Market Plaza | 58607_G_2 | 58607 | G | 2 |  | Combustion Turbine | IC Engine | WEC_CALN | California | 6 | San Francisco | 75 | 06075 | 0.5 | 8700 | 2003 | 9999 |  |  | Y | Natural Gas | [13 empty] | 0.56489 | 0.56489 | 0.56489 | 0.56489 | [11 empty] | Northern Power Systems | 100 | Wind Power Holdings Inc | 100
natural gas peaker | One Market Plaza | 58607_G_3 | 58607 | G | 3 |  | Combustion Turbine | IC Engine | WEC_CALN | California | 6 | San Francisco | 75 | 06075 | 0.5 | 8700 | 2003 | 9999 |  |  | Y | Natural Gas | [13 empty] | 0.56489 | 0.56489 | 0.56489 | 0.56489 | [11 empty] | Northern Power Systems | 100 | Wind Power Holdings Inc | 100
onshore wind | Saddleback Ridge Wind Farm | 58608_G_SRW1 | 58608 | G | SRW1 |  | Onshore Wind |  | NENG_ME | Maine | 23 | Franklin | 7 | 23007 | 8.5 | 0 | 2014 | 9999 |  |  | N | Wind | [13 empty] | 0 | 0 | 0 | 0 | [11 empty] | Saddleback Ridge Wind LLC | 100 | Jay Cashman Inc | 100
onshore wind | Saddleback Ridge Wind Farm | 58608_G_SRW2 | 58608 | G | SRW2 |  | Onshore Wind |  | NENG_ME | Maine | 23 | Franklin | 7 | 23007 | 25.7 | 0 | 2015 | 9999 |  |  | N | Wind | [13 empty] | 0 | 0 | 0 | 0 | [11 empty] | Saddleback Ridge Wind LLC | 100 | Jay Cashman Inc | 100
solar pv | Industry Solar Power Generation Station 1 LLC | 58609_G_ISP1 | 58609 | G | ISP1 |  | Solar PV |  | WECC_SCE | California | 6 | San Bernardino | 71 | 06071 | 1.5 | 0 | 2013 | 9999 |  |  | N | Solar | [13 empty] | 0 | 0 | 0 | 0 | [11 empty] | Industry Solar Power Generation Station 1 LLC | 100 | Sustainable Power Group LLC | 100
solar pv | Navajo Solar Power Generation Station 1 LLC | 58610_G_NSP1 | 58610 | G | NSP1 |  | Solar PV |  | WEC_SDGE | California | 6 | San Bernardino | 71 | 06071 | 1.5 | 0 | 2013 | 9999 |  |  | N | Solar | [13 empty] | 0 | 0 | 0 | 0 | [11 empty] | Navajo Solar Power Generation Station 1 LLC | 100 | Sustainable Power Group LLC | 100
solar pv | Powhatan Solar Power Generation Station 1 LLC | 58611_G_1 | 58611 | G | 1 |  | Solar PV |  | WECC_SCE | California | 6 | San Bernardino | 71 | 06071 | 1.5 | 0 | 2013 | 9999 |  |  | N | Solar | [13 empty] | 0 | 0 | 0 | 0 | [11 empty] | Powhatan Solar Power Generation Station 1 LLC | 100 | Sustainable Power Group LLC | 100
solar pv | Otoe Solar Power Generation Station 1 LL | 58612_G_1 | 58612 | G | 1 |  | Solar PV |  | WECC_SCE | California | 6 | San Bernardino | 71 | 06071 | 1.5 | 0 | 2013 | 9999 |  |  | N | Solar | [13 empty] | 0 | 0 | 0 | 0 | [11 empty] | Otoe Solar Power Generation Station 1 LLC | 100 | Sustainable Power Group LLC | 100
onshore wind | Patriot Wind Farm | 58614_G_PAT1 | 58614 | G | PAT1 |  | Onshore Wind |  | ERC_REST | Texas | 48 | Nueces | 355 | 48355 | 226.1 | 0 | 2019 | 9999 |  |  | N | Wind | [13 empty] | 0 | 0 | 0 | 0 | [11 empty] | Patriot Wind Farm LLC | 100 | NRG Energy Inc | 100
solar pv | Indianapolis Motor Speedway Solar PV | 58615_G_IMS | 58615 | G | IMS |  | Solar PV |  | MIS_INKY | Indiana | 18 | Marion | 97 | 18097 | 9 | 0 | 2014 | 9999 |  |  | N | Solar | [13 empty] | 0 | 0 | 0 | 0 | [11 empty] | Blue Renewable Energy IMS LLC | 100 | US Bancorp | 100
solar pv | Westlands Solar PV Farm | 58616_G_WSF1 | 58616 | G | WSF1 |  | Solar PV |  | WEC_CALN | California | 6 | Fresno | 19 | 06019 | 18 | 0 | 2014 | 9999 |  |  | N | Solar | [13 empty] | 0 | 0 | 0 | 0 | [11 empty] | Westlands Solar Farms LLC | 100 | Boralex Inc | 100
solar pv | Butler Plaza | 58618_G_1 | 58618 | G | 1 |  | Solar PV |  | FRCC | Florida | 12 | Alachua | 1 | 12001 | 1.2 | 0 | 2010 | 9999 |  |  | N | Solar | [13 empty] | 0 | 0 | 0 | 0 | [11 empty] | CF Gainesville Owner LLC | 100 | CF Gainesville Owner LLC | 100
natural gas peaker | Transamerica Pyramid | 58619_G_1 | 58619 | G | 1 |  | Combustion Turbine | IC Engine | WEC_CALN | California | 6 | San Francisco | 75 | 06075 | 0.5 | 8700 | 2007 | 9999 |  |  | Y | Natural Gas | [13 empty] | 1.061 | 1.061 | 1.061 | 1.061 | [11 empty] | Transamerica Pyramid Properties LLC | 100 | Transamerica Life Insurance Co | 100
natural gas peaker | Transamerica Pyramid | 58619_G_2 | 58619 | G | 2 |  | Combustion Turbine | IC Engine | WEC_CALN | California | 6 | San Francisco | 75 | 06075 | 0.5 | 8700 | 2007 | 9999 |  |  | Y | Natural Gas | [13 empty] | 1.061 | 1.061 | 1.061 | 1.061 | [11 empty] | Transamerica Pyramid Properties LLC | 100 | Transamerica Life Insurance Co | 100
onshore wind | Canton Mountain Wind | 58620_G_1 | 58620 | G | 1 |  | Onshore Wind |  | NENG_ME | Maine | 23 | Oxford | 17 | 23017 | 22.8 | 0 | 2017 | 9999 |  |  | N | Wind | [13 empty] | 0 | 0 | 0 | 0 | [11 empty] | Canton Mountain Wind LLC | 100 | Jay Cashman Inc | 100
solar pv | Sol Orchard El Centro PV | 58621_G_ECPV | 58621 | G | ECPV |  | Solar PV |  | WECC_IID | California | 6 | Imperial | 25 | 06025 | 20 | 0 | 2013 | 9999 |  |  | N | Solar | [13 empty] | 0 | 0 | 0 | 0 | [11 empty] | Sol Orchard Imperial 1 LLC | 100 | Sol Orchard | 100
hydro | Carter Hydro | 58622_G_1 | 58622 | G | 1 |  | Hydro |  | WECC_CO | Colorado | 8 | Larimer | 69 | 08069 | 1.3 | 0 | 2012 | 9999 |  |  | N | Hydro | [13 empty] | 0 | 0 | 0 | 0 | [11 empty] | Northern Water | 100 | Northern Water | 100
hydro | Carter Hydro | 58622_G_2 | 58622 | G | 2 |  | Hydro |  | WECC_CO | Colorado | 8 | Larimer | 69 | 08069 | 1.3 | 0 | 2012 | 9999 |  |  | N | Hydro | [13 empty] | 0 | 0 | 0 | 0 | [11 empty] | Northern Water | 100 | Northern Water | 100
solar pv | Holstein Plant | 58623_G_PV1 | 58623 | G | PV1 |  | Solar PV |  | S_VACA | North Carolina | 37 | Scotland | 165 | 37165 | 20 | 0 | 2015 | 9999 |  |  | N | Solar | [13 empty] | 0 | 0 | 0 | 0 | [11 empty] | Holstein Holdings LLC | 100 | Birdseye Renewable Energy | 100
solar pv | Berkshire 1 | 58624_G_BER1 | 58624 | G | BER1 |  | Solar PV |  | NENGREST | Massachusetts | 25 | Berkshire | 3 | 25003 | 1.8 | 0 | 2011 | 9999 |  |  | N | Solar | [13 empty] | 0 | 0 | 0 | 0 | [11 empty] | PPS Berkshire Solar LLC | 100 | Powerplay Solar Development LLC | 100
solar pv | Santa Rita Jail | 58625_G_SRPV2 | 58625 | G | SRPV2 |  | Solar PV |  | WEC_CALN | California | 6 | Alameda | 1 | 06001 | 1 | 0 | 2016 | 9999 |  |  | N | Solar | [13 empty] | 0 | 0 | 0 | 0 | [11 empty] | SRJFC LLC | 100 | FuelCell Energy Inc | 100
0 | Santa Rita Jail | 58625_G_SRFC2 | 58625 | G | SRFC2 |  | Fuel Cell |  | WEC_CALN | California | 6 | Alameda | 1 | 06001 | 1.4 | 5991 | 2017 | 9999 |  |  | Y | Natural Gas | [13 empty] | 0 | 0 | 0 | 0 | [11 empty] | SRJFC LLC | 100 | FuelCell Energy Inc | 100
solar pv | Santa Rita Jail | 58625_G_SRPV3 | 58625 | G | SRPV3 |  | Solar PV |  | WEC_CALN | California | 6 | Alameda | 1 | 06001 | 0.5 | 0 | 2017 | 9999 |  |  | N | Solar | [13 empty] | 0 | 0 | 0 | 0 | [11 empty] | SRJFC LLC | 100 | FuelCell Energy Inc | 100
solar pv | Western Antelope Blue Sky Ranch A | 58626_G_WABSA | 58626 | G | WABSA |  | Solar PV |  | WEC_LADW | California | 6 | Los Angeles | 37 | 06037 | 19 | 0 | 2014 | 9999 |  |  | N | Solar | [13 empty] | 0 | 0 | 0 | 0 | [11 empty] | Western Antelope Blue Sky Ranch A LLC | 100 | Sustainable Power Group LLC | 100
solar pv | Western Antelope Dry Ranch | 58627_G_WADR | 58627 | G | WADR |  | Solar PV |  | WEC_LADW | California | 6 | Los Angeles | 37 | 06037 | 10 | 0 | 2016 | 9999 |  |  | N | Solar | [13 empty] | 0 | 0 | 0 | 0 | [11 empty] | Martifer Solar | 50 | Martifer Solar | 50
solar pv | Simon Solar Farm LLC | 58628_G_SRSSF | 58628 | G | SRSSF |  | Solar PV |  | S_SOU | Georgia | 13 | Walton | 297 | 13297 | 30 | 0 | 2013 | 9999 |  |  | N | Solar | [13 empty] | 0 | 0 | 0 | 0 | [11 empty] | Simon Solar Farm LLC | 100 | Steve Ivey | 100
geothermal | Lightning Dock Geothermal HI-01, LLC | 58629_G_PB01 | 58629 | G | PB01 |  | Geothermal |  | WECC_NM | New Mexico | 35 | Hidalgo | 23 | 35023 | 0.4 | 9771 | 2013 | 9999 |  |  | N | Geothermal | [13 empty] | 0 | 0 | 0 | 0 | 0.3713 | 0.3713 | 0.3713 | [8 empty] | Geolectric Power Co NM LLC | 100 | Geolectric Power Co NM LLC | 100
geothermal | Lightning Dock Geothermal HI-01, LLC | 58629_G_PB02 | 58629 | G | PB02 |  | Geothermal |  | WECC_NM | New Mexico | 35 | Hidalgo | 23 | 35023 | 0.4 | 9771 | 2013 | 9999 |  |  | N | Geothermal | [13 empty] | 0 | 0 | 0 | 0 | 0.3713 | 0.3713 | 0.3713 | [8 empty] | Geolectric Power Co NM LLC | 100 | Geolectric Power Co NM LLC | 100
geothermal | Lightning Dock Geothermal HI-01, LLC | 58629_G_PB03 | 58629 | G | PB03 |  | Geothermal |  | WECC_NM | New Mexico | 35 | Hidalgo | 23 | 35023 | 0.4 | 9771 | 2013 | 9999 |  |  | N | Geothermal | [13 empty] | 0 | 0 | 0 | 0 | 0.3713 | 0.3713 | 0.3713 | [8 empty] | Geolectric Power Co NM LLC | 100 | Geolectric Power Co NM LLC | 100
geothermal | Lightning Dock Geothermal HI-01, LLC | 58629_G_PB04 | 58629 | G | PB04 |  | Geothermal |  | WECC_NM | New Mexico | 35 | Hidalgo | 23 | 35023 | 0.4 | 9771 | 2013 | 9999 |  |  | N | Geothermal | [13 empty] | 0 | 0 | 0 | 0 | 0.3713 | 0.3713 | 0.3713 | [8 empty] | Geolectric Power Co NM LLC | 100 | Geolectric Power Co NM LLC | 100
geothermal | Lightning Dock Geothermal HI-01, LLC | 58629_G_GEN-5 | 58629 | G | GEN-5 |  | Geothermal |  | WECC_NM | New Mexico | 35 | Hidalgo | 23 | 35023 | 7 | 9760 | 2018 | 9999 |  |  | N | Geothermal | [13 empty] | 0 | 0 | 0 | 0 | 0.3713 | 0.3713 | 0.3713 | [8 empty] | Geolectric Power Co NM LLC | 100 | Geolectric Power Co NM LLC | 100
onshore wind | RP Wind | 58630_G_RPOH | 58630 | G | RPOH |  | Onshore Wind |  | PJM_West | Ohio | 39 | Logan | 91 | 39091 | 3.4 | 0 | 2013 | 9999 |  |  | N | Wind | [13 empty] | 0 | 0 | 0 | 0 | [11 empty] | RP Wind LLC | 100 | Consolidated Edison Inc | 100
solar pv | Queen Anne's County | 58631_G_1 | 58631 | G | 1 |  | Solar PV |  | PJM_EMAC | Maryland | 24 | Queen Annes | 35 | 24035 | 2 | 0 | 2013 | 9999 |  |  | N | Solar | [13 empty] | 0 | 0 | 0 | 0 | [11 empty] | SolarCity Corp | 100 | Tesla Inc | 100
solar pv | Actus Lend Lease DMAFB | 58632_G_1 | 58632 | G | 1 |  | Solar PV |  | WECC_AZ | Arizona | 4 | Pima | 19 | 04019 | 3 | 0 | 2009 | 9999 |  |  | N | Solar | [13 empty] | 0 | 0 | 0 | 0 | [11 empty] | Actus Lend Lease | 100 | Vesper Energy Development LLC | 100
solar pv | Monterey Regional Water Pollution Contro | 58633_G_1 | 58633 | G | 1 |  | Solar PV |  | WEC_CALN | California | 6 | Monterey | 53 | 06053 | 1 | 0 | 2010 | 9999 |  |  | N | Solar | [13 empty] | 0 | 0 | 0 | 0 | [11 empty] | SolarCity Corp | 100 | Tesla Inc | 100
solar pv | Lancaster Baptist Church | 58634_G_1 | 58634 | G | 1 |  | Solar PV |  | WEC_LADW | California | 6 | Los Angeles | 37 | 06037 | 1 | 0 | 2011 | 9999 |  |  | N | Solar | [13 empty] | 0 | 0 | 0 | 0 | [11 empty] | SolarCity Corp | 100 | Tesla Inc | 100
solar pv | Sacramento Fairbain Water Treatment Plan | 58636_G_1 | 58636 | G | 1 |  | Solar PV |  | WEC_BANC | California | 6 | Sacramento | 67 | 06067 | 1 | 0 | 2013 | 9999 |  |  | N | Solar | [13 empty] | 0 | 0 | 0 | 0 | [11 empty] | SolarCity Corp | 100 | Tesla Inc | 100
municipal solid waste | Orbit Energy Charlotte | 58638_G_1 | 58638 | G | 1 |  | Non-Fossil Waste |  | S_VACA | North Carolina | 37 | Mecklenburg | 119 | 37119 | 5.2 | 27653 | 2016 | 9999 |  |  | N | Non-Fossil Waste | [13 empty] | 0 | 0 | 0 | 0 | [11 empty] | Blue Sphere Corp | 75 | Blue Sphere Corp | 75
solar pv | Tulare 1 and 2 | 58642_G_1 | 58642 | G | 1 |  | Solar PV |  | WECC_SCE | California | 6 | Tulare | 107 | 06107 | 1.5 | 0 | 2014 | 9999 |  |  | N | Solar | [13 empty] | 0 | 0 | 0 | 0 | [11 empty] | Sequoia PV 1 LLC | 100 | US Bancorp | 100
solar pv | Tulare 1 and 2 | 58642_G_2 | 58642 | G | 2 |  | Solar PV |  | WECC_SCE | California | 6 | Tulare | 107 | 06107 | 1.5 | 0 | 2014 | 9999 |  |  | N | Solar | [13 empty] | 0 | 0 | 0 | 0 | [11 empty] | Sequoia PV 1 LLC | 100 | US Bancorp | 100
solar pv | Rockford Solar Farm | 58643_G_1 | 58643 | G | 1 |  | Solar PV |  | PJM_COMD | Illinois | 17 | Winnebago | 201 | 17201 | 2.6 | 0 | 2012 | 9999 |  |  | N | Solar | [13 empty] | 0 | 0 | 0 | 0 | [11 empty] | Rockford Solar Partners LLC | 100 | New Generation Power | 100
solar pv | Silver State Solar Power South | 58644_G_BLK1 | 58644 | G | BLK1 |  | Solar PV |  | WECC_SNV | Nevada | 32 | Clark | 3 | 32003 | 26.4 | 0 | 2015 | 9999 |  |  | N | Solar | [13 empty] | 0 | 0 | 0 | 0 | [11 empty] | Silver State Solar Power South LLC | 100 | NextEra Energy Inc | 100
solar pv | Silver State Solar Power South | 58644_G_BLK2 | 58644 | G | BLK2 |  | Solar PV |  | WECC_SNV | Nevada | 32 | Clark | 3 | 32003 | 27.9 | 0 | 2015 | 9999 |  |  | N | Solar | [13 empty] | 0 | 0 | 0 | 0 | [11 empty] | Silver State Solar Power South LLC | 100 | NextEra Energy Inc | 100
solar pv | Silver State Solar Power South | 58644_G_BLK3 | 58644 | G | BLK3 |  | Solar PV |  | WECC_SNV | Nevada | 32 | Clark | 3 | 32003 | 37.2 | 0 | 2015 | 9999 |  |  | N | Solar | [13 empty] | 0 | 0 | 0 | 0 | [11 empty] | Silver State Solar Power South LLC | 100 | NextEra Energy Inc | 100
solar pv | Silver State Solar Power South | 58644_G_BLK4 | 58644 | G | BLK4 |  | Solar PV |  | WECC_SNV | Nevada | 32 | Clark | 3 | 32003 | 35.7 | 0 | 2016 | 9999 |  |  | N | Solar | [13 empty] | 0 | 0 | 0 | 0 | [11 empty] | Silver State Solar Power South LLC | 100 | NextEra Energy Inc | 100
solar pv | Silver State Solar Power South | 58644_G_BLK5 | 58644 | G | BLK5 |  | Solar PV |  | WECC_SNV | Nevada | 32 | Clark | 3 | 32003 | 35 | 0 | 2016 | 9999 |  |  | N | Solar | [13 empty] | 0 | 0 | 0 | 0 | [11 empty] | Silver State Solar Power South LLC | 100 | NextEra Energy Inc | 100
solar pv | Silver State Solar Power South | 58644_G_BLK6 | 58644 | G | BLK6 |  | Solar PV |  | WECC_SNV | Nevada | 32 | Clark | 3 | 32003 | 36.6 | 0 | 2016 | 9999 |  |  | N | Solar | [13 empty] | 0 | 0 | 0 | 0 | [11 empty] | Silver State Solar Power South LLC | 100 | NextEra Energy Inc | 100
solar pv | Silver State Solar Power South | 58644_G_BLK7 | 58644 | G | BLK7 |  | Solar PV |  | WECC_SNV | Nevada | 32 | Clark | 3 | 32003 | 35 | 0 | 2016 | 9999 |  |  | N | Solar | [13 empty] | 0 | 0 | 0 | 0 | [11 empty] | Silver State Solar Power South LLC | 100 | NextEra Energy Inc | 100
solar pv | Silver State Solar Power South | 58644_G_BLK8 | 58644 | G | BLK8 |  | Solar PV |  | WECC_SNV | Nevada | 32 | Clark | 3 | 32003 | 16.2 | 0 | 2016 | 9999 |  |  | N | Solar | [13 empty] | 0 | 0 | 0 | 0 | [11 empty] | Silver State Solar Power South LLC | 100 | NextEra Energy Inc | 100
hydro | RC Thomas Hydroelectric Project | 58645_G_RCT1 | 58645 | G | RCT1 |  | Hydro |  | MIS_WOTA | Texas | 48 | Polk | 373 | 48373 | 8.7 | 0 | 2020 | 9999 |  |  | N | Hydro | [13 empty] | 0 | 0 | 0 | 0 | [11 empty] | East Texas Electric Coop Inc | 100 | East Texas Electric Coop Inc | 100
hydro | RC Thomas Hydroelectric Project | 58645_G_RCT2 | 58645 | G | RCT2 |  | Hydro |  | MIS_WOTA | Texas | 48 | Polk | 373 | 48373 | 8.7 | 0 | 2020 | 9999 |  |  | N | Hydro | [13 empty] | 0 | 0 | 0 | 0 | [11 empty] | East Texas Electric Coop Inc | 100 | East Texas Electric Coop Inc | 100
hydro | RC Thomas Hydroelectric Project | 58645_G_RCT3 | 58645 | G | RCT3 |  | Hydro |  | MIS_WOTA | Texas | 48 | Polk | 373 | 48373 | 8.7 | 0 | 2020 | 9999 |  |  | N | Hydro | [13 empty] | 0 | 0 | 0 | 0 | [11 empty] | East Texas Electric Coop Inc | 100 | East Texas Electric Coop Inc | 100
solar pv | Stateline Solar | 58646_G_STL | 58646 | G | STL |  | Solar PV |  | WECC_SCE | California | 6 | San Bernardino | 71 | 06071 | 76 | 0 | 2015 | 9999 |  |  | N | Solar | [13 empty] | 0 | 0 | 0 | 0 | [11 empty] | Desert Stateline LLC | 100 | Southern Co | 100
solar pv | Stateline Solar | 58646_G_STL2 | 58646 | G | STL2 |  | Solar PV |  | WECC_SCE | California | 6 | San Bernardino | 71 | 06071 | 34 | 0 | 2015 | 9999 |  |  | N | Solar | [13 empty] | 0 | 0 | 0 | 0 | [11 empty] | Desert Stateline LLC | 100 | Southern Co | 100
solar pv | Stateline Solar | 58646_G_STL3 | 58646 | G | STL3 |  | Solar PV |  | WECC_SCE | California | 6 | San Bernardino | 71 | 06071 | 38 | 0 | 2016 | 9999 |  |  | N | Solar | [13 empty] | 0 | 0 | 0 | 0 | [11 empty] | Desert Stateline LLC | 100 | Southern Co | 100
solar pv | Stateline Solar | 58646_G_STL4 | 58646 | G | STL4 |  | Solar PV |  | WECC_SCE | California | 6 | San Bernardino | 71 | 06071 | 38 | 0 | 2016 | 9999 |  |  | N | Solar | [13 empty] | 0 | 0 | 0 | 0 | [11 empty] | Desert Stateline LLC | 100 | Southern Co | 100
solar pv | Stateline Solar | 58646_G_STL5 | 58646 | G | STL5 |  | Solar PV |  | WECC_SCE | California | 6 | San Bernardino | 71 | 06071 | 38 | 0 | 2016 | 9999 |  |  | N | Solar | [13 empty] | 0 | 0 | 0 | 0 | [11 empty] | Desert Stateline LLC | 100 | Southern Co | 100
solar pv | Stateline Solar | 58646_G_STL6 | 58646 | G | STL6 |  | Solar PV |  | WECC_SCE | California | 6 | San Bernardino | 71 | 06071 | 38 | 0 | 2016 | 9999 |  |  | N | Solar | [13 empty] | 0 | 0 | 0 | 0 | [11 empty] | Desert Stateline LLC | 100 | Southern Co | 100
solar pv | Stateline Solar | 58646_G_STL7 | 58646 | G | STL7 |  | Solar PV |  | WECC_SCE | California | 6 | San Bernardino | 71 | 06071 | 38 | 0 | 2016 | 9999 |  |  | N | Solar | [13 empty] | 0 | 0 | 0 | 0 | [11 empty] | Desert Stateline LLC | 100 | Southern Co | 100
solar pv | Port Richmond WWT Solar | 58647_G_1 | 58647 | G | 1 |  | Solar PV |  | NY_Z_J | New York | 36 | Richmond | 85 | 36085 | 1 | 0 | 2015 | 9999 |  |  | N | Solar | [13 empty] | 0 | 0 | 0 | 0 | [11 empty] | Consolidated Edison Solutions Inc | 100 | Consolidated Edison Inc | 100
solar pv | Montgomery Solar LLC | 58649_G_1 | 58649 | G | 1 |  | Solar PV |  | S_VACA | North Carolina | 37 | Montgomery | 123 | 37123 | 20 | 0 | 2015 | 9999 |  |  | N | Solar | [13 empty] | 0 | 0 | 0 | 0 | [11 empty] | Montgomery Solar LLC | 100 | O2Energies | 100
solar pv | North Brookfield | 58650_G_PV1 | 58650 | G | PV1 |  | Solar PV |  | NENGREST | Massachusetts | 25 | Worcester | 27 | 25027 | 3 | 0 | 2014 | 9999 |  |  | N | Solar | [13 empty] | 0 | 0 | 0 | 0 | [11 empty] | CVI Cleancapital Solar 6 | 100 | CleanCapital | 100
solar pv | Jersey Gardens Phase 1 | 58653_G_1 | 58653 | G | 1 |  | Solar PV |  | PJM_EMAC | New Jersey | 34 | Union | 39 | 34039 | 1.7 | 0 | 2011 | 9999 |  |  | N | Solar | [13 empty] | 0 | 0 | 0 | 0 | [11 empty] | CGN Solar Energy USA Inc | 50 | CGN Solar Energy USA Inc | 50
solar pv | Jersey Gardens Phase 2 | 58654_G_1 | 58654 | G | 1 |  | Solar PV |  | PJM_EMAC | New Jersey | 34 | Union | 39 | 34039 | 2.3 | 0 | 2012 | 9999 |  |  | N | Solar | [13 empty] | 0 | 0 | 0 | 0 | [11 empty] | CGN Solar Energy USA Inc | 50 | CGN Solar Energy USA Inc | 50
onshore wind | Odell Wind Farm | 58657_G_1 | 58657 | G | 1 |  | Onshore Wind |  | MIS_IA | Minnesota | 27 | Cottonwood | 33 | 27033 | 200 | 0 | 2016 | 9999 |  |  | N | Wind | [13 empty] | 0 | 0 | 0 | 0 | [11 empty] | Odell Wind Farm LLC | 100 | Algonquin Power & Utilities Corp | 100
onshore wind | Courtenay Wind Farm | 58658_G_1 | 58658 | G | 1 |  | Onshore Wind |  | MIS_MAPP | North Dakota | 38 | Stutsman | 93 | 38093 | 195 | 0 | 2016 | 9999 |  |  | N | Wind | [13 empty] | 0 | 0 | 0 | 0 | [11 empty] | Courtenay Wind Farm LLC | 100 | Xcel Energy Inc | 100
solar pv | Utah Red Hills Renewable Energy Park | 58660_G_1 | 58660 | G | 1 |  | Solar PV |  | WECC_UT | Utah | 49 | Iron | 21 | 49021 | 80 | 0 | 2015 | 9999 |  |  | N | Solar | [13 empty] | 0 | 0 | 0 | 0 | [11 empty] | GSRP Carlo LLC | 100 | Goldman Sachs Group Inc (The) | 100
onshore wind | Cape Cod Air Force Station - 6 SWS | 58661_G_GE-3 | 58661 | G | GE-3 |  | Onshore Wind |  | NENGREST | Massachusetts | 25 | Barnstable | 1 | 25001 | 1.7 | 0 | 2014 | 9999 |  |  | N | Wind | [13 empty] | 0 | 0 | 0 | 0 | [11 empty] | Air Force Center For Engine & Environment | 100 | Air Force Center For Engine & Environment | 100
onshore wind | Cape Cod Air Force Station - 6 SWS | 58661_G_GE-4 | 58661 | G | GE-4 |  | Onshore Wind |  | NENGREST | Massachusetts | 25 | Barnstable | 1 | 25001 | 1.7 | 0 | 2014 | 9999 |  |  | N | Wind | [13 empty] | 0 | 0 | 0 | 0 | [11 empty] | Air Force Center For Engine & Environment | 100 | Air Force Center For Engine & Environment | 100
solar pv | Celina Solar Project #1, LLC | 58665_G_CSP1 | 58665 | G | CSP1 |  | Solar PV |  | PJM_West | Ohio | 39 | Mercer | 107 | 39107 | 4 | 0 | 2012 | 9999 |  |  | N | Solar | [13 empty] | 0 | 0 | 0 | 0 | [11 empty] | Celina Solar Project 1 LLC | 100 | Solarvision | 100
onshore wind | Alexander Wind Farm LLC | 58666_G_1 | 58666 | G | 1 |  | Onshore Wind |  | SPP_N | Kansas | 20 | Rush | 165 | 20165 | 50.7 | 0 | 2015 | 9999 |  |  | N | Wind | [13 empty] | 0 | 0 | 0 | 0 | [11 empty] | Alexander Wind Farm LLC | 100 | New Jersey Resources Corp | 100
solar pv | Biscoe Solar LLC | 58667_G_BISCO | 58667 | G | BISCO |  | Solar PV |  | S_VACA | North Carolina | 37 | Montgomery | 123 | 37123 | 4 | 0 | 2014 | 9999 |  |  | N | Solar | [13 empty] | 0 | 0 | 0 | 0 | [11 empty] | Biscoe Solar LLC | 100 | FLS Energy Inc | 100
solar pv | Rockwell Solar LLC | 58668_G_ROCKW | 58668 | G | ROCKW |  | Solar PV |  | S_VACA | North Carolina | 37 | Rowan | 159 | 37159 | 3.5 | 0 | 2014 | 9999 |  |  | N | Solar | [13 empty] | 0 | 0 | 0 | 0 | [11 empty] | Rockwell Solar LLC | 100 | O2Energies | 100
solar pv | Selma Solar LLC | 58669_G_SELMA | 58669 | G | SELMA |  | Solar PV |  | S_VACA | North Carolina | 37 | Johnston | 101 | 37101 | 4 | 0 | 2014 | 9999 |  |  | N | Solar | [13 empty] | 0 | 0 | 0 | 0 | [11 empty] | Selma Solar LLC | 100 | FLS Energy Inc | 100
solar pv | Turkey Branch Solar LLC | 58670_G_TURKY | 58670 | G | TURKY |  | Solar PV |  | S_VACA | North Carolina | 37 | Robeson | 155 | 37155 | 4 | 0 | 2014 | 9999 |  |  | N | Solar | [13 empty] | 0 | 0 | 0 | 0 | [11 empty] | Turkey Branch Solar LLC | 100 | FLS Energy Inc | 100
solar pv | Gates Solar LLC | 58673_G_GATES | 58673 | G | GATES |  | Solar PV |  | PJM_Dom | North Carolina | 37 | Gates | 73 | 37073 | 5 | 0 | 2015 | 9999 |  |  | N | Solar | [13 empty] | 0 | 0 | 0 | 0 | [11 empty] | Gates Solar LLC | 100 | O2Energies | 100
solar pv | Cirrus Solar LLC | 58674_G_CIRRU | 58674 | G | CIRRU |  | Solar PV |  | S_VACA | North Carolina | 37 | Franklin | 69 | 37069 | 5 | 0 | 2014 | 9999 |  |  | N | Solar | [13 empty] | 0 | 0 | 0 | 0 | [11 empty] | Cirrus Solar LLC | 100 | O2Energies | 100
solar pv | Chocowinity Solar LLC | 58675_G_CHOCO | 58675 | G | CHOCO |  | Solar PV |  | S_VACA | North Carolina | 37 | Beaufort | 13 | 37013 | 5 | 0 | 2014 | 9999 |  |  | N | Solar | [13 empty] | 0 | 0 | 0 | 0 | [11 empty] | Chocowinity Solar LLC | 100 | O2Energies | 100
onshore wind | Gratiot County Wind LLC | 58677_G_1 | 58677 | G | 1 |  | Onshore Wind |  | MIS_LMI | Michigan | 26 | Gratiot | 57 | 26057 | 110.4 | 0 | 2012 | 9999 |  |  | N | Wind | [13 empty] | 0 | 0 | 0 | 0 | [11 empty] | Gratiot County Wind LLC | 100 | Invenergy LLC | 100
hydro | Oswegatchie | 58678_G_1 | 58678 | G | 1 |  | Hydro |  | NY_Z_C&E | New York | 36 | St Lawrence | 89 | 36089 | 0.8 | 0 | 2002 | 9999 |  |  | N | Hydro | [13 empty] | 0 | 0 | 0 | 0 | [11 empty] | Brookfield Renewable Energy Partners LP | 100 | Brookfield Asset Management Inc | 100
hydro | Oswegatchie | 58678_G_2 | 58678 | G | 2 |  | Hydro |  | NY_Z_C&E | New York | 36 | St Lawrence | 89 | 36089 | 0.8 | 0 | 2002 | 9999 |  |  | N | Hydro | [13 empty] | 0 | 0 | 0 | 0 | [11 empty] | Brookfield Renewable Energy Partners LP | 100 | Brookfield Asset Management Inc | 100
hydro | Upper Newton Falls | 58679_G_2 | 58679 | G | 2 |  | Hydro |  | NY_Z_C&E | New York | 36 | St Lawrence | 89 | 36089 | 0.6 | 0 | 1927 | 9999 |  |  | N | Hydro | [13 empty] | 0 | 0 | 0 | 0 | [11 empty] | Brookfield Renewable Energy Partners LP | 100 | Brookfield Asset Management Inc | 100
hydro | Upper Newton Falls | 58679_G_3 | 58679 | G | 3 |  | Hydro |  | NY_Z_C&E | New York | 36 | St Lawrence | 89 | 36089 | 0.6 | 0 | 1927 | 9999 |  |  | N | Hydro | [13 empty] | 0 | 0 | 0 | 0 | [11 empty] | Brookfield Renewable Energy Partners LP | 100 | Brookfield Asset Management Inc | 100
hydro | Upper Newton Falls | 58679_G_4 | 58679 | G | 4 |  | Hydro |  | NY_Z_C&E | New York | 36 | St Lawrence | 89 | 36089 | 0.2 | 0 | 1927 | 9999 |  |  | N | Hydro | [13 empty] | 0 | 0 | 0 | 0 | [11 empty] | Brookfield Renewable Energy Partners LP | 100 | Brookfield Asset Management Inc | 100
solar pv | Braley Road 2 | 58680_G_PV1 | 58680 | G | PV1 |  | Solar PV |  | NENGREST | Massachusetts | 25 | Bristol | 5 | 25005 | 2.6 | 0 | 2015 | 9999 |  |  | N | Solar | [13 empty] | 0 | 0 | 0 | 0 | [11 empty] | Braley Rd Solar 2 LLC | 100 | Rockland Capital | 100
onshore wind | Route 66 Wind Plant | 58681_G_RT661 | 58681 | G | RT661 |  | Onshore Wind |  | ERC_PHDL | Texas | 48 | Carson | 65 | 48065 | 150 | 0 | 2015 | 9999 |  |  | N | Wind | [13 empty] | 0 | 0 | 0 | 0 | [11 empty] | Route 66 Wind Power LLC | 100 | Brookfield Asset Management Inc | 100
solar pv | Dartmouth | 58682_G_PV1 | 58682 | G | PV1 |  | Solar PV |  | NENGREST | Massachusetts | 25 | Bristol | 5 | 25005 | 6.3 | 0 | 2014 | 9999 |  |  | N | Solar | [13 empty] | 0 | 0 | 0 | 0 | [11 empty] | Dartmouth Solar LLC | 100 | Rockland Capital | 100
onshore wind | Osage Wind, LLC | 58683_G_1 | 58683 | G | 1 |  | Onshore Wind |  | SPP_WEST | Oklahoma | 40 | Osage | 113 | 40113 | 150.4 | 0 | 2015 | 9999 |  |  | N | Wind | [13 empty] | 0 | 0 | 0 | 0 | [11 empty] | Enel Green Power North America Inc | 50 | Enel SpA | 100
hydro | Mahoning Creek Hydroelectric Project | 58685_G_8107 | 58685 | G | 8107 |  | Hydro |  | PJM_PENE | Pennsylvania | 42 | Armstrong | 5 | 42005 | 6.7 | 0 | 2013 | 9999 |  |  | N | Hydro | [13 empty] | 0 | 0 | 0 | 0 | [11 empty] | Mahoning Creek Hydroelectric Co LLC | 100 | Advanced Hydro Solutions | 100
onshore wind | Hancock Wind Plant | 58686_G_HANC1 | 58686 | G | HANC1 |  | Onshore Wind |  | NENG_ME | Maine | 23 | Hancock | 9 | 23009 | 51 | 0 | 2016 | 9999 |  |  | N | Wind | [13 empty] | 0 | 0 | 0 | 0 | [11 empty] | Hancock Wind LLC | 100 | Brookfield Asset Management Inc | 100
biomass | Finley Buttes Landfill Gas | 58687_G_GEN1 | 58687 | G | GEN1 |  | Landfill Gas |  | WECC_PNW | Oregon | 41 | Morrow | 49 | 41049 | 1.6 | 13500 | 2007 | 9999 |  |  | N | Landfill Gas | [13 empty] | 0.22117 | 0.22117 | 0.22117 | 0.22117 | [11 empty] | Finley Bioenergy LLC | 100 | Finley Bioenergy LLC | 100
biomass | Finley Buttes Landfill Gas | 58687_G_GEN2 | 58687 | G | GEN2 |  | Landfill Gas |  | WECC_PNW | Oregon | 41 | Morrow | 49 | 41049 | 1.6 | 13500 | 2007 | 9999 |  |  | N | Landfill Gas | [13 empty] | 0.22117 | 0.22117 | 0.22117 | 0.22117 | [11 empty] | Finley Bioenergy LLC | 100 | Finley Bioenergy LLC | 100
biomass | Finley Buttes Landfill Gas | 58687_G_GEN3 | 58687 | G | GEN3 |  | Landfill Gas |  | WECC_PNW | Oregon | 41 | Morrow | 49 | 41049 | 1.6 | 13500 | 2007 | 9999 |  |  | N | Landfill Gas | [13 empty] | 0.22117 | 0.22117 | 0.22117 | 0.22117 | [11 empty] | Finley Bioenergy LLC | 100 | Finley Bioenergy LLC | 100
biomass | LRI LFGTE Facility | 58688_G_A | 58688 | G | A |  | Landfill Gas |  | WECC_PNW | Washington | 53 | Pierce | 53 | 53053 | 1.5 | 13500 | 2013 | 9999 |  |  | N | Landfill Gas | [13 empty] | 0.22117 | 0.22117 | 0.22117 | 0.22117 | [11 empty] | Emerald City Renewables LLC | 100 | Evensol LLC | 100
biomass | LRI LFGTE Facility | 58688_G_B | 58688 | G | B |  | Landfill Gas |  | WECC_PNW | Washington | 53 | Pierce | 53 | 53053 | 1.5 | 13500 | 2013 | 9999 |  |  | N | Landfill Gas | [13 empty] | 0.22117 | 0.22117 | 0.22117 | 0.22117 | [11 empty] | Emerald City Renewables LLC | 100 | Evensol LLC | 100
biomass | LRI LFGTE Facility | 58688_G_C | 58688 | G | C |  | Landfill Gas |  | WECC_PNW | Washington | 53 | Pierce | 53 | 53053 | 1.5 | 13500 | 2013 | 9999 |  |  | N | Landfill Gas | [13 empty] | 0.22117 | 0.22117 | 0.22117 | 0.22117 | [11 empty] | Emerald City Renewables LLC | 100 | Evensol LLC | 100
solar pv | Blue Sky One | 58689_G_1 | 58689 | G | 1 |  | Solar PV |  | WECC_NM | New Mexico | 35 | Taos | 55 | 35055 | 1.3 | 0 | 2012 | 9999 |  |  | N | Solar | [13 empty] | 0 | 0 | 0 | 0 | [11 empty] | SSA Solar of NM 4 LLC | 100 | Sun Financial LLC | 100
onshore wind | Apple Blossom Wind Farm | 58690_G_APLB1 | 58690 | G | APLB1 |  | Onshore Wind |  | MIS_LMI | Michigan | 26 | Huron | 63 | 26063 | 100 | 0 | 2017 | 9999 |  |  | N | Wind | [13 empty] | 0 | 0 | 0 | 0 | [11 empty] | Apple Blossom Wind LLC | 100 | Sempra Energy | 100
onshore wind | South Fork Wind Farm | 58691_G_STFK1 | 58691 | G | STFK1 |  | Onshore Wind |  | MIS_MNWI | Minnesota | 27 | Jackson | 63 | 27063 | 13 | 0 | 2016 | 9999 |  |  | N | Wind | [13 empty] | 0 | 0 | 0 | 0 | [11 empty] | South Fork Wind LLC | 100 | Aspenall Energies Delaware | 100
onshore wind | Black Oak Wind Farm | 58692_G_1 | 58692 | G | 1 |  | Onshore Wind |  | MIS_MNWI | Minnesota | 27 | Stearns | 145 | 27145 | 78 | 0 | 2016 | 9999 |  |  | N | Wind | [13 empty] | 0 | 0 | 0 | 0 | [11 empty] | Black Oak Wind LLC | 100 | Sempra Energy | 100
onshore wind | Walnut Ridge Wind Farm | 58694_G_1 | 58694 | G | 1 |  | Onshore Wind |  | PJM_COMD | Illinois | 17 | Bureau | 11 | 17011 | 212 | 0 | 2018 | 9999 |  |  | N | Wind | [13 empty] | 0 | 0 | 0 | 0 | [11 empty] | Walnut Ridge Wind LLC | 100 | Berkshire Hathaway Inc | 100
onshore wind | Grande Prairie Wind Farm | 58695_G_1 | 58695 | G | 1 |  | Onshore Wind |  | SPP_NEBR | Nebraska | 31 | Holt | 89 | 31089 | 400 | 0 | 2016 | 9999 |  |  | N | Wind | [13 empty] | 0 | 0 | 0 | 0 | [11 empty] | Grande Prairie Wind LLC | 100 | Berkshire Hathaway Inc | 100
hydro | Nooksack Hydro | 58696_G_GEN1 | 58696 | G | GEN1 |  | Hydro |  | WECC_PNW | Washington | 53 | Whatcom | 73 | 53073 | 2.8 | 0 | 1906 | 9999 |  |  | N | Hydro | [13 empty] | 0 | 0 | 0 | 0 | [11 empty] | Puget Sound Energy Inc | 100 | Puget Energy Inc | 100
natural gas combined cycle | L V Sutton Combined Cycle | 58697_G_CA1 | 58697 | G | CA1 | 90667 | Combined Cycle |  | S_VACA | North Carolina | 37 | New Hanover | 129 | 37129 | 266 | 7092 | 2013 | 9999 |  |  | N | Natural Gas, Distillate Fuel Oil |  |  |  | DLNB + H2O | SCR | [8 empty] | 0.033474 | 0.033474 | 0.033474 | 0.033474 | [11 empty] | Duke Energy Progress | 100 | Duke Energy Corp | 100
natural gas combined cycle | L V Sutton Combined Cycle | 58697_G_CT1 | 58697 | G | CT1 | 90667 | Combined Cycle |  | S_VACA | North Carolina | 37 | New Hanover | 129 | 37129 | 170 | 7092 | 2013 | 9999 |  |  | N | Natural Gas, Distillate Fuel Oil |  |  |  | DLNB + H2O | SCR | [8 empty] | 0.033474 | 0.033474 | 0.033474 | 0.033474 | [11 empty] | Duke Energy Progress | 100 | Duke Energy Corp | 100
natural gas combined cycle | L V Sutton Combined Cycle | 58697_G_CT2 | 58697 | G | CT2 | 90668 | Combined Cycle |  | S_VACA | North Carolina | 37 | New Hanover | 129 | 37129 | 171 | 7092 | 2013 | 9999 |  |  | N | Natural Gas, Distillate Fuel Oil |  |  |  | DLNB + H2O | SCR | [8 empty] | 0.033474 | 0.033474 | 0.033474 | 0.033474 | [11 empty] | Duke Energy Progress | 100 | Duke Energy Corp | 100
natural gas peaker | L V Sutton Combined Cycle | 58697_G_CT004 | 58697 | G | CT004 |  | Combustion Turbine |  | S_VACA | North Carolina | 37 | New Hanover | 129 | 37129 | 39 | 10745 | 2017 | 9999 |  |  | N | Natural Gas, Distillate Fuel Oil | [13 empty] | 0.23894 | 0.23894 | 0.23894 | 0.23894 | [11 empty] | Duke Energy Progress | 100 | Duke Energy Corp | 100
natural gas peaker | L V Sutton Combined Cycle | 58697_G_CT005 | 58697 | G | CT005 |  | Combustion Turbine |  | S_VACA | North Carolina | 37 | New Hanover | 129 | 37129 | 39 | 10745 | 2017 | 9999 |  |  | N | Natural Gas, Distillate Fuel Oil | [13 empty] | 0.23894 | 0.23894 | 0.23894 | 0.23894 | [11 empty] | Duke Energy Progress | 100 | Duke Energy Corp | 100
solar pv | Mira Loma | 58698_G_D960 | 58698 | G | D960 |  | Solar PV |  | WECC_SCE | California | 6 | Riverside | 65 | 06065 | 1 | 0 | 2011 | 9999 |  |  | N | Solar | [13 empty] | 0 | 0 | 0 | 0 | [11 empty] | Costco Wholesale Corp | 100 | Costco Wholesale Corp | 100
solar pv | Mira Loma | 58698_G_D9611 | 58698 | G | D9611 |  | Solar PV |  | WECC_SCE | California | 6 | Riverside | 65 | 06065 | 1.5 | 0 | 2011 | 9999 |  |  | N | Solar | [13 empty] | 0 | 0 | 0 | 0 | [11 empty] | Costco Wholesale Corp | 100 | Costco Wholesale Corp | 100
solar pv | Mira Loma | 58698_G_D9612 | 58698 | G | D9612 |  | Solar PV |  | WECC_SCE | California | 6 | Riverside | 65 | 06065 | 0.5 | 0 | 2011 | 9999 |  |  | N | Solar | [13 empty] | 0 | 0 | 0 | 0 | [11 empty] | Costco Wholesale Corp | 100 | Costco Wholesale Corp | 100
municipal solid waste | ABEC Bidart-Old River LLC | 58699_G_GEN 1 | 58699 | G | GEN 1 |  | Non-Fossil Waste |  | WECC_SCE | California | 6 | Kern | 29 | 06029 | 0.9 | 13500 | 2013 | 9999 |  |  | N | Non-Fossil Waste | [13 empty] | 0 | 0 | 0 | 0 | [11 empty] | ABEC Bidart Old River LLC | 100 | Es Alternatives LP | 100
municipal solid waste | ABEC Bidart-Old River LLC | 58699_G_GEN 2 | 58699 | G | GEN 2 |  | Non-Fossil Waste |  | WECC_SCE | California | 6 | Kern | 29 | 06029 | 0.9 | 13500 | 2013 | 9999 |  |  | N | Non-Fossil Waste | [13 empty] | 0 | 0 | 0 | 0 | [11 empty] | ABEC Bidart Old River LLC | 100 | Es Alternatives LP | 100
solar pv | Colleton Solar Farm | 58700_G_CS300 | 58700 | G | CS300 |  | Solar PV |  | S_VACA | South Carolina | 45 | Colleton | 29 | 45029 | 2.5 | 0 | 2013 | 9999 |  |  | N | Solar | [13 empty] | 0 | 0 | 0 | 0 | [11 empty] | Tig Sun Energy I LLC | 100 | Intertech Group (The) | 100
solar pv | Apple Data Center - PV2 | 58701_G_PV2 | 58701 | G | PV2 |  | Solar PV |  | S_VACA | North Carolina | 37 | Catawba | 35 | 37035 | 19.4 | 0 | 2013 | 9999 |  |  | N | Solar | [13 empty] | 0 | 0 | 0 | 0 | [11 empty] | Apple Inc | 100 | Apple Inc | 100
solar pv | Axio Green LLC | 58702_G_1 | 58702 | G | 1 |  | Solar PV |  | NENGREST | Massachusetts | 25 | Franklin | 11 | 25011 | 2 | 0 | 2012 | 9999 |  |  | N | Solar | [13 empty] | 0 | 0 | 0 | 0 | [11 empty] | Axio Green LLC | 100 | SunEdison | 100
solar pv | Lenape II | 58703_G_1 | 58703 | G | 1 |  | Solar PV |  | MIS_INKY | Indiana | 18 | Marion | 97 | 18097 | 4 | 0 | 2015 | 9999 |  |  | N | Solar | [13 empty] | 0 | 0 | 0 | 0 | [11 empty] | NGP Lenape Solar II | 100 | New Generation Power | 100
municipal solid waste | Zeeland Farm Services | 58704_G_CAT-1 | 58704 | G | CAT-1 |  | Non-Fossil Waste |  | MIS_LMI | Michigan | 26 | Ottawa | 139 | 26139 | 1.4 | 13500 | 2006 | 9999 |  |  | N | Non-Fossil Waste | [13 empty] | 0 | 0 | 0 | 0 | [11 empty] | Zeeland Farm Services Inc | 100 | Zeeland Farm Services Inc | 100
municipal solid waste | Zeeland Farm Services | 58704_G_CAT-2 | 58704 | G | CAT-2 |  | Non-Fossil Waste |  | MIS_LMI | Michigan | 26 | Ottawa | 139 | 26139 | 1.5 | 13500 | 2009 | 9999 |  |  | N | Non-Fossil Waste | [13 empty] | 0 | 0 | 0 | 0 | [11 empty] | Zeeland Farm Services Inc | 100 | Zeeland Farm Services Inc | 100
biomass | Allendale Biomass | 58706_B_B001 | 58706 | B | B001 |  | Biomass |  | S_VACA | South Carolina | 45 | Allendale | 5 | 45005 | 20 | 16335 | 2013 | 9999 |  |  | N | Biomass |  |  |  | NH3 | SNCR |  |  | ESPH | No |  |  |  |  | 0.18333 | 0.18333 | 0.18333 | 0.18333 | [11 empty] | Allendale Biomass LLC | 100 | I Squared Capital | 100
biomass | Dorchester Biomass | 58707_B_B001 | 58707 | B | B001 |  | Biomass |  | S_VACA | South Carolina | 45 | Dorchester | 35 | 45035 | 20 | 16836 | 2013 | 9999 |  |  | N | Biomass |  |  |  | NH3 | SNCR |  |  | ESPH | No |  |  |  |  | 0.15994 | 0.15994 | 0.15994 | 0.15994 | [11 empty] | Dorchester Biomass LLC | 100 | I Squared Capital | 100
solar pv | Phoenix Airport East Economy Lot | 58708_G_PAEEL | 58708 | G | PAEEL |  | Solar PV |  | WECC_AZ | Arizona | 4 | Maricopa | 13 | 04013 | 1 | 0 | 2012 | 9999 |  |  | N | Solar | [13 empty] | 0 | 0 | 0 | 0 | [11 empty] | Solar Star Arizona II LLC | 100 | TOTAL SA | 100
solar pv | Phoenix Airport Rental Car Center | 58709_G_PARCC | 58709 | G | PARCC |  | Solar PV |  | WECC_AZ | Arizona | 4 | Maricopa | 13 | 04013 | 1.4 | 0 | 2012 | 9999 |  |  | N | Solar | [13 empty] | 0 | 0 | 0 | 0 | [11 empty] | Solar Star Arizona II LLC | 100 | TOTAL SA | 100
solar pv | Barilla Solar | 58710_G_BRLA | 58710 | G | BRLA |  | Solar PV |  | ERC_WEST | Texas | 48 | Pecos | 371 | 48371 | 30.2 | 0 | 2015 | 9999 |  |  | N | Solar | [13 empty] | 0 | 0 | 0 | 0 | [11 empty] | BNB Texas Solar LLC | 100 | BNB Renewable Energy Holdings | 100
solar pv | Lost Hills/Blackwell | 58711_G_BLKW | 58711 | G | BLKW |  | Solar PV |  | WECC_SCE | California | 6 | Kern | 29 | 06029 | 12 | 0 | 2015 | 9999 |  |  | N | Solar | [13 empty] | 0 | 0 | 0 | 0 | [11 empty] | Blackwell Solar LLC | 100 | APG Asset Management US Inc | 100
solar pv | Lost Hills/Blackwell | 58711_G_LTHL | 58711 | G | LTHL |  | Solar PV |  | WECC_SCE | California | 6 | Kern | 29 | 06029 | 20 | 0 | 2015 | 9999 |  |  | N | Solar | [13 empty] | 0 | 0 | 0 | 0 | [11 empty] | Lost Hills Solar LLC | 100 | APG Asset Management US Inc | 100
solar pv | North Star Solar | 58713_G_NSTR | 58713 | G | NSTR |  | Solar PV |  | WEC_CALN | California | 6 | Fresno | 19 | 06019 | 60 | 0 | 2015 | 9999 |  |  | N | Solar | [13 empty] | 0 | 0 | 0 | 0 | [11 empty] | North Star Solar LLC | 100 | APG Asset Management US Inc | 100
natural gas peaker | Oxbow Creek | 58714_G_GEN1 | 58714 | G | GEN1 |  | Combustion Turbine | IC Engine | PJM_PENE | Pennsylvania | 42 | Wyoming | 131 | 42131 | 4.2 | 10745 | 2019 | 9999 |  |  | N | Natural Gas | [13 empty] | 1.061 | 1.061 | 1.061 | 1.061 | [11 empty] | Oxbow Creek Energy LLC | 100 | Iron Mountain Generation LLC | 100
natural gas peaker | Oxbow Creek | 58714_G_GEN2 | 58714 | G | GEN2 |  | Combustion Turbine | IC Engine | PJM_PENE | Pennsylvania | 42 | Wyoming | 131 | 42131 | 4.2 | 10745 | 2019 | 9999 |  |  | N | Natural Gas | [13 empty] | 1.061 | 1.061 | 1.061 | 1.061 | [11 empty] | IMG Mainstream LLC | 100 | Iron Mountain Generation LLC | 100
natural gas peaker | Oxbow Creek | 58714_G_GEN3 | 58714 | G | GEN3 |  | Combustion Turbine | IC Engine | PJM_PENE | Pennsylvania | 42 | Wyoming | 131 | 42131 | 4.2 | 10745 | 2019 | 9999 |  |  | N | Natural Gas | [13 empty] | 1.061 | 1.061 | 1.061 | 1.061 | [11 empty] | IMG Mainstream LLC | 100 | Iron Mountain Generation LLC | 100
natural gas peaker | Oxbow Creek | 58714_G_GEN4 | 58714 | G | GEN4 |  | Combustion Turbine | IC Engine | PJM_PENE | Pennsylvania | 42 | Wyoming | 131 | 42131 | 4.2 | 10745 | 2019 | 9999 |  |  | N | Natural Gas | [13 empty] | 1.061 | 1.061 | 1.061 | 1.061 | [11 empty] | IMG Mainstream LLC | 100 | Iron Mountain Generation LLC | 100
natural gas peaker | Oxbow Creek | 58714_G_GEN5 | 58714 | G | GEN5 |  | Combustion Turbine | IC Engine | PJM_PENE | Pennsylvania | 42 | Wyoming | 131 | 42131 | 4.2 | 10745 | 2019 | 9999 |  |  | N | Natural Gas | [13 empty] | 1.061 | 1.061 | 1.061 | 1.061 | [11 empty] | IMG Mainstream LLC | 100 | Iron Mountain Generation LLC | 100
natural gas peaker | Roundtop | 58715_G_GEN1 | 58715 | G | GEN1 |  | Combustion Turbine | IC Engine | PJM_PENE | Pennsylvania | 42 | Susquehanna | 115 | 42115 | 4.2 | 10745 | 2015 | 9999 |  |  | N | Natural Gas | [13 empty] | 1.2219 | 1.2219 | 1.2219 | 1.2219 | [11 empty] | Roundtop Energy LLC | 100 | Iron Mountain Generation LLC | 100
natural gas peaker | Roundtop | 58715_G_GEN2 | 58715 | G | GEN2 |  | Combustion Turbine | IC Engine | PJM_PENE | Pennsylvania | 42 | Susquehanna | 115 | 42115 | 4.2 | 10745 | 2015 | 9999 |  |  | N | Natural Gas | [13 empty] | 1.2219 | 1.2219 | 1.2219 | 1.2219 | [11 empty] | Roundtop Energy LLC | 100 | Iron Mountain Generation LLC | 100
natural gas peaker | Roundtop | 58715_G_GEN3 | 58715 | G | GEN3 |  | Combustion Turbine | IC Engine | PJM_PENE | Pennsylvania | 42 | Susquehanna | 115 | 42115 | 4.2 | 10745 | 2015 | 9999 |  |  | N | Natural Gas | [13 empty] | 1.2219 | 1.2219 | 1.2219 | 1.2219 | [11 empty] | Roundtop Energy LLC | 100 | Iron Mountain Generation LLC | 100
natural gas peaker | Roundtop | 58715_G_GEN4 | 58715 | G | GEN4 |  | Combustion Turbine | IC Engine | PJM_PENE | Pennsylvania | 42 | Susquehanna | 115 | 42115 | 4.2 | 10745 | 2015 | 9999 |  |  | N | Natural Gas | [13 empty] | 1.2219 | 1.2219 | 1.2219 | 1.2219 | [11 empty] | Roundtop Energy LLC | 100 | Iron Mountain Generation LLC | 100
natural gas peaker | Roundtop | 58715_G_GEN5 | 58715 | G | GEN5 |  | Combustion Turbine | IC Engine | PJM_PENE | Pennsylvania | 42 | Susquehanna | 115 | 42115 | 4.2 | 10745 | 2015 | 9999 |  |  | N | Natural Gas | [13 empty] | 1.2219 | 1.2219 | 1.2219 | 1.2219 | [11 empty] | Roundtop Energy LLC | 100 | Iron Mountain Generation LLC | 100
solar pv | OCI Alamo 2, LLC | 58716_G_1 | 58716 | G | 1 |  | Solar PV |  | ERC_REST | Texas | 48 | Bexar | 29 | 48029 | 4.4 | 0 | 2014 | 9999 |  |  | N | Solar | [13 empty] | 0 | 0 | 0 | 0 | [11 empty] | OCI Alamo 2 LLC | 100 | OCI Company Ltd | 100
solar pv | OCI Alamo 4, LLC | 58717_G_1 | 58717 | G | 1 |  | Solar PV |  | ERC_REST | Texas | 48 | Kinney | 271 | 48271 | 39.6 | 0 | 2014 | 9999 |  |  | N | Solar | [13 empty] | 0 | 0 | 0 | 0 | [11 empty] | OCI Alamo 4 LLC | 100 | Consolidated Edison Inc | 100
solar pv | Orion Solar I | 58718_G_PV1 | 58718 | G | PV1 |  | Solar PV |  | WECC_SCE | California | 6 | Kern | 29 | 06029 | 12 | 0 | 2014 | 9999 |  |  | N | Solar | [13 empty] | 0 | 0 | 0 | 0 | [11 empty] | Orion Solar I LLC | 100 | SunEdison | 100
onshore wind | Brookfield | 58719_G_WPH2 | 58719 | G | WPH2 |  | Onshore Wind |  | MIS_LMI | Michigan | 26 | Huron | 63 | 26063 | 74.8 | 0 | 2014 | 9999 |  |  | N | Wind | [13 empty] | 0 | 0 | 0 | 0 | [11 empty] | DTE Electric Co | 100 | DTE Energy Co | 100
onshore wind | Pattern Panhandle Wind 2 LLC | 58720_G_1 | 58720 | G | 1 |  | Onshore Wind |  | ERC_PHDL | Texas | 48 | Carson | 65 | 48065 | 181.7 | 0 | 2014 | 9999 |  |  | N | Wind | [13 empty] | 0 | 0 | 0 | 0 | [11 empty] | Pattern Pandhandle Wind 2 LLC | 100 | Canadian Crown Corp | 100
solar pv | Orion Solar II | 58721_G_ORION | 58721 | G | ORION |  | Solar PV |  | WECC_SCE | California | 6 | Kern | 29 | 06029 | 8 | 0 | 2014 | 9999 |  |  | N | Solar | [13 empty] | 0 | 0 | 0 | 0 | [11 empty] | Orion Solar II LLC | 100 | SunEdison | 100
solar pv | Charlotte Solar | 58722_G_PV1 | 58722 | G | PV1 |  | Solar PV |  | S_VACA | North Carolina | 37 | Rutherford | 161 | 37161 | 5 | 0 | 2015 | 9999 |  |  | N | Solar | [13 empty] | 0 | 0 | 0 | 0 | [11 empty] | Charlotte Solar (NC) LLC | 100 | Cate Street Capital LLC | 100
solar pv | Elliana Solar | 58725_G_PV1 | 58725 | G | PV1 |  | Solar PV |  | S_VACA | North Carolina | 37 | Alamance | 1 | 37001 | 5 | 0 | 2015 | 9999 |  |  | N | Solar | [13 empty] | 0 | 0 | 0 | 0 | [11 empty] | Elliana Solar LLC | 100 | Cate Street Capital Inc | 100
solar pv | Flash Solar | 58726_G_PV1 | 58726 | G | PV1 |  | Solar PV |  | S_VACA | North Carolina | 37 | Catawba | 35 | 37035 | 5 | 0 | 2015 | 9999 |  |  | N | Solar | [13 empty] | 0 | 0 | 0 | 0 | [11 empty] | Flash Solar LLC | 100 | Cate Street Capital LLC | 100
solar pv | Amethyst Solar | 58730_G_PV1 | 58730 | G | PV1 |  | Solar PV |  | S_VACA | North Carolina | 37 | Rutherford | 161 | 37161 | 3 | 0 | 2016 | 9999 |  |  | N | Solar | [13 empty] | 0 | 0 | 0 | 0 | [11 empty] | Amethyst Solar LLC | 100 | Cate Street Capital LLC | 100
solar pv | Angel Solar | 58731_G_PV1 | 58731 | G | PV1 |  | Solar PV |  | S_VACA | North Carolina | 37 | Catawba | 35 | 37035 | 5 | 0 | 2015 | 9999 |  |  | N | Solar | [13 empty] | 0 | 0 | 0 | 0 | [11 empty] | Angel Solar LLC | 100 | Cate Street Capital Inc | 100
solar pv | Audrey Solar | 58732_G_PV1 | 58732 | G | PV1 |  | Solar PV |  | S_VACA | North Carolina | 37 | Cleveland | 45 | 37045 | 3 | 0 | 2016 | 9999 |  |  | N | Solar | [13 empty] | 0 | 0 | 0 | 0 | [11 empty] | Audrey Solar LLC | 100 | Cate Street Capital Inc | 100
solar pv | Buddy Solar | 58735_G_PV1 | 58735 | G | PV1 |  | Solar PV |  | S_VACA | North Carolina | 37 | Rowan | 159 | 37159 | 4 | 0 | 2015 | 9999 |  |  | N | Solar | [13 empty] | 0 | 0 | 0 | 0 | [11 empty] | Buddy Solar LLC | 100 | Cate Street Capital LLC | 100
solar pv | Milo Solar | 58739_G_PV1 | 58739 | G | PV1 |  | Solar PV |  | S_VACA | North Carolina | 37 | Alamance | 1 | 37001 | 3 | 0 | 2016 | 9999 |  |  | N | Solar | [13 empty] | 0 | 0 | 0 | 0 | [11 empty] | Milo Solar LLC | 100 | Cate Street Capital Inc | 100
solar pv | Minnie Solar | 58740_G_PV1 | 58740 | G | PV1 |  | Solar PV |  | S_VACA | North Carolina | 37 | Alamance | 1 | 37001 | 3 | 0 | 2016 | 9999 |  |  | N | Solar | [13 empty] | 0 | 0 | 0 | 0 | [11 empty] | Minnie Solar LLC | 100 | Cate Street Capital Inc | 100
solar pv | Nick Solar | 58741_G_NICK | 58741 | G | NICK |  | Solar PV |  | S_VACA | North Carolina | 37 | Guilford | 81 | 37081 | 4 | 0 | 2014 | 9999 |  |  | N | Solar | [13 empty] | 0 | 0 | 0 | 0 | [11 empty] | Nick Solar LLC | 100 | Cate Street Capital Inc | 100
solar pv | Owen Solar | 58742_G_PV1 | 58742 | G | PV1 |  | Solar PV |  | S_VACA | North Carolina | 37 | Catawba | 35 | 37035 | 5 | 0 | 2016 | 9999 |  |  | N | Solar | [13 empty] | 0 | 0 | 0 | 0 | [11 empty] | Owen Solar LLC | 100 | Cate Street Capital Inc | 100
solar pv | Sophie Solar | 58745_G_PV1 | 58745 | G | PV1 |  | Solar PV |  | S_VACA | North Carolina | 37 | Cleveland | 45 | 37045 | 4.5 | 0 | 2016 | 9999 |  |  | N | Solar | [13 empty] | 0 | 0 | 0 | 0 | [11 empty] | Sophie Solar LLC | 100 | Cate Street Capital LLC | 100
solar pv | Star Solar | 58746_G_PV1 | 58746 | G | PV1 |  | Solar PV |  | S_VACA | North Carolina | 37 | Durham | 63 | 37063 | 5 | 0 | 2016 | 9999 |  |  | N | Solar | [13 empty] | 0 | 0 | 0 | 0 | [11 empty] | Sunlight Partners LLC | 100 | Cate Street Capital Inc | 100
municipal solid waste | GreenWhey Energy Inc | 58747_G_GEN1 | 58747 | G | GEN1 |  | Non-Fossil Waste |  | MIS_MNWI | Wisconsin | 55 | Polk | 95 | 55095 | 1.6 | 4061 | 2013 | 9999 |  |  | Y | Non-Fossil Waste | [13 empty] | 0 | 0 | 0 | 0 | [11 empty] | Greenwhey Energy Inc | 100 | Thomas Ludy | 100
municipal solid waste | GreenWhey Energy Inc | 58747_G_GEN2 | 58747 | G | GEN2 |  | Non-Fossil Waste |  | MIS_MNWI | Wisconsin | 55 | Polk | 95 | 55095 | 1.6 | 13500 | 2013 | 9999 |  |  | N | Non-Fossil Waste | [13 empty] | 0 | 0 | 0 | 0 | [11 empty] | Greenwhey Energy Inc | 100 | Thomas Ludy | 100
solar pv | North Bay Solar 1 | 58748_G_NBWT | 58748 | G | NBWT |  | Solar PV |  | WEC_CALN | California | 6 | Solano | 95 | 06095 | 1 | 0 | 2013 | 9999 |  |  | N | Solar | [13 empty] | 0 | 0 | 0 | 0 | [11 empty] | sPower | 100 | AES Corp (The) | 100
solar pv | Tihonet Solar | 58749_G_TSMA | 58749 | G | TSMA |  | Solar PV |  | NENGREST | Massachusetts | 25 | Plymouth | 23 | 25023 | 1 | 0 | 2014 | 9999 |  |  | N | Solar | [13 empty] | 0 | 0 | 0 | 0 | [11 empty] | Consolidated Edison Solutions Inc | 100 | Consolidated Edison Inc | 100
solar pv | Lancaster Dry Farm Ranch B | 58750_G_LDFRB | 58750 | G | LDFRB |  | Solar PV |  | WEC_LADW | California | 6 | Los Angeles | 37 | 06037 | 5 | 0 | 2014 | 9999 |  |  | N | Solar | [13 empty] | 0 | 0 | 0 | 0 | [11 empty] | Lancaster Dry Farm Ranch B LLC | 100 | Sustainable Power Group LLC | 100
solar pv | Rodeo Solar C2 | 58751_G_RSC2 | 58751 | G | RSC2 |  | Solar PV |  | WEC_LADW | California | 6 | Los Angeles | 37 | 06037 | 1.5 | 0 | 2014 | 9999 |  |  | N | Solar | [13 empty] | 0 | 0 | 0 | 0 | [11 empty] | Rodeo Solar C2 LLC | 100 | Sustainable Power Group LLC | 100
solar pv | Rodeo Solar D2 | 58752_G_RSD2 | 58752 | G | RSD2 |  | Solar PV |  | WEC_LADW | California | 6 | Los Angeles | 37 | 06037 | 1.5 | 0 | 2014 | 9999 |  |  | N | Solar | [13 empty] | 0 | 0 | 0 | 0 | [11 empty] | Rodeo Solar D2 LLC | 100 | Sustainable Power Group LLC | 100
solar pv | Summer Solar A2 | 58753_G_SSA2 | 58753 | G | SSA2 |  | Solar PV |  | WEC_LADW | California | 6 | Los Angeles | 37 | 06037 | 1.5 | 0 | 2014 | 9999 |  |  | N | Solar | [13 empty] | 0 | 0 | 0 | 0 | [11 empty] | Summer Solar A2 LLC | 100 | Sustainable Power Group LLC | 100
solar pv | Summer Solar B2 | 58754_G_SSB2 | 58754 | G | SSB2 |  | Solar PV |  | WEC_LADW | California | 6 | Los Angeles | 37 | 06037 | 1.5 | 0 | 2014 | 9999 |  |  | N | Solar | [13 empty] | 0 | 0 | 0 | 0 | [11 empty] | Summer Solar B2 LLC | 100 | Sustainable Power Group LLC | 100
solar pv | Summer Solar C2 | 58755_G_SSC2 | 58755 | G | SSC2 |  | Solar PV |  | WEC_LADW | California | 6 | Los Angeles | 37 | 06037 | 1.5 | 0 | 2014 | 9999 |  |  | N | Solar | [13 empty] | 0 | 0 | 0 | 0 | [11 empty] | Summer Solar C2 LLC | 100 | Sustainable Power Group LLC | 100
solar pv | Summer Solar D2 | 58756_G_SSD2 | 58756 | G | SSD2 |  | Solar PV |  | WEC_CALN | California | 6 | Los Angeles | 37 | 06037 | 1 | 0 | 2014 | 9999 |  |  | N | Solar | [13 empty] | 0 | 0 | 0 | 0 | [11 empty] | Summer Solar D2 LLC | 100 | Sustainable Power Group LLC | 100
solar pv | Summer North Solar | 58757_G_UE2 | 58757 | G | UE2 |  | Solar PV |  | WEC_CALN | California | 6 | Los Angeles | 37 | 06037 | 1.5 | 0 | 2014 | 9999 |  |  | N | Solar | [13 empty] | 0 | 0 | 0 | 0 | [11 empty] | Summer Solar E2 LLC | 100 | Sustainable Power Group LLC | 100
solar pv | Summer North Solar | 58757_G_UF2 | 58757 | G | UF2 |  | Solar PV |  | WEC_CALN | California | 6 | Los Angeles | 37 | 06037 | 2 | 0 | 2014 | 9999 |  |  | N | Solar | [13 empty] | 0 | 0 | 0 | 0 | [11 empty] | Summer Solar F2 LLC | 100 | Sustainable Power Group LLC | 100
solar pv | Summer North Solar | 58757_G_UG2 | 58757 | G | UG2 |  | Solar PV |  | WEC_CALN | California | 6 | Los Angeles | 37 | 06037 | 1.5 | 0 | 2014 | 9999 |  |  | N | Solar | [13 empty] | 0 | 0 | 0 | 0 | [11 empty] | Summer Solar G2 LLC | 100 | Sustainable Power Group LLC | 100
solar pv | Summer North Solar | 58757_G_UH2 | 58757 | G | UH2 |  | Solar PV |  | WEC_CALN | California | 6 | Los Angeles | 37 | 06037 | 1.5 | 0 | 2014 | 9999 |  |  | N | Solar | [13 empty] | 0 | 0 | 0 | 0 | [11 empty] | Summer Solar H2 LLC | 100 | Sustainable Power Group LLC | 100
solar pv | Expressway Solar A | 58761_G_EXSA | 58761 | G | EXSA |  | Solar PV |  | WECC_SCE | California | 6 | San Bernardino | 71 | 06071 | 2 | 0 | 2014 | 9999 |  |  | N | Solar | [13 empty] | 0 | 0 | 0 | 0 | [11 empty] | Expressway Solar A LLC | 100 | Sustainable Power Group LLC | 100
solar pv | Expressway Solar B | 58762_G_EXSB | 58762 | G | EXSB |  | Solar PV |  | WECC_SCE | California | 6 | San Bernardino | 71 | 06071 | 2 | 0 | 2014 | 9999 |  |  | N | Solar | [13 empty] | 0 | 0 | 0 | 0 | [11 empty] | Expressway Solar B LLC | 100 | Sustainable Power Group LLC | 100
solar pv | Expressway Solar C2 | 58763_G_EXSC2 | 58763 | G | EXSC2 |  | Solar PV |  | WEC_CALN | California | 6 | San Bernardino | 71 | 06071 | 1.5 | 0 | 2014 | 9999 |  |  | N | Solar | [13 empty] | 0 | 0 | 0 | 0 | [11 empty] | Expressway Solar C2 LLC | 100 | Sustainable Power Group LLC | 100
onshore wind | Miami Wind Energy Center | 58765_G_1 | 58765 | G | 1 |  | Onshore Wind |  | ERC_PHDL | Texas | 48 | Roberts | 393 | 48393 | 288.6 | 0 | 2014 | 9999 |  |  | N | Wind | [13 empty] | 0 | 0 | 0 | 0 | [11 empty] | Miami Wind I LLC | 100 | Miami Wind I LLC | 100
onshore wind | Wake Wind Energy Center | 58766_G_1 | 58766 | G | 1 |  | Onshore Wind |  | ERC_REST | Texas | 48 | Crosby | 107 | 48107 | 257 | 0 | 2016 | 9999 |  |  | N | Wind | [13 empty] | 0 | 0 | 0 | 0 | [11 empty] | Southern Power Co | 100 | Southern Co | 100
onshore wind | Buckeye Wind Energy Center | 58767_G_1 | 58767 | G | 1 |  | Onshore Wind |  | SPP_N | Kansas | 20 | Ellis | 51 | 20051 | 205.7 | 0 | 2015 | 9999 |  |  | N | Wind | [13 empty] | 0 | 0 | 0 | 0 | [11 empty] | Buckeye Wind Energy LLC | 100 | Invenergy LLC | 100
onshore wind | Marsh Hill Wind Farm | 58768_G_1 | 58768 | G | 1 |  | Onshore Wind |  | NY_Z_C&E | New York | 36 | Steuben | 101 | 36101 | 16.2 | 0 | 2014 | 9999 |  |  | N | Wind | [13 empty] | 0 | 0 | 0 | 0 | [11 empty] | Marsh Hill Energy LLC | 100 | Invenergy LLC | 100
onshore wind | Spring Canyon Expansion Wind Energy Ctr | 58769_G_1 | 58769 | G | 1 |  | Onshore Wind |  | WECC_CO | Colorado | 8 | Logan | 75 | 08075 | 34 | 0 | 2014 | 9999 |  |  | N | Wind | [13 empty] | 0 | 0 | 0 | 0 | [11 empty] | Spring Canyon Energy II LLC | 100 | Global Infrastructure Partners | 100
onshore wind | Spring Canyon Expansion Wind Energy Ctr | 58769_G_SCIII | 58769 | G | SCIII |  | Onshore Wind |  | WECC_CO | Colorado | 8 | Logan | 75 | 08075 | 28.6 | 0 | 2014 | 9999 |  |  | N | Wind | [13 empty] | 0 | 0 | 0 | 0 | [11 empty] | Spring Canyon Energy II LLC | 100 | Global Infrastructure Partners | 100
solar pv | Maywood Photovoltaic Project | 58770_G_1 | 58770 | G | 1 |  | Solar PV |  | MIS_INKY | Indiana | 18 | Marion | 97 | 18097 | 8 | 0 | 2014 | 9999 |  |  | N | Solar | [13 empty] | 0 | 0 | 0 | 0 | [11 empty] | HQC Maywood LLC | 100 | Hanwha Group | 100
onshore wind | Roosevelt County | 58771_G_GEN1 | 58771 | G | GEN1 |  | Onshore Wind |  | SPP_SPS | New Mexico | 35 | Roosevelt | 41 | 35041 | 250 | 0 | 2015 | 9999 |  |  | N | Wind | [13 empty] | 0 | 0 | 0 | 0 | [11 empty] | Roosevelt Wind Project LLC | 100 | EDF Group | 100
onshore wind | Longhorn Wind | 58772_G_GEN1 | 58772 | G | GEN1 |  | Onshore Wind |  | ERC_PHDL | Texas | 48 | Briscoe | 45 | 48045 | 200 | 0 | 2015 | 9999 |  |  | N | Wind | [13 empty] | 0 | 0 | 0 | 0 | [11 empty] | Longhorn Wind Project LLC | 100 | EDF Group | 100
onshore wind | TX Hereford Wind | 58773_G_GEN1 | 58773 | G | GEN1 |  | Onshore Wind |  | ERC_PHDL | Texas | 48 | Deaf Smith | 117 | 48117 | 200 | 0 | 2014 | 9999 |  |  | N | Wind | [13 empty] | 0 | 0 | 0 | 0 | [11 empty] | TX Hereford Wind LLC | 100 | EDF Group | 100
onshore wind | Spinning Spur Wind II | 58774_G_GEN1 | 58774 | G | GEN1 |  | Onshore Wind |  | ERC_PHDL | Texas | 48 | Oldham | 359 | 48359 | 161 | 0 | 2014 | 9999 |  |  | N | Wind | [13 empty] | 0 | 0 | 0 | 0 | [11 empty] | Spinning Spur Wind Two LLC | 100 | EDF Group | 100
onshore wind | Spinning Spur Wind III | 58775_G_GEN1 | 58775 | G | GEN1 |  | Onshore Wind |  | ERC_PHDL | Texas | 48 | Oldham | 359 | 48359 | 194 | 0 | 2015 | 9999 |  |  | N | Wind | [13 empty] | 0 | 0 | 0 | 0 | [11 empty] | Spinning Spur Wind LLC | 100 | EDF Group | 100
solar pv | Sonne One | 58782_G_PV1 | 58782 | G | PV1 |  | Solar PV |  | S_VACA | North Carolina | 37 | Wayne | 191 | 37191 | 5 | 0 | 2016 | 9999 |  |  | N | Solar | [13 empty] | 0 | 0 | 0 | 0 | [11 empty] | Sonne One LLC | 100 | Birdseye Renewable Energy | 100
hydro | South Canal Hydro-1 | 58783_G_SC-1 | 58783 | G | SC-1 |  | Hydro |  | WECC_CO | Colorado | 8 | Montrose | 85 | 08085 | 3.8 | 0 | 2013 | 9999 |  |  | N | Hydro | [13 empty] | 0 | 0 | 0 | 0 | [11 empty] | Delta Montrose Electric Association | 100 | Delta Montrose Electric Association | 100
hydro | South Canal Hydro-3 | 58784_G_SC-3 | 58784 | G | SC-3 |  | Hydro |  | WECC_CO | Colorado | 8 | Montrose | 85 | 08085 | 3.3 | 0 | 2013 | 9999 |  |  | N | Hydro | [13 empty] | 0 | 0 | 0 | 0 | [11 empty] | Delta Montrose Electric Association | 100 | Delta Montrose Electric Association | 100
solar pv | Brentwood Solar | 58785_G_BRT1 | 58785 | G | BRT1 |  | Solar PV |  | NY_Z_K | New York | 36 | Suffolk | 103 | 36103 | 1 | 0 | 2011 | 9999 |  |  | N | Solar | [13 empty] | 0 | 0 | 0 | 0 | [11 empty] | CD US Solar MT1 LLC | 100 | Capital Dynamics | 100
solar pv | Deer Park | 58786_G_DRP1 | 58786 | G | DRP1 |  | Solar PV |  | NY_Z_K | New York | 36 | Suffolk | 103 | 36103 | 2.5 | 0 | 2012 | 9999 |  |  | N | Solar | [13 empty] | 0 | 0 | 0 | 0 | [11 empty] | CD US Solar MT1 LLC | 100 | Capital Dynamics | 100
solar pv | Dennison | 58787_G_DNN1 | 58787 | G | DNN1 |  | Solar PV |  | NY_Z_K | New York | 36 | Suffolk | 103 | 36103 | 2 | 0 | 2011 | 9999 |  |  | N | Solar | [13 empty] | 0 | 0 | 0 | 0 | [11 empty] | CD US Solar MT1 LLC | 100 | Capital Dynamics | 100
solar pv | North County | 58788_G_NRT1 | 58788 | G | NRT1 |  | Solar PV |  | NY_Z_K | New York | 36 | Suffolk | 103 | 36103 | 1 | 0 | 2011 | 9999 |  |  | N | Solar | [13 empty] | 0 | 0 | 0 | 0 | [11 empty] | CD US Solar MT1 LLC | 100 | Capital Dynamics | 100
solar pv | Riverhead | 58789_G_RVH1 | 58789 | G | RVH1 |  | Solar PV |  | NY_Z_K | New York | 36 | Suffolk | 103 | 36103 | 1.5 | 0 | 2011 | 9999 |  |  | N | Solar | [13 empty] | 0 | 0 | 0 | 0 | [11 empty] | CD US Solar MT1 LLC | 100 | Capital Dynamics | 100
solar pv | Cohalan | 58790_G_CLN1 | 58790 | G | CLN1 |  | Solar PV |  | NY_Z_K | New York | 36 | Suffolk | 103 | 36103 | 2.5 | 0 | 2012 | 9999 |  |  | N | Solar | [13 empty] | 0 | 0 | 0 | 0 | [11 empty] | CD US Solar MT1 LLC | 100 | Capital Dynamics | 100
solar pv | Cohalan | 58790_G_CLN2 | 58790 | G | CLN2 |  | Solar PV |  | NY_Z_K | New York | 36 | Suffolk | 103 | 36103 | 1.5 | 0 | 2012 | 9999 |  |  | N | Solar | [13 empty] | 0 | 0 | 0 | 0 | [11 empty] | CD US Solar MT1 LLC | 100 | Capital Dynamics | 100
solar pv | Kirkwall Holdings | 58791_G_PV1 | 58791 | G | PV1 |  | Solar PV |  | S_VACA | North Carolina | 37 | Duplin | 61 | 37061 | 5 | 0 | 2016 | 9999 |  |  | N | Solar | [13 empty] | 0 | 0 | 0 | 0 | [11 empty] | Kirkwall Holdings LLC | 100 | Birdseye Renewable Energy | 100
solar pv | Ayrshire | 58792_G_PV1 | 58792 | G | PV1 |  | Solar PV |  | S_VACA | North Carolina | 37 | Cleveland | 45 | 37045 | 19.4 | 0 | 2017 | 9999 |  |  | N | Solar | [13 empty] | 0 | 0 | 0 | 0 | [11 empty] | Ayrshire Holdings LLC | 100 | Birdseye Renewable Energy | 100
solar pv | JMB Mcguire-Dix-Lakehurst Solar Project | 58793_G_UCIV | 58793 | G | UCIV |  | Solar PV |  | PJM_EMAC | New Jersey | 34 | Burlington | 5 | 34005 | 11.4 | 0 | 2013 | 9999 |  |  | N | Solar | [13 empty] | 0 | 0 | 0 | 0 | [11 empty] | WR TGC Solar Generation IV LLC | 100 | True Green Capital Management LLC | 100
solar pv | Storrie Lake Solar Project | 58794_G_MSMPV | 58794 | G | MSMPV |  | Solar PV |  | WECC_NM | New Mexico | 35 | San Miguel | 47 | 35047 | 1.5 | 0 | 2014 | 9999 |  |  | N | Solar | [13 empty] | 0 | 0 | 0 | 0 | [11 empty] | MSM Solar LLC | 100 | Mora San Miguel Electric Coop Inc | 100
solar pv | Hobart Solar, LLC | 58795_G_HS | 58795 | G | HS |  | Solar PV |  | MIS_INKY | Indiana | 18 | Lake | 89 | 18089 | 1 | 0 | 2012 | 9999 |  |  | N | Solar | [13 empty] | 0 | 0 | 0 | 0 | [11 empty] | Hobart Solar LLC | 100 | Sustainable Power Group LLC | 100
solar pv | Waterloo Solar, LLC | 58796_G_WS | 58796 | G | WS |  | Solar PV |  | MIS_INKY | Indiana | 18 | DeKalb | 33 | 18033 | 1 | 0 | 2012 | 9999 |  |  | N | Solar | [13 empty] | 0 | 0 | 0 | 0 | [11 empty] | Sustainable Power Group LLC | 100 | Sustainable Power Group LLC | 100
solar pv | Valparaiso Solar, LLC | 58797_G_VS | 58797 | G | VS |  | Solar PV |  | MIS_INKY | Indiana | 18 | Porter | 127 | 18127 | 1 | 0 | 2012 | 9999 |  |  | N | Solar | [13 empty] | 0 | 0 | 0 | 0 | [11 empty] | Sustainable Power Group LLC | 100 | Sustainable Power Group LLC | 100
solar pv | AC Criminal Courts Complex SPE2, LLC | 58798_G_ACCCC | 58798 | G | ACCCC |  | Solar PV |  | PJM_EMAC | New Jersey | 34 | Atlantic | 1 | 34001 | 1.3 | 0 | 2012 | 9999 |  |  | N | Solar | [13 empty] | 0 | 0 | 0 | 0 | [11 empty] | sPower | 100 | AES Corp (The) | 100
solar pv | Pamlico Partners Solar | 58799_G_1 | 58799 | G | 1 |  | Solar PV |  | S_VACA | North Carolina | 37 | Beaufort | 13 | 37013 | 5 | 0 | 2013 | 9999 |  |  | N | Solar | [13 empty] | 0 | 0 | 0 | 0 | [11 empty] | Pamlico Partners Solar LLC | 100 | SunEnergy 1 LLC | 100
solar pv | Arba Solar, LLC | 58801_G_INV1 | 58801 | G | INV1 |  | Solar PV |  | S_VACA | North Carolina | 37 | Greene | 79 | 37079 | 0.5 | 0 | 2014 | 9999 |  |  | N | Solar | [13 empty] | 0 | 0 | 0 | 0 | [11 empty] | Arba Solar LLC | 100 | Entropy Solar Integrators LLC | 100
solar pv | Arba Solar, LLC | 58801_G_INV2 | 58801 | G | INV2 |  | Solar PV |  | S_VACA | North Carolina | 37 | Greene | 79 | 37079 | 0.5 | 0 | 2014 | 9999 |  |  | N | Solar | [13 empty] | 0 | 0 | 0 | 0 | [11 empty] | Arba Solar LLC | 100 | Entropy Solar Integrators LLC | 100
solar pv | Arba Solar, LLC | 58801_G_INV3 | 58801 | G | INV3 |  | Solar PV |  | S_VACA | North Carolina | 37 | Greene | 79 | 37079 | 0.5 | 0 | 2014 | 9999 |  |  | N | Solar | [13 empty] | 0 | 0 | 0 | 0 | [11 empty] | Arba Solar LLC | 100 | Entropy Solar Integrators LLC | 100
solar pv | Arba Solar, LLC | 58801_G_INV4 | 58801 | G | INV4 |  | Solar PV |  | S_VACA | North Carolina | 37 | Greene | 79 | 37079 | 0.5 | 0 | 2014 | 9999 |  |  | N | Solar | [13 empty] | 0 | 0 | 0 | 0 | [11 empty] | Arba Solar LLC | 100 | Entropy Solar Integrators LLC | 100
solar pv | Franklin Solar, LLC | 58802_G_INV1 | 58802 | G | INV1 |  | Solar PV |  | S_VACA | North Carolina | 37 | Franklin | 69 | 37069 | 0.5 | 0 | 2013 | 9999 |  |  | N | Solar | [13 empty] | 0 | 0 | 0 | 0 | [11 empty] | Franklin Solar LLC | 100 | Entropy Solar Integrators LLC | 100
solar pv | Franklin Solar, LLC | 58802_G_INV2 | 58802 | G | INV2 |  | Solar PV |  | S_VACA | North Carolina | 37 | Franklin | 69 | 37069 | 0.5 | 0 | 2013 | 9999 |  |  | N | Solar | [13 empty] | 0 | 0 | 0 | 0 | [11 empty] | Franklin Solar LLC | 100 | Entropy Solar Integrators LLC | 100
solar pv | Franklin Solar, LLC | 58802_G_INV3 | 58802 | G | INV3 |  | Solar PV |  | S_VACA | North Carolina | 37 | Franklin | 69 | 37069 | 0.5 | 0 | 2013 | 9999 |  |  | N | Solar | [13 empty] | 0 | 0 | 0 | 0 | [11 empty] | Franklin Solar LLC | 100 | Entropy Solar Integrators LLC | 100
solar pv | Franklin Solar, LLC | 58802_G_INV4 | 58802 | G | INV4 |  | Solar PV |  | S_VACA | North Carolina | 37 | Franklin | 69 | 37069 | 0.5 | 0 | 2013 | 9999 |  |  | N | Solar | [13 empty] | 0 | 0 | 0 | 0 | [11 empty] | Franklin Solar LLC | 100 | Entropy Solar Integrators LLC | 100
solar pv | Kenansville Solar 2, LLC | 58803_G_INV1 | 58803 | G | INV1 |  | Solar PV |  | S_VACA | North Carolina | 37 | Duplin | 61 | 37061 | 2 | 0 | 2016 | 9999 |  |  | N | Solar | [13 empty] | 0 | 0 | 0 | 0 | [11 empty] | Kenansville Solar 2 LLC | 100 | Kenansville Solar 2 LLC | 100
solar pv | Samarcand Solar Farm, LLC | 58805_G_INV1 | 58805 | G | INV1 |  | Solar PV |  | S_VACA | North Carolina | 37 | Moore | 125 | 37125 | 0.5 | 0 | 2014 | 9999 |  |  | N | Solar | [13 empty] | 0 | 0 | 0 | 0 | [11 empty] | Samarcand Solar Farm LLC | 100 | Entropy Solar Integrators LLC | 100
solar pv | Samarcand Solar Farm, LLC | 58805_G_INV10 | 58805 | G | INV10 |  | Solar PV |  | S_VACA | North Carolina | 37 | Moore | 125 | 37125 | 0.5 | 0 | 2014 | 9999 |  |  | N | Solar | [13 empty] | 0 | 0 | 0 | 0 | [11 empty] | Samarcand Solar Farm LLC | 100 | Entropy Solar Integrators LLC | 100
solar pv | Samarcand Solar Farm, LLC | 58805_G_INV2 | 58805 | G | INV2 |  | Solar PV |  | S_VACA | North Carolina | 37 | Moore | 125 | 37125 | 0.5 | 0 | 2014 | 9999 |  |  | N | Solar | [13 empty] | 0 | 0 | 0 | 0 | [11 empty] | Samarcand Solar Farm LLC | 100 | Entropy Solar Integrators LLC | 100
solar pv | Samarcand Solar Farm, LLC | 58805_G_INV3 | 58805 | G | INV3 |  | Solar PV |  | S_VACA | North Carolina | 37 | Moore | 125 | 37125 | 0.5 | 0 | 2014 | 9999 |  |  | N | Solar | [13 empty] | 0 | 0 | 0 | 0 | [11 empty] | Samarcand Solar Farm LLC | 100 | Entropy Solar Integrators LLC | 100
solar pv | Samarcand Solar Farm, LLC | 58805_G_INV4 | 58805 | G | INV4 |  | Solar PV |  | S_VACA | North Carolina | 37 | Moore | 125 | 37125 | 0.5 | 0 | 2014 | 9999 |  |  | N | Solar | [13 empty] | 0 | 0 | 0 | 0 | [11 empty] | Samarcand Solar Farm LLC | 100 | Entropy Solar Integrators LLC | 100
solar pv | Samarcand Solar Farm, LLC | 58805_G_INV5 | 58805 | G | INV5 |  | Solar PV |  | S_VACA | North Carolina | 37 | Moore | 125 | 37125 | 0.5 | 0 | 2014 | 9999 |  |  | N | Solar | [13 empty] | 0 | 0 | 0 | 0 | [11 empty] | Samarcand Solar Farm LLC | 100 | Entropy Solar Integrators LLC | 100
solar pv | Samarcand Solar Farm, LLC | 58805_G_INV6 | 58805 | G | INV6 |  | Solar PV |  | S_VACA | North Carolina | 37 | Moore | 125 | 37125 | 0.5 | 0 | 2014 | 9999 |  |  | N | Solar | [13 empty] | 0 | 0 | 0 | 0 | [11 empty] | Samarcand Solar Farm LLC | 100 | Entropy Solar Integrators LLC | 100
solar pv | Samarcand Solar Farm, LLC | 58805_G_INV7 | 58805 | G | INV7 |  | Solar PV |  | S_VACA | North Carolina | 37 | Moore | 125 | 37125 | 0.5 | 0 | 2014 | 9999 |  |  | N | Solar | [13 empty] | 0 | 0 | 0 | 0 | [11 empty] | Samarcand Solar Farm LLC | 100 | Entropy Solar Integrators LLC | 100
solar pv | Samarcand Solar Farm, LLC | 58805_G_INV8 | 58805 | G | INV8 |  | Solar PV |  | S_VACA | North Carolina | 37 | Moore | 125 | 37125 | 0.5 | 0 | 2014 | 9999 |  |  | N | Solar | [13 empty] | 0 | 0 | 0 | 0 | [11 empty] | Samarcand Solar Farm LLC | 100 | Entropy Solar Integrators LLC | 100
solar pv | Samarcand Solar Farm, LLC | 58805_G_INV9 | 58805 | G | INV9 |  | Solar PV |  | S_VACA | North Carolina | 37 | Moore | 125 | 37125 | 0.5 | 0 | 2014 | 9999 |  |  | N | Solar | [13 empty] | 0 | 0 | 0 | 0 | [11 empty] | Samarcand Solar Farm LLC | 100 | Entropy Solar Integrators LLC | 100
solar pv | Albemarle Solar Center LLC | 58806_G_ASC1 | 58806 | G | ASC1 |  | Solar PV |  | S_VACA | North Carolina | 37 | Lenoir | 107 | 37107 | 5 | 0 | 2014 | 9999 |  |  | N | Solar | [13 empty] | 0 | 0 | 0 | 0 | [11 empty] | Heliosage Energy LLC | 100 | Heliosage Energy LLC | 100
solar pv | Boseman Solar Center LLC | 58807_G_BSC1 | 58807 | G | BSC1 |  | Solar PV |  | S_VACA | North Carolina | 37 | Nash | 127 | 37127 | 5 | 0 | 2014 | 9999 |  |  | N | Solar | [13 empty] | 0 | 0 | 0 | 0 | [11 empty] | Boseman Solar Center LLC | 100 | Heliosage Energy LLC | 100
solar pv | Flemming Solar Center LLC | 58808_G_FSC1 | 58808 | G | FSC1 |  | Solar PV |  | S_VACA | North Carolina | 37 | Pitt | 147 | 37147 | 5 | 0 | 2014 | 9999 |  |  | N | Solar | [13 empty] | 0 | 0 | 0 | 0 | [11 empty] | Flemming Solar Center LLC | 100 | Heliosage Energy LLC | 100
solar pv | Littlefield Solar Center LLC | 58809_G_LSC1 | 58809 | G | LSC1 |  | Solar PV |  | S_VACA | North Carolina | 37 | Pitt | 147 | 37147 | 5 | 0 | 2015 | 9999 |  |  | N | Solar | [13 empty] | 0 | 0 | 0 | 0 | [11 empty] | Littlefield Solar Center LLC | 100 | Heliosage Energy LLC | 100
solar pv | Rams Horn Solar Center LLC | 58810_G_RHSC1 | 58810 | G | RHSC1 |  | Solar PV |  | S_VACA | North Carolina | 37 | Pitt | 147 | 37147 | 5 | 0 | 2014 | 9999 |  |  | N | Solar | [13 empty] | 0 | 0 | 0 | 0 | [11 empty] | Rams Horn Solar Center LLC | 100 | Heliosage Energy LLC | 100
natural gas peaker | Beaver Dam | 58811_G_GEN1 | 58811 | G | GEN1 |  | Combustion Turbine | IC Engine | PJM_PENE | Pennsylvania | 42 | Bradford | 15 | 42015 | 4.2 | 10745 | 2016 | 9999 |  |  | N | Natural Gas | [13 empty] | 1.2219 | 1.2219 | 1.2219 | 1.2219 | [11 empty] | Beaver Dam Energy LLC | 100 | Iron Mountain Generation LLC | 100
natural gas peaker | Beaver Dam | 58811_G_GEN2 | 58811 | G | GEN2 |  | Combustion Turbine | IC Engine | PJM_PENE | Pennsylvania | 42 | Bradford | 15 | 42015 | 4.2 | 10745 | 2016 | 9999 |  |  | N | Natural Gas | [13 empty] | 1.2219 | 1.2219 | 1.2219 | 1.2219 | [11 empty] | Beaver Dam Energy LLC | 100 | Iron Mountain Generation LLC | 100
natural gas peaker | Beaver Dam | 58811_G_GEN3 | 58811 | G | GEN3 |  | Combustion Turbine | IC Engine | PJM_PENE | Pennsylvania | 42 | Bradford | 15 | 42015 | 4.2 | 10745 | 2016 | 9999 |  |  | N | Natural Gas | [13 empty] | 1.2219 | 1.2219 | 1.2219 | 1.2219 | [11 empty] | Beaver Dam Energy LLC | 100 | Iron Mountain Generation LLC | 100
natural gas peaker | Beaver Dam | 58811_G_GEN4 | 58811 | G | GEN4 |  | Combustion Turbine | IC Engine | PJM_PENE | Pennsylvania | 42 | Bradford | 15 | 42015 | 4.2 | 10745 | 2016 | 9999 |  |  | N | Natural Gas | [13 empty] | 1.2219 | 1.2219 | 1.2219 | 1.2219 | [11 empty] | Beaver Dam Energy LLC | 100 | Iron Mountain Generation LLC | 100
natural gas peaker | Beaver Dam | 58811_G_GEN5 | 58811 | G | GEN5 |  | Combustion Turbine | IC Engine | PJM_PENE | Pennsylvania | 42 | Bradford | 15 | 42015 | 4.2 | 10745 | 2016 | 9999 |  |  | N | Natural Gas | [13 empty] | 1.2219 | 1.2219 | 1.2219 | 1.2219 | [11 empty] | Beaver Dam Energy LLC | 100 | Iron Mountain Generation LLC | 100
solar pv | Upchurch Solar Center LLC | 58812_G_USC1 | 58812 | G | USC1 |  | Solar PV |  | S_VACA | North Carolina | 37 | Wilson | 195 | 37195 | 5 | 0 | 2014 | 9999 |  |  | N | Solar | [13 empty] | 0 | 0 | 0 | 0 | [11 empty] | Upchurch Solar Center LLC | 100 | Heliosage Energy LLC | 100
natural gas peaker | Alpaca | 58813_G_1 | 58813 | G | 1 |  | Combustion Turbine | IC Engine | PJM_PENE | Pennsylvania | 42 | Bradford | 15 | 42015 | 6.8 | 10745 | 2017 | 9999 |  |  | N | Natural Gas | [13 empty] | 1.1809 | 1.1809 | 1.1809 | 1.1809 | [11 empty] | Alpaca Energy LLC | 100 | Iron Mountain Generation LLC | 100
natural gas peaker | Alpaca | 58813_G_2 | 58813 | G | 2 |  | Combustion Turbine | IC Engine | PJM_PENE | Pennsylvania | 42 | Bradford | 15 | 42015 | 6.8 | 10745 | 2017 | 9999 |  |  | N | Natural Gas | [13 empty] | 1.1809 | 1.1809 | 1.1809 | 1.1809 | [11 empty] | Alpaca Energy LLC | 100 | Iron Mountain Generation LLC | 100
natural gas peaker | Alpaca | 58813_G_3 | 58813 | G | 3 |  | Combustion Turbine | IC Engine | PJM_PENE | Pennsylvania | 42 | Bradford | 15 | 42015 | 6.8 | 10745 | 2017 | 9999 |  |  | N | Natural Gas | [13 empty] | 1.1809 | 1.1809 | 1.1809 | 1.1809 | [11 empty] | Alpaca Energy LLC | 100 | Iron Mountain Generation LLC | 100
solar pv | Shasta Solar Farm | 58814_G_GENA | 58814 | G | GENA |  | Solar PV |  | WEC_CALN | California | 6 | Shasta | 89 | 06089 | 1.5 | 0 | 2014 | 9999 |  |  | N | Solar | [13 empty] | 0 | 0 | 0 | 0 | [11 empty] | Ignite Solar Holdings 1 LLC | 100 | LS Power Group | 100
solar pv | Shasta Solar Farm | 58814_G_GENB | 58814 | G | GENB |  | Solar PV |  | WEC_CALN | California | 6 | Shasta | 89 | 06089 | 1.5 | 0 | 2014 | 9999 |  |  | N | Solar | [13 empty] | 0 | 0 | 0 | 0 | [11 empty] | Ignite Solar Holdings 1 LLC | 100 | LS Power Group | 100
natural gas peaker | Hilton NY Co Gen Plant | 58815_G_1 | 58815 | G | 1 |  | Combustion Turbine | IC Engine | NY_Z_J | New York | 36 | New York | 61 | 36061 | 1.8 | 8700 | 2013 | 9999 |  |  | Y | Natural Gas | [13 empty] | 0.3827 | 0.3827 | 0.3827 | 0.3827 | [11 empty] | UTS Project Co HNY 1 LLC | 100 | UTS Energy Corp | 100
natural gas peaker | Milan | 58818_G_1 | 58818 | G | 1 |  | Combustion Turbine | IC Engine | PJM_PENE | Pennsylvania | 42 | Bradford | 15 | 42015 | 6.8 | 10745 | 2017 | 9999 |  |  | N | Natural Gas | [13 empty] | 1.1809 | 1.1809 | 1.1809 | 1.1809 | [11 empty] | Milan Energy LLC | 100 | Iron Mountain Generation LLC | 100
natural gas peaker | Milan | 58818_G_2 | 58818 | G | 2 |  | Combustion Turbine | IC Engine | PJM_PENE | Pennsylvania | 42 | Bradford | 15 | 42015 | 6.8 | 10745 | 2017 | 9999 |  |  | N | Natural Gas | [13 empty] | 1.1809 | 1.1809 | 1.1809 | 1.1809 | [11 empty] | Milan Energy LLC | 100 | Iron Mountain Generation LLC | 100
natural gas peaker | Milan | 58818_G_3 | 58818 | G | 3 |  | Combustion Turbine | IC Engine | PJM_PENE | Pennsylvania | 42 | Bradford | 15 | 42015 | 6.8 | 10745 | 2017 | 9999 |  |  | N | Natural Gas | [13 empty] | 1.1809 | 1.1809 | 1.1809 | 1.1809 | [11 empty] | Milan Energy LLC | 100 | Iron Mountain Generation LLC | 100
solar pv | Millville City Sewer Auth WTP | 58822_G_U1BB | 58822 | G | U1BB |  | Solar PV |  | PJM_EMAC | New Jersey | 34 | Cumberland | 11 | 34011 | 0.8 | 0 | 2013 | 9999 |  |  | N | Solar | [13 empty] | 0 | 0 | 0 | 0 | [11 empty] | Millville NJ (City of) | 100 | Millville NJ (City of) | 100
solar pv | Millville City Sewer Auth WTP | 58822_G_U2DB | 58822 | G | U2DB |  | Solar PV |  | PJM_EMAC | New Jersey | 34 | Cumberland | 11 | 34011 | 0.5 | 0 | 2013 | 9999 |  |  | N | Solar | [13 empty] | 0 | 0 | 0 | 0 | [11 empty] | Millville NJ (City of) | 100 | Millville NJ (City of) | 100
solar pv | Sheldon Solar | 58824_G_I402 | 58824 | G | I402 |  | Solar PV |  | NENGREST | Vermont | 50 | Franklin | 11 | 50011 | 2.3 | 0 | 2013 | 9999 |  |  | N | Solar | [13 empty] | 0 | 0 | 0 | 0 | [11 empty] | EGP Solar 1 LLC | 100 | Enel SpA | 100
natural gas peaker | MTHS Co-Gen Buildings | 58825_G_STH1 | 58825 | G | STH1 |  | Combustion Turbine | IC Engine | PJM_COMD | Illinois | 17 | Cook | 31 | 17031 | 0.6 | 8700 | 1992 | 2045 |  |  | Y | Natural Gas | [13 empty] | 1.061 | 1.061 | 1.061 | 1.061 | [11 empty] | Maine South High School | 100 | Maine South High School | 100
natural gas peaker | MTHS Co-Gen Buildings | 58825_G_STH2 | 58825 | G | STH2 |  | Combustion Turbine | IC Engine | PJM_COMD | Illinois | 17 | Cook | 31 | 17031 | 0.6 | 8700 | 1992 | 2045 |  |  | Y | Natural Gas | [13 empty] | 1.061 | 1.061 | 1.061 | 1.061 | [11 empty] | Maine South High School | 100 | Maine South High School | 100
solar pv | Apple One | 58828_G_PV1 | 58828 | G | PV1 |  | Solar PV |  | S_VACA | North Carolina | 37 | Catawba | 35 | 37035 | 5 | 0 | 2015 | 9999 |  |  | N | Solar | [13 empty] | 0 | 0 | 0 | 0 | [11 empty] | Apple One LLC | 100 | Birdseye Renewable Energy | 100
solar pv | Sonne Two | 58829_G_PV1 | 58829 | G | PV1 |  | Solar PV |  | S_VACA | North Carolina | 37 | Catawba | 35 | 37035 | 5 | 0 | 2016 | 9999 |  |  | N | Solar | [13 empty] | 0 | 0 | 0 | 0 | [11 empty] | Sonne Two LLC | 100 | Birdseye Renewable Energy | 100
onshore wind | Cross Winds Energy Park | 58830_G_CWEP | 58830 | G | CWEP |  | Onshore Wind |  | MIS_LMI | Michigan | 26 | Tuscola | 157 | 26157 | 111 | 0 | 2014 | 9999 |  |  | N | Wind | [13 empty] | 0 | 0 | 0 | 0 | [11 empty] | Consumers Energy Co | 100 | CMS Energy Corp | 100
onshore wind | Cross Winds Energy Park | 58830_G_CWEP2 | 58830 | G | CWEP2 |  | Onshore Wind |  | MIS_LMI | Michigan | 26 | Tuscola | 157 | 26157 | 44 | 0 | 2018 | 9999 |  |  | N | Wind | [13 empty] | 0 | 0 | 0 | 0 | [11 empty] | Consumers Energy Co | 100 | CMS Energy Corp | 100
solar pv | Redcrest Solar Farm | 58831_G_PV-1 | 58831 | G | PV-1 |  | Solar PV |  | WECC_SCE | California | 6 | Kern | 29 | 06029 | 16 | 0 | 2015 | 9999 |  |  | N | Solar | [13 empty] | 0 | 0 | 0 | 0 | [11 empty] | 67RK 8ME LLC | 100 | 8 Minute Solar Energy | 100
solar pv | Cogenra - TEP | 58832_G_CTEP | 58832 | G | CTEP |  | Solar PV |  | WECC_AZ | Arizona | 4 | Pima | 19 | 04019 | 1 | 0 | 2014 | 9999 |  |  | N | Solar | [13 empty] | 0 | 0 | 0 | 0 | [11 empty] | Terraform Power Inc | 100 | Brookfield Asset Management Inc | 100
solar pv | Red Horse 2 | 58833_G_RH2S | 58833 | G | RH2S |  | Solar PV |  | WECC_AZ | Arizona | 4 | Cochise | 3 | 04003 | 51 | 0 | 2015 | 9999 |  |  | N | Solar | [13 empty] | 0 | 0 | 0 | 0 | [11 empty] | Red Horse Wind 2 LLC | 100 | D E Shaw & Co LP | 100
onshore wind | Red Horse 2 | 58833_G_RH2W | 58833 | G | RH2W |  | Onshore Wind |  | WECC_AZ | Arizona | 4 | Cochise | 3 | 04003 | 30 | 0 | 2015 | 9999 |  |  | N | Wind | [13 empty] | 0 | 0 | 0 | 0 | [11 empty] | Red Horse Wind 2 LLC | 100 | D E Shaw & Co LP | 100
municipal solid waste | Richland Center Renewable Energy LLC | 58834_G_UNIT1 | 58834 | G | UNIT1 |  | Non-Fossil Waste |  | MIS_MNWI | Wisconsin | 55 | Richland | 103 | 55103 | 0.8 | 11006 | 2013 | 9999 |  |  | Y | Non-Fossil Waste | [13 empty] | 0 | 0 | 0 | 0 | [11 empty] | Richland Center Renewable Energy | 100 | Foremost Farms USA | 100
municipal solid waste | Richland Center Renewable Energy LLC | 58834_G_UNIT2 | 58834 | G | UNIT2 |  | Non-Fossil Waste |  | MIS_MNWI | Wisconsin | 55 | Richland | 103 | 55103 | 0.8 | 11006 | 2013 | 9999 |  |  | Y | Non-Fossil Waste | [13 empty] | 0 | 0 | 0 | 0 | [11 empty] | Richland Center Renewable Energy | 100 | Foremost Farms USA | 100
natural gas peaker | Elk Station | 58835_G_ELK1 | 58835 | G | ELK1 |  | Combustion Turbine |  | SPP_SPS | Texas | 48 | Hale | 189 | 48189 | 195 | 10955 | 2015 | 9999 |  |  | N | Natural Gas | [13 empty] | 0.011 | 0.011 | 0.011 | 0.011 | [11 empty] | Golden Spread Electric Coop Inc | 100 | Golden Spread Electric Coop Inc | 100
natural gas peaker | Elk Station | 58835_G_ELK2 | 58835 | G | ELK2 |  | Combustion Turbine |  | SPP_SPS | Texas | 48 | Hale | 189 | 48189 | 195 | 10761 | 2016 | 9999 |  |  | N | Natural Gas | [13 empty] | 0.011 | 0.011 | 0.011 | 0.011 | [11 empty] | Golden Spread Electric Coop Inc | 100 | Golden Spread Electric Coop Inc | 100
natural gas peaker | Elk Station | 58835_G_ELK3 | 58835 | G | ELK3 |  | Combustion Turbine |  | SPP_SPS | Texas | 48 | Hale | 189 | 48189 | 195 | 10766 | 2016 | 9999 |  |  | N | Natural Gas | [13 empty] | 0.011 | 0.011 | 0.011 | 0.011 | [11 empty] | Golden Spread Electric Coop Inc | 100 | Golden Spread Electric Coop Inc | 100
onshore wind | Lakeswind Power Partners | 58836_G_LW1 | 58836 | G | LW1 |  | Onshore Wind |  | SPP_WAUE | Minnesota | 27 | Clay | 27 | 27027 | 50 | 0 | 2014 | 9999 |  |  | N | Wind | [13 empty] | 0 | 0 | 0 | 0 | [11 empty] | Lakeswind Power Partners LLC | 100 | TransAlta Corp | 100
onshore wind | Keechi Wind | 58838_G_KW1 | 58838 | G | KW1 |  | Onshore Wind |  | ERC_WEST | Texas | 48 | Jack | 237 | 48237 | 110 | 0 | 2015 | 9999 |  |  | N | Wind | [13 empty] | 0 | 0 | 0 | 0 | [11 empty] | Keechi Wind LLC | 100 | Enbridge Inc | 100
solar pv | Sudbury Landfill | 58839_G_INV1 | 58839 | G | INV1 |  | Solar PV |  | NENGREST | Massachusetts | 25 | Middlesex | 17 | 25017 | 0.5 | 0 | 2013 | 9999 |  |  | N | Solar | [13 empty] | 0 | 0 | 0 | 0 | [11 empty] | Solar Sudbury One LF LLC | 100 | Ameresco Inc | 100
solar pv | Sudbury Landfill | 58839_G_INV2 | 58839 | G | INV2 |  | Solar PV |  | NENGREST | Massachusetts | 25 | Middlesex | 17 | 25017 | 0.3 | 0 | 2013 | 9999 |  |  | N | Solar | [13 empty] | 0 | 0 | 0 | 0 | [11 empty] | Solar Sudbury One LF LLC | 100 | Ameresco Inc | 100
solar pv | Sudbury Landfill | 58839_G_INV3 | 58839 | G | INV3 |  | Solar PV |  | NENGREST | Massachusetts | 25 | Middlesex | 17 | 25017 | 0.5 | 0 | 2013 | 9999 |  |  | N | Solar | [13 empty] | 0 | 0 | 0 | 0 | [11 empty] | Solar Sudbury One LF LLC | 100 | Ameresco Inc | 100
solar pv | Kenansville Solar Farm, LLC | 58840_G_INV1 | 58840 | G | INV1 |  | Solar PV |  | S_VACA | North Carolina | 37 | Duplin | 61 | 37061 | 0.5 | 0 | 2014 | 9999 |  |  | N | Solar | [13 empty] | 0 | 0 | 0 | 0 | [11 empty] | Kenansville Solar Farm LLC | 100 | Entropy Solar Integrators LLC | 100
solar pv | Kenansville Solar Farm, LLC | 58840_G_INV2 | 58840 | G | INV2 |  | Solar PV |  | S_VACA | North Carolina | 37 | Duplin | 61 | 37061 | 0.5 | 0 | 2014 | 9999 |  |  | N | Solar | [13 empty] | 0 | 0 | 0 | 0 | [11 empty] | Kenansville Solar Farm LLC | 100 | Entropy Solar Integrators LLC | 100
solar pv | Kenansville Solar Farm, LLC | 58840_G_INV3 | 58840 | G | INV3 |  | Solar PV |  | S_VACA | North Carolina | 37 | Duplin | 61 | 37061 | 0.5 | 0 | 2014 | 9999 |  |  | N | Solar | [13 empty] | 0 | 0 | 0 | 0 | [11 empty] | Kenansville Solar Farm LLC | 100 | Entropy Solar Integrators LLC | 100
solar pv | Kenansville Solar Farm, LLC | 58840_G_INV4 | 58840 | G | INV4 |  | Solar PV |  | S_VACA | North Carolina | 37 | Duplin | 61 | 37061 | 0.5 | 0 | 2014 | 9999 |  |  | N | Solar | [13 empty] | 0 | 0 | 0 | 0 | [11 empty] | Kenansville Solar Farm LLC | 100 | Entropy Solar Integrators LLC | 100
solar pv | Kenansville Solar Farm, LLC | 58840_G_INV5 | 58840 | G | INV5 |  | Solar PV |  | S_VACA | North Carolina | 37 | Duplin | 61 | 37061 | 0.5 | 0 | 2014 | 9999 |  |  | N | Solar | [13 empty] | 0 | 0 | 0 | 0 | [11 empty] | Kenansville Solar Farm LLC | 100 | Entropy Solar Integrators LLC | 100
solar pv | Kenansville Solar Farm, LLC | 58840_G_INV6 | 58840 | G | INV6 |  | Solar PV |  | S_VACA | North Carolina | 37 | Duplin | 61 | 37061 | 0.5 | 0 | 2014 | 9999 |  |  | N | Solar | [13 empty] | 0 | 0 | 0 | 0 | [11 empty] | Kenansville Solar Farm LLC | 100 | Entropy Solar Integrators LLC | 100
solar pv | Kenansville Solar Farm, LLC | 58840_G_INV7 | 58840 | G | INV7 |  | Solar PV |  | S_VACA | North Carolina | 37 | Duplin | 61 | 37061 | 0.5 | 0 | 2014 | 9999 |  |  | N | Solar | [13 empty] | 0 | 0 | 0 | 0 | [11 empty] | Kenansville Solar Farm LLC | 100 | Entropy Solar Integrators LLC | 100
solar pv | Kenansville Solar Farm, LLC | 58840_G_INV8 | 58840 | G | INV8 |  | Solar PV |  | S_VACA | North Carolina | 37 | Duplin | 61 | 37061 | 0.5 | 0 | 2014 | 9999 |  |  | N | Solar | [13 empty] | 0 | 0 | 0 | 0 | [11 empty] | Kenansville Solar Farm LLC | 100 | Entropy Solar Integrators LLC | 100
solar pv | Kenansville Solar Farm, LLC | 58840_G_INV9 | 58840 | G | INV9 |  | Solar PV |  | S_VACA | North Carolina | 37 | Duplin | 61 | 37061 | 0.5 | 0 | 2014 | 9999 |  |  | N | Solar | [13 empty] | 0 | 0 | 0 | 0 | [11 empty] | Kenansville Solar Farm LLC | 100 | Entropy Solar Integrators LLC | 100
solar pv | Gato Montes Solar, LLC | 58842_G_1 | 58842 | G | 1 |  | Solar PV |  | WECC_AZ | Arizona | 4 | Pima | 19 | 04019 | 5 | 0 | 2012 | 9999 |  |  | N | Solar | [13 empty] | 0 | 0 | 0 | 0 | [11 empty] | Gato Montes Solar LLC | 100 | Duke Energy Corp | 100
solar pv | Bethel Price Solar, LLC | 58843_G_1 | 58843 | G | 1 |  | Solar PV |  | S_VACA | North Carolina | 37 | Pitt | 147 | 37147 | 3.2 | 0 | 2014 | 9999 |  |  | N | Solar | [13 empty] | 0 | 0 | 0 | 0 | [11 empty] | Bethel Price Solar LLC | 100 | Duke Energy Corp | 100
solar pv | Dogwood Solar, LLC | 58844_G_1 | 58844 | G | 1 |  | Solar PV |  | PJM_Dom | North Carolina | 37 | Halifax | 83 | 37083 | 20 | 0 | 2014 | 9999 |  |  | N | Solar | [13 empty] | 0 | 0 | 0 | 0 | [11 empty] | Dogwood Solar LLC | 100 | Duke Energy Corp | 100
solar pv | Washington Airport Solar LLC | 58845_G_1 | 58845 | G | 1 |  | Solar PV |  | S_VACA | North Carolina | 37 | Beaufort | 13 | 37013 | 5 | 0 | 2014 | 9999 |  |  | N | Solar | [13 empty] | 0 | 0 | 0 | 0 | [11 empty] | Washington Arpt Solar LLC | 100 | Duke Energy Corp | 100
solar pv | Washington Millfield Solar, LLC | 58846_G_1 | 58846 | G | 1 |  | Solar PV |  | S_VACA | North Carolina | 37 | Beaufort | 13 | 37013 | 5 | 0 | 2013 | 9999 |  |  | N | Solar | [13 empty] | 0 | 0 | 0 | 0 | [11 empty] | Washington Millfield Solar LLC | 100 | Duke Energy Corp | 100
solar pv | Windsor Cooper HIill Solar, LLC | 58847_G_1 | 58847 | G | 1 |  | Solar PV |  | PJM_Dom | North Carolina | 37 | Bertie | 15 | 37015 | 5 | 0 | 2015 | 9999 |  |  | N | Solar | [13 empty] | 0 | 0 | 0 | 0 | [11 empty] | Windsor Cooper Hills Solar LLC | 100 | Duke Energy Corp | 100
solar pv | Warsaw Farm | 58848_G_1 | 58848 | G | 1 |  | Solar PV |  | S_VACA | North Carolina | 37 | Duplin | 61 | 37061 | 65 | 0 | 2015 | 9999 |  |  | N | Solar | [13 empty] | 0 | 0 | 0 | 0 | [11 empty] | Warsaw Farm LLC | 100 | Strata Solar LLC | 100
solar pv | Castalia Solar | 58849_G_1 | 58849 | G | 1 |  | Solar PV |  | S_VACA | North Carolina | 37 | Nash | 127 | 37127 | 2 | 0 | 2014 | 9999 |  |  | N | Solar | [13 empty] | 0 | 0 | 0 | 0 | [11 empty] | Castalia Solar LLC | 100 | Castalia Solar LLC | 100
solar pv | Oakboro Farm | 58851_G_1 | 58851 | G | 1 |  | Solar PV |  | S_VACA | North Carolina | 37 | Scotland | 165 | 37165 | 5 | 0 | 2014 | 9999 |  |  | N | Solar | [13 empty] | 0 | 0 | 0 | 0 | [11 empty] | Oakboro Farm LLC | 100 | Oakboro Farm LLC | 100
solar pv | McKenzie Farm | 58853_G_1 | 58853 | G | 1 |  | Solar PV |  | S_VACA | North Carolina | 37 | Columbus | 47 | 37047 | 5 | 0 | 2013 | 9999 |  |  | N | Solar | [13 empty] | 0 | 0 | 0 | 0 | [11 empty] | McKenzie Farm LLC | 100 | McKenzie Farm LLC | 100
solar pv | Nash 58 Farm | 58854_G_1 | 58854 | G | 1 |  | Solar PV |  | S_VACA | North Carolina | 37 | Nash | 127 | 37127 | 5 | 0 | 2013 | 9999 |  |  | N | Solar | [13 empty] | 0 | 0 | 0 | 0 | [11 empty] | Nash 58 Farm LLC | 100 | Strata Solar LLC | 100
solar pv | Nash 64 Farm | 58855_G_1 | 58855 | G | 1 |  | Solar PV |  | S_VACA | North Carolina | 37 | Nash | 127 | 37127 | 5 | 0 | 2014 | 9999 |  |  | N | Solar | [13 empty] | 0 | 0 | 0 | 0 | [11 empty] | Nash 64 Farm LLC | 100 | Nash 64 Farm LLC | 100
solar pv | Pate Farm | 58856_G_1 | 58856 | G | 1 |  | Solar PV |  | S_VACA | North Carolina | 37 | Robeson | 155 | 37155 | 5 | 0 | 2013 | 9999 |  |  | N | Solar | [13 empty] | 0 | 0 | 0 | 0 | [11 empty] | Pate Farm LLC | 100 | Pate Farm LLC | 100
solar pv | Erwin Farm | 58859_G_1 | 58859 | G | 1 |  | Solar PV |  | S_VACA | North Carolina | 37 | Harnett | 85 | 37085 | 5 | 0 | 2014 | 9999 |  |  | N | Solar | [13 empty] | 0 | 0 | 0 | 0 | [11 empty] | Erwin Farm LLC | 100 | Strata Solar LLC | 100
solar pv | Sigmon Catawba Farm | 58861_G_1 | 58861 | G | 1 |  | Solar PV |  | S_VACA | North Carolina | 37 | Catawba | 35 | 37035 | 5 | 0 | 2014 | 9999 |  |  | N | Solar | [13 empty] | 0 | 0 | 0 | 0 | [11 empty] | Sigmon Catawba Farm LLC | 100 | Strata Solar LLC | 100
solar pv | Wagstaff Farm 1 | 58862_G_1 | 58862 | G | 1 |  | Solar PV |  | S_VACA | North Carolina | 37 | Person | 145 | 37145 | 5 | 0 | 2013 | 9999 |  |  | N | Solar | [13 empty] | 0 | 0 | 0 | 0 | [11 empty] | Wagstaff Farm 1 LLC | 100 | Wagstaff Farm 1 LLC | 100
solar pv | Waco Farm | 58863_G_1 | 58863 | G | 1 |  | Solar PV |  | S_VACA | North Carolina | 37 | Cleveland | 45 | 37045 | 5 | 0 | 2013 | 9999 |  |  | N | Solar | [13 empty] | 0 | 0 | 0 | 0 | [11 empty] | Waco Farm LLC | 100 | Strata Solar LLC | 100
solar pv | Sunfish Farm | 58864_G_1 | 58864 | G | 1 |  | Solar PV |  | S_VACA | North Carolina | 37 | Wake | 183 | 37183 | 5 | 0 | 2015 | 9999 |  |  | N | Solar | [13 empty] | 0 | 0 | 0 | 0 | [11 empty] | Sunfish Farm LLC | 100 | Strata Solar LLC | 100
biomass | Reventure Park | 58865_G_LFG | 58865 | G | LFG |  | Landfill Gas |  | S_VACA | North Carolina | 37 | Mecklenburg | 119 | 37119 | 1.9 | 4210 | 2014 | 9999 |  |  | Y | Landfill Gas | [13 empty] | 0.22117 | 0.22117 | 0.22117 | 0.22117 | [11 empty] | Forsite Development Inc | 100 | Forsite Development Inc | 100
biomass | Reventure Park | 58865_G_RNG | 58865 | G | RNG |  | Landfill Gas |  | S_VACA | North Carolina | 37 | Mecklenburg | 119 | 37119 | 1.6 | 4210 | 2015 | 9999 |  |  | Y | Landfill Gas | [13 empty] | 0.22117 | 0.22117 | 0.22117 | 0.22117 | [11 empty] | Forsite Development Inc | 100 | Forsite Development Inc | 100
solar pv | Garrell Solar Farm | 58866_G_1 | 58866 | G | 1 |  | Solar PV |  | S_VACA | North Carolina | 37 | Columbus | 47 | 37047 | 5 | 0 | 2013 | 9999 |  |  | N | Solar | [13 empty] | 0 | 0 | 0 | 0 | [11 empty] | Garrell Solar Farm LLC | 100 | Entropy Solar Integrators LLC | 100
solar pv | Angier Farm | 58867_G_1 | 58867 | G | 1 |  | Solar PV |  | S_VACA | North Carolina | 37 | Harnett | 85 | 37085 | 5 | 0 | 2013 | 9999 |  |  | N | Solar | [13 empty] | 0 | 0 | 0 | 0 | [11 empty] | Angier Farm LLC | 100 | Angier Farm LLC | 100
solar pv | Bladenboro Farm | 58868_G_1 | 58868 | G | 1 |  | Solar PV |  | S_VACA | North Carolina | 37 | Bladen | 17 | 37017 | 5 | 0 | 2013 | 9999 |  |  | N | Solar | [13 empty] | 0 | 0 | 0 | 0 | [11 empty] | Bladenboro Farm LLC | 100 | Bladenboro Farm LLC | 100
municipal solid waste | Rentech Nitrogen Pasadena Cogeneration | 58870_G_MG202 | 58870 | G | MG202 |  | Non-Fossil Waste |  | ERC_REST | Texas | 48 | Harris | 201 | 48201 | 14 | 9195 | 2015 | 9999 |  |  | Y | Non-Fossil Waste | [13 empty] | 0 | 0 | 0 | 0 | [11 empty] | Rentech Nitgrogen Pasadena LLC | 100 | Rentech Inc | 100
solar pv | Berkley East Solar LLC | 58871_G_1 | 58871 | G | 1 |  | Solar PV |  | NENGREST | Massachusetts | 25 | Bristol | 5 | 25005 | 2.9 | 0 | 2013 | 9999 |  |  | N | Solar | [13 empty] | 0 | 0 | 0 | 0 | [11 empty] | Berkley East Solar LLC | 100 | Indu Solar Holdings | 100
onshore wind | Bison 4 Wind Energy Center | 58872_G_BISO4 | 58872 | G | BISO4 |  | Onshore Wind |  | MIS_MAPP | North Dakota | 38 | Morton | 59 | 38059 | 205 | 0 | 2015 | 9999 |  |  | N | Wind | [13 empty] | 0 | 0 | 0 | 0 | [11 empty] | ALLETE Inc | 100 | ALLETE Inc | 100
hydro | Stuyvesant Falls | 58873_G_UNIT1 | 58873 | G | UNIT1 |  | Hydro |  | NY_Z_F | New York | 36 | Columbia | 21 | 36021 | 2 | 0 | 2012 | 9999 |  |  | N | Hydro | [13 empty] | 0 | 0 | 0 | 0 | [11 empty] | Albany Engineering Corp | 100 | Albany Engineering Corp | 100
hydro | Stuyvesant Falls | 58873_G_UNIT2 | 58873 | G | UNIT2 |  | Hydro |  | NY_Z_F | New York | 36 | Columbia | 21 | 36021 | 2 | 0 | 2012 | 9999 |  |  | N | Hydro | [13 empty] | 0 | 0 | 0 | 0 | [11 empty] | Albany Engineering Corp | 100 | Albany Engineering Corp | 100
solar pv | Dement Farm LLC | 58874_G_DF1 | 58874 | G | DF1 |  | Solar PV |  | S_VACA | North Carolina | 37 | Vance | 181 | 37181 | 4.9 | 0 | 2013 | 9999 |  |  | N | Solar | [13 empty] | 0 | 0 | 0 | 0 | [11 empty] | Dement Farm LLC | 100 | Dement Farm LLC | 100
solar pv | Fusion Solar Center LLC | 58876_G_PV | 58876 | G | PV |  | Solar PV |  | NENG_CT | Connecticut | 9 | New London | 11 | 09011 | 20 | 0 | 2018 | 9999 |  |  | N | Solar | [13 empty] | 0 | 0 | 0 | 0 | [11 empty] | Fusion Solar Center LLC | 100 | Coronal Group LLC | 100
solar pv | Kinsley Landfill Solar | 58877_G_KINS | 58877 | G | KINS |  | Solar PV |  | PJM_EMAC | New Jersey | 34 | Gloucester | 15 | 34015 | 8.6 | 0 | 2015 | 9999 |  |  | N | Solar | [13 empty] | 0 | 0 | 0 | 0 | [11 empty] | Public Service Electric & Gas Co | 100 | Public Service Enterprise Group Inc | 100
solar pv | Duplin Solar LLC | 58879_G_DF | 58879 | G | DF |  | Solar PV |  | S_VACA | North Carolina | 37 | Duplin | 61 | 37061 | 4.9 | 0 | 2013 | 9999 |  |  | N | Solar | [13 empty] | 0 | 0 | 0 | 0 | [11 empty] | Duplin Solar II LLC | 100 | NARENCO | 100
solar pv | North Carolina Solar III LLC | 58880_G_NCIII | 58880 | G | NCIII |  | Solar PV |  | S_VACA | North Carolina | 37 | Scotland | 165 | 37165 | 4.9 | 0 | 2013 | 9999 |  |  | N | Solar | [13 empty] | 0 | 0 | 0 | 0 | [11 empty] | North Carolina Solar III LLC | 100 | Blu Leaf Energy Inc | 100
solar pv | County College of Morris | 58881_G_PV01 | 58881 | G | PV01 |  | Solar PV |  | PJM_EMAC | New Jersey | 34 | Morris | 27 | 34027 | 2.9 | 0 | 2013 | 9999 |  |  | N | Solar | [13 empty] | 0 | 0 | 0 | 0 | [11 empty] | Sunlight General Morris Solar LLC | 100 | Sunlight General Solar LLC | 100
solar pv | Mercer County Community College | 58882_G_PV01 | 58882 | G | PV01 |  | Solar PV |  | PJM_EMAC | New Jersey | 34 | Mercer | 21 | 34021 | 7.5 | 0 | 2013 | 9999 |  |  | N | Solar | [13 empty] | 0 | 0 | 0 | 0 | [11 empty] | Sunlight General Mercer Solar LLC | 100 | Sunlight General Solar LLC | 100
onshore wind | Highland Wind Project (IA) | 58883_G_HLWF | 58883 | G | HLWF |  | Onshore Wind |  | MIS_MIDA | Iowa | 19 | O'Brien | 141 | 19141 | 15.5 | 0 | 2015 | 9999 |  |  | N | Wind | [13 empty] | 0 | 0 | 0 | 0 | [11 empty] | MidAmerican Energy Co | 100 | Berkshire Hathaway Inc | 100
onshore wind | Highland Wind Project (IA) | 58883_G_HLWF2 | 58883 | G | HLWF2 |  | Onshore Wind |  | MIS_MIDA | Iowa | 19 | O'Brien | 141 | 19141 | 95.4 | 0 | 2015 | 9999 |  |  | N | Wind | [13 empty] | 0 | 0 | 0 | 0 | [11 empty] | MidAmerican Energy Co | 100 | Berkshire Hathaway Inc | 100
onshore wind | Highland Wind Project (IA) | 58883_G_HLWF3 | 58883 | G | HLWF3 |  | Onshore Wind |  | MIS_MIDA | Iowa | 19 | O'Brien | 141 | 19141 | 84.3 | 0 | 2015 | 9999 |  |  | N | Wind | [13 empty] | 0 | 0 | 0 | 0 | [11 empty] | MidAmerican Energy Co | 100 | Berkshire Hathaway Inc | 100
onshore wind | Highland Wind Project (IA) | 58883_G_HLWF4 | 58883 | G | HLWF4 |  | Onshore Wind |  | MIS_MIDA | Iowa | 19 | O'Brien | 141 | 19141 | 89.2 | 0 | 2015 | 9999 |  |  | N | Wind | [13 empty] | 0 | 0 | 0 | 0 | [11 empty] | MidAmerican Energy Co | 100 | Berkshire Hathaway Inc | 100
onshore wind | Highland Wind Project (IA) | 58883_G_HLWF5 | 58883 | G | HLWF5 |  | Onshore Wind |  | MIS_MIDA | Iowa | 19 | O'Brien | 141 | 19141 | 115 | 0 | 2015 | 9999 |  |  | N | Wind | [13 empty] | 0 | 0 | 0 | 0 | [11 empty] | MidAmerican Energy Co | 100 | Berkshire Hathaway Inc | 100
onshore wind | Highland Wind Project (IA) | 58883_G_HLWF6 | 58883 | G | HLWF6 |  | Onshore Wind |  | MIS_MIDA | Iowa | 19 | O'Brien | 141 | 19141 | 86.8 | 0 | 2015 | 9999 |  |  | N | Wind | [13 empty] | 0 | 0 | 0 | 0 | [11 empty] | MidAmerican Energy Co | 100 | Berkshire Hathaway Inc | 100
onshore wind | Highland Wind Project (IA) | 58883_G_HLWF7 | 58883 | G | HLWF7 |  | Onshore Wind |  | MIS_MIDA | Iowa | 19 | O'Brien | 141 | 19141 | 4.7 | 0 | 2015 | 9999 |  |  | N | Wind | [13 empty] | 0 | 0 | 0 | 0 | [11 empty] | MidAmerican Energy Co | 100 | Berkshire Hathaway Inc | 100
onshore wind | Lundgren Wind Project | 58884_G_LGWF | 58884 | G | LGWF |  | Onshore Wind |  | MIS_IA | Iowa | 19 | Webster | 187 | 19187 | 251 | 0 | 2014 | 9999 |  |  | N | Wind | [13 empty] | 0 | 0 | 0 | 0 | [11 empty] | MidAmerican Energy Co | 100 | Berkshire Hathaway Inc | 100
onshore wind | Macksburg Wind Project | 58885_G_MBWF | 58885 | G | MBWF |  | Onshore Wind |  | MIS_IA | Iowa | 19 | Madison | 121 | 19121 | 119.6 | 0 | 2014 | 9999 |  |  | N | Wind | [13 empty] | 0 | 0 | 0 | 0 | [11 empty] | MidAmerican Energy Co | 100 | Berkshire Hathaway Inc | 100
onshore wind | Wellsburg Wind Project | 58886_G_WBWF | 58886 | G | WBWF |  | Onshore Wind |  | MIS_IA | Iowa | 19 | Grundy | 75 | 19075 | 138.6 | 0 | 2014 | 9999 |  |  | N | Wind | [13 empty] | 0 | 0 | 0 | 0 | [11 empty] | MidAmerican Energy Co | 100 | Berkshire Hathaway Inc | 100
onshore wind | Com Adam 1WF-1 | 58887_G_ADAM | 58887 | G | ADAM |  | Onshore Wind |  | PJM_COMD | Illinois | 17 | Lee | 103 | 17103 | 2.5 | 0 | 2007 | 9999 |  |  | N | Wind | [13 empty] | 0 | 0 | 0 | 0 | [11 empty] | GSG 7 LLC | 100 | GSG Wind | 100
onshore wind | Com Adam 1WF-1 | 58887_G_EVE | 58887 | G | EVE |  | Onshore Wind |  | PJM_COMD | Illinois | 17 | Lee | 103 | 17103 | 2.5 | 0 | 2007 | 9999 |  |  | N | Wind | [13 empty] | 0 | 0 | 0 | 0 | [11 empty] | GSG 7 LLC | 100 | GSG Wind | 100
solar pv | ASTI | 58889_G_ASTI | 58889 | G | ASTI |  | Solar PV |  | WEC_CALN | California | 6 | Sonoma | 97 | 06097 | 1 | 0 | 2009 | 9999 |  |  | N | Solar | [13 empty] | 0 | 0 | 0 | 0 | [11 empty] | Perpetual Energy Systems LLC | 100 | Perpetual Energy Systems LLC | 100
solar pv | Beringer | 58890_G_BERI | 58890 | G | BERI |  | Solar PV |  | WEC_CALN | California | 6 | Sonoma | 97 | 06097 | 1.1 | 0 | 2009 | 9999 |  |  | N | Solar | [13 empty] | 0 | 0 | 0 | 0 | [11 empty] | Perpetual Energy Systems LLC | 100 | Perpetual Energy Systems LLC | 100
onshore wind | Big Turtle Wind Farm, LLC | 58891_G_BTWF1 | 58891 | G | BTWF1 |  | Onshore Wind |  | MIS_LMI | Michigan | 26 | Huron | 63 | 26063 | 20 | 0 | 2014 | 9999 |  |  | N | Wind | [13 empty] | 0 | 0 | 0 | 0 | [11 empty] | DTE Big Turtle Wind Farm I LLC | 100 | DTE Energy Co | 100
onshore wind | Big Turtle Wind Farm, LLC | 58891_G_BTWF2 | 58891 | G | BTWF2 |  | Onshore Wind |  | MIS_LMI | Michigan | 26 | Huron | 63 | 26063 | 29.4 | 0 | 2016 | 9999 |  |  | N | Wind | [13 empty] | 0 | 0 | 0 | 0 | [11 empty] | Terrapin Energy LLC | 100 | Heritage Sustainable Energy LLC | 100
solar pv | Camilla Solar Plant | 58892_G_CMLA | 58892 | G | CMLA |  | Solar PV |  | S_SOU | Georgia | 13 | Mitchell | 205 | 13205 | 16 | 0 | 2013 | 9999 |  |  | N | Solar | [13 empty] | 0 | 0 | 0 | 0 | [11 empty] | SDD Solar Project 1 LLC | 100 | Origis Energy | 100
solar pv | Camp Solar Plant | 58893_G_CAMP | 58893 | G | CAMP |  | Solar PV |  | S_SOU | Georgia | 13 | Meriwether | 199 | 13199 | 2.4 | 0 | 2013 | 9999 |  |  | N | Solar | [13 empty] | 0 | 0 | 0 | 0 | [11 empty] | SDD Solar Project 2 LLC | 100 | Origis Energy | 100
solar pv | Patriots Stadium | 58896_G_PV01 | 58896 | G | PV01 |  | Solar PV |  | PJM_EMAC | New Jersey | 34 | Somerset | 35 | 34035 | 1 | 0 | 2013 | 9999 |  |  | N | Solar | [13 empty] | 0 | 0 | 0 | 0 | [11 empty] | Sunlight General Somerset Solar LLC | 100 | Sunlight General Solar LLC | 100
natural gas peaker | Temple SEGF | 58897_G_19G01 | 58897 | G | 19G01 |  | Combustion Turbine | IC Engine | PJM_EMAC | Pennsylvania | 42 | Philadelphia | 101 | 42101 | 1.6 | 11686 | 1993 | 9999 |  |  | N | Natural Gas | [13 empty] | 1.061 | 1.061 | 1.061 | 1.061 | [11 empty] | Temple University | 100 | Temple University | 100
natural gas peaker | Temple SEGF | 58897_G_19G02 | 58897 | G | 19G02 |  | Combustion Turbine | IC Engine | PJM_EMAC | Pennsylvania | 42 | Philadelphia | 101 | 42101 | 1.6 | 11686 | 1993 | 9999 |  |  | N | Natural Gas | [13 empty] | 1.061 | 1.061 | 1.061 | 1.061 | [11 empty] | Temple University | 100 | Temple University | 100
natural gas peaker | Temple SEGF | 58897_G_19G03 | 58897 | G | 19G03 |  | Combustion Turbine | IC Engine | PJM_EMAC | Pennsylvania | 42 | Philadelphia | 101 | 42101 | 1.6 | 11686 | 1993 | 9999 |  |  | N | Natural Gas | [13 empty] | 1.061 | 1.061 | 1.061 | 1.061 | [11 empty] | Temple University | 100 | Temple University | 100
natural gas peaker | Temple SEGF | 58897_G_19G04 | 58897 | G | 19G04 |  | Combustion Turbine | IC Engine | PJM_EMAC | Pennsylvania | 42 | Philadelphia | 101 | 42101 | 1.6 | 11686 | 1993 | 9999 |  |  | N | Natural Gas | [13 empty] | 1.061 | 1.061 | 1.061 | 1.061 | [11 empty] | Temple University | 100 | Temple University | 100
natural gas peaker | Temple SEGF | 58897_G_19G05 | 58897 | G | 19G05 |  | Combustion Turbine | IC Engine | PJM_EMAC | Pennsylvania | 42 | Philadelphia | 101 | 42101 | 1.6 | 11686 | 1993 | 9999 |  |  | N | Natural Gas | [13 empty] | 1.061 | 1.061 | 1.061 | 1.061 | [11 empty] | Temple University | 100 | Temple University | 100
natural gas peaker | Temple SEGF | 58897_G_19G06 | 58897 | G | 19G06 |  | Combustion Turbine | IC Engine | PJM_EMAC | Pennsylvania | 42 | Philadelphia | 101 | 42101 | 1.6 | 11686 | 1993 | 9999 |  |  | N | Natural Gas | [13 empty] | 1.061 | 1.061 | 1.061 | 1.061 | [11 empty] | Temple University | 100 | Temple University | 100
natural gas peaker | Temple SEGF | 58897_G_19G07 | 58897 | G | 19G07 |  | Combustion Turbine | IC Engine | PJM_EMAC | Pennsylvania | 42 | Philadelphia | 101 | 42101 | 1.6 | 11686 | 1993 | 9999 |  |  | N | Natural Gas | [13 empty] | 1.061 | 1.061 | 1.061 | 1.061 | [11 empty] | Temple University | 100 | Temple University | 100
natural gas peaker | Temple SEGF | 58897_G_19G08 | 58897 | G | 19G08 |  | Combustion Turbine | IC Engine | PJM_EMAC | Pennsylvania | 42 | Philadelphia | 101 | 42101 | 1.6 | 11686 | 1993 | 9999 |  |  | N | Natural Gas | [13 empty] | 1.061 | 1.061 | 1.061 | 1.061 | [11 empty] | Temple University | 100 | Temple University | 100
natural gas peaker | Temple SEGF | 58897_G_19G09 | 58897 | G | 19G09 |  | Combustion Turbine | IC Engine | PJM_EMAC | Pennsylvania | 42 | Philadelphia | 101 | 42101 | 1.6 | 11686 | 1993 | 9999 |  |  | N | Natural Gas | [13 empty] | 1.061 | 1.061 | 1.061 | 1.061 | [11 empty] | Temple University | 100 | Temple University | 100
natural gas peaker | Temple SEGF | 58897_G_19G10 | 58897 | G | 19G10 |  | Combustion Turbine | IC Engine | PJM_EMAC | Pennsylvania | 42 | Philadelphia | 101 | 42101 | 1.6 | 11686 | 1993 | 9999 |  |  | N | Natural Gas | [13 empty] | 1.061 | 1.061 | 1.061 | 1.061 | [11 empty] | Temple University | 100 | Temple University | 100
onshore wind | Pilot Hill Wind Farm | 58898_G_K4-1 | 58898 | G | K4-1 |  | Onshore Wind |  | PJM_COMD | Illinois | 17 | Kankakee | 91 | 17091 | 175 | 0 | 2015 | 9999 |  |  | N | Wind | [13 empty] | 0 | 0 | 0 | 0 | [11 empty] | K4 Wind Farm LLC | 100 | EDF Group | 100
solar pv | Prosperity Energy Storage Facility Hybrid | 58899_G_GEN-1 | 58899 | G | GEN-1 |  | Solar PV |  | WECC_NM | New Mexico | 35 | Bernalillo | 1 | 35001 | 0.5 | 0 | 2011 | 9999 |  |  | N | Solar | [13 empty] | 0 | 0 | 0 | 0 | [11 empty] | Public Service Co of New Mexico | 100 | PNM Resources Inc | 100
0 | Prosperity Energy Storage Facility Hybrid | 58899_G_GEN-2 | 58899 | G | GEN-2 |  | Energy Storage |  | WECC_NM | New Mexico | 35 | Bernalillo | 1 | 35001 | 0.8 | 0 | 2011 | 9999 |  |  | N | Energy Storage | [13 empty] | 0 | 0 | 0 | 0 | [11 empty] | Public Service Co of New Mexico | 100 | PNM Resources Inc | 100
onshore wind | Balko Wind LLC | 58900_G_BAL1 | 58900 | G | BAL1 |  | Onshore Wind |  | SPP_SPS | Oklahoma | 40 | Beaver | 7 | 40007 | 299.7 | 0 | 2015 | 9999 |  |  | N | Wind | [13 empty] | 0 | 0 | 0 | 0 | [11 empty] | Balko Wind LLC | 100 | D E Shaw & Co LP | 100
hydro | Tri-County Water Hydropower Project | 58901_G_TCWG1 | 58901 | G | TCWG1 |  | Hydro |  | WECC_CO | Colorado | 8 | Ouray | 91 | 08091 | 7.2 | 0 | 2014 | 9999 |  |  | N | Hydro | [13 empty] | 0 | 0 | 0 | 0 | [11 empty] | Tri County Water Conservancy District (Co) | 100 | Tri County Water Conservancy District (Co) | 100
hydro | Tri-County Water Hydropower Project | 58901_G_TCWG2 | 58901 | G | TCWG2 |  | Hydro |  | WECC_CO | Colorado | 8 | Ouray | 91 | 08091 | 0.8 | 0 | 2014 | 9999 |  |  | N | Hydro | [13 empty] | 0 | 0 | 0 | 0 | [11 empty] | Tri County Water Conservancy District (Co) | 100 | Tri County Water Conservancy District (Co) | 100
onshore wind | Kingfisher Wind LLC | 58902_G_KNG1 | 58902 | G | KNG1 |  | Onshore Wind |  | SPP_WEST | Oklahoma | 40 | Kingfisher | 73 | 40073 | 298 | 0 | 2016 | 9999 |  |  | N | Wind | [13 empty] | 0 | 0 | 0 | 0 | [11 empty] | Kingfisher Wind LLC | 100 | First Reserve Corp | 100
hydro | Marseilles Lock and Dam Hydro | 58903_G_UNIT1 | 58903 | G | UNIT1 |  | Hydro |  | PJM_COMD | Illinois | 17 | LaSalle | 99 | 17099 | 2.6 | 0 | 2020 | 9999 |  |  | N | Hydro | [13 empty] | 0 | 0 | 0 | 0 | [11 empty] | Marseilles Land & Water Co | 100 | Marseilles Land & Water Co | 100
hydro | Marseilles Lock and Dam Hydro | 58903_G_UNIT2 | 58903 | G | UNIT2 |  | Hydro |  | PJM_COMD | Illinois | 17 | LaSalle | 99 | 17099 | 2.6 | 0 | 2020 | 9999 |  |  | N | Hydro | [13 empty] | 0 | 0 | 0 | 0 | [11 empty] | Marseilles Land & Water Co | 100 | Marseilles Land & Water Co | 100
hydro | Marseilles Lock and Dam Hydro | 58903_G_UNIT3 | 58903 | G | UNIT3 |  | Hydro |  | PJM_COMD | Illinois | 17 | LaSalle | 99 | 17099 | 2.6 | 0 | 2020 | 9999 |  |  | N | Hydro | [13 empty] | 0 | 0 | 0 | 0 | [11 empty] | Marseilles Land & Water Co | 100 | Marseilles Land & Water Co | 100
hydro | Marseilles Lock and Dam Hydro | 58903_G_UNIT4 | 58903 | G | UNIT4 |  | Hydro |  | PJM_COMD | Illinois | 17 | LaSalle | 99 | 17099 | 2.6 | 0 | 2020 | 9999 |  |  | N | Hydro | [13 empty] | 0 | 0 | 0 | 0 | [11 empty] | Marseilles Land & Water Co | 100 | Marseilles Land & Water Co | 100
onshore wind | Fourmile Ridge | 58904_G_1 | 58904 | G | 1 |  | Onshore Wind |  | PJM_AP | Maryland | 24 | Garrett | 23 | 24023 | 40 | 0 | 2014 | 9999 |  |  | N | Wind | [13 empty] | 0 | 0 | 0 | 0 | [11 empty] | Fourmile Wind Energy LLC | 100 | Synergics Inc | 100
solar pv | Valley Center 1 | 58906_G_VC1 | 58906 | G | VC1 |  | Solar PV |  | WEC_SDGE | California | 6 | San Diego | 73 | 06073 | 2.5 | 0 | 2013 | 9999 |  |  | N | Solar | [13 empty] | 0 | 0 | 0 | 0 | [11 empty] | Sol Orchard San Diego 22 LLC | 100 | Macquarie Bank Limited | 100
solar pv | Valley Center 2 | 58907_G_VC2 | 58907 | G | VC2 |  | Solar PV |  | WEC_SDGE | California | 6 | San Diego | 73 | 06073 | 5 | 0 | 2013 | 9999 |  |  | N | Solar | [13 empty] | 0 | 0 | 0 | 0 | [11 empty] | Sol Orchard San Diego 23 LLC | 100 | Macquarie Bank Limited | 100
onshore wind | Beebe 1B | 58908_G_1 | 58908 | G | 1 |  | Onshore Wind |  | MIS_LMI | Michigan | 26 | Gratiot | 57 | 26057 | 50.4 | 0 | 2014 | 9999 |  |  | N | Wind | [13 empty] | 0 | 0 | 0 | 0 | [11 empty] | Beebe 1B Renewable Energy LLC | 100 | Exelon Corp | 100
solar pv | Ramona 1 | 58909_G_RAM1 | 58909 | G | RAM1 |  | Solar PV |  | WEC_SDGE | California | 6 | San Diego | 73 | 06073 | 2 | 0 | 2013 | 9999 |  |  | N | Solar | [13 empty] | 0 | 0 | 0 | 0 | [11 empty] | Sol Orchard San Diego 20 LLC | 100 | Macquarie Bank Limited | 100
solar pv | Ramona 2 | 58911_G_RAM2 | 58911 | G | RAM2 |  | Solar PV |  | WEC_SDGE | California | 6 | San Diego | 73 | 06073 | 5 | 0 | 2013 | 9999 |  |  | N | Solar | [13 empty] | 0 | 0 | 0 | 0 | [11 empty] | Sol Orchard San Diego 21 LLC | 100 | Macquarie Bank Limited | 100
solar pv | Santa Fe Springs Rooftop Solar BLDG M | 58912_G_1 | 58912 | G | 1 |  | Solar PV |  | WEC_LADW | California | 6 | Los Angeles | 37 | 06037 | 1.8 | 0 | 2015 | 9999 |  |  | N | Solar | [13 empty] | 0 | 0 | 0 | 0 | [11 empty] | Golden Springs Development Co LLC | 100 | Golden Springs Development Co LLC | 100
solar pv | Santa Fe Springs Rooftop Solar BLDG H | 58913_G_1 | 58913 | G | 1 |  | Solar PV |  | WEC_LADW | California | 6 | Los Angeles | 37 | 06037 | 1.5 | 0 | 2015 | 9999 |  |  | N | Solar | [13 empty] | 0 | 0 | 0 | 0 | [11 empty] | Golden Springs Development Co LLC | 100 | Golden Springs Development Co LLC | 100
natural gas peaker | MCAGCC Cogen Plant | 58914_G_CG1 | 58914 | G | CG1 |  | Combustion Turbine |  | WECC_SCE | California | 6 | San Bernardino | 71 | 06071 | 7 | 8700 | 2003 | 9999 |  |  | Y | Natural Gas, Distillate Fuel Oil | [13 empty] | 0.79549 | 0.79549 | 0.79549 | 0.79549 | [11 empty] | USMC Air Ground Combat Center | 100 | US Marine Corps | 100
natural gas peaker | MCAGCC Cogen Plant | 58914_G_CG100 | 58914 | G | CG100 |  | Combustion Turbine |  | WECC_SCE | California | 6 | San Bernardino | 71 | 06071 | 4.6 | 25000 | 2014 | 9999 |  |  | N | Natural Gas | [13 empty] | 0.79549 | 0.79549 | 0.79549 | 0.79549 | [11 empty] | USMC Air Ground Combat Center | 100 | US Marine Corps | 100
natural gas peaker | MCAGCC Cogen Plant | 58914_G_CG200 | 58914 | G | CG200 |  | Combustion Turbine |  | WECC_SCE | California | 6 | San Bernardino | 71 | 06071 | 4.6 | 25000 | 2014 | 9999 |  |  | N | Natural Gas | [13 empty] | 0.79549 | 0.79549 | 0.79549 | 0.79549 | [11 empty] | USMC Air Ground Combat Center | 100 | US Marine Corps | 100
solar pv | Copper Mountain Solar 3 | 58915_G_1 | 58915 | G | 1 |  | Solar PV |  | WECC_SNV | Nevada | 32 | Clark | 3 | 32003 | 26 | 0 | 2014 | 9999 |  |  | N | Solar | [13 empty] | 0 | 0 | 0 | 0 | [11 empty] | Copper Mountain Solar 3 LLC | 100 | Sempra Energy | 100
solar pv | Copper Mountain Solar 3 | 58915_G_2 | 58915 | G | 2 |  | Solar PV |  | WECC_SNV | Nevada | 32 | Clark | 3 | 32003 | 27 | 0 | 2014 | 9999 |  |  | N | Solar | [13 empty] | 0 | 0 | 0 | 0 | [11 empty] | Copper Mountain Solar 3 LLC | 100 | Sempra Energy | 100
solar pv | Copper Mountain Solar 3 | 58915_G_3 | 58915 | G | 3 |  | Solar PV |  | WECC_SNV | Nevada | 32 | Clark | 3 | 32003 | 26 | 0 | 2014 | 9999 |  |  | N | Solar | [13 empty] | 0 | 0 | 0 | 0 | [11 empty] | Copper Mountain Solar 3 LLC | 100 | Sempra Energy | 100
solar pv | Copper Mountain Solar 3 | 58915_G_4 | 58915 | G | 4 |  | Solar PV |  | WECC_SNV | Nevada | 32 | Clark | 3 | 32003 | 28 | 0 | 2014 | 9999 |  |  | N | Solar | [13 empty] | 0 | 0 | 0 | 0 | [11 empty] | Copper Mountain Solar 3 LLC | 100 | Sempra Energy | 100
solar pv | Copper Mountain Solar 3 | 58915_G_5 | 58915 | G | 5 |  | Solar PV |  | WECC_SNV | Nevada | 32 | Clark | 3 | 32003 | 25 | 0 | 2014 | 9999 |  |  | N | Solar | [13 empty] | 0 | 0 | 0 | 0 | [11 empty] | Copper Mountain Solar 3 LLC | 100 | Sempra Energy | 100
solar pv | Copper Mountain Solar 3 | 58915_G_6 | 58915 | G | 6 |  | Solar PV |  | WECC_SNV | Nevada | 32 | Clark | 3 | 32003 | 26 | 0 | 2014 | 9999 |  |  | N | Solar | [13 empty] | 0 | 0 | 0 | 0 | [11 empty] | Copper Mountain Solar 3 LLC | 100 | Sempra Energy | 100
solar pv | Copper Mountain Solar 3 | 58915_G_7 | 58915 | G | 7 |  | Solar PV |  | WECC_SNV | Nevada | 32 | Clark | 3 | 32003 | 26 | 0 | 2014 | 9999 |  |  | N | Solar | [13 empty] | 0 | 0 | 0 | 0 | [11 empty] | Copper Mountain Solar 3 LLC | 100 | Sempra Energy | 100
solar pv | Copper Mountain Solar 3 | 58915_G_8 | 58915 | G | 8 |  | Solar PV |  | WECC_SNV | Nevada | 32 | Clark | 3 | 32003 | 26 | 0 | 2014 | 9999 |  |  | N | Solar | [13 empty] | 0 | 0 | 0 | 0 | [11 empty] | Copper Mountain Solar 3 LLC | 100 | Sempra Energy | 100
solar pv | Copper Mountain Solar 3 | 58915_G_10 | 58915 | G | 10 |  | Solar PV |  | WECC_SNV | Nevada | 32 | Clark | 3 | 32003 | 21 | 0 | 2015 | 9999 |  |  | N | Solar | [13 empty] | 0 | 0 | 0 | 0 | [11 empty] | Copper Mountain Solar 3 LLC | 100 | Sempra Energy | 100
solar pv | Copper Mountain Solar 3 | 58915_G_9 | 58915 | G | 9 |  | Solar PV |  | WECC_SNV | Nevada | 32 | Clark | 3 | 32003 | 24 | 0 | 2015 | 9999 |  |  | N | Solar | [13 empty] | 0 | 0 | 0 | 0 | [11 empty] | Copper Mountain Solar 3 LLC | 100 | Sempra Energy | 100
solar pv | Tioga Solar Morris County 1 LLC | 58917_G_MMIR | 58917 | G | MMIR |  | Solar PV |  | PJM_EMAC | New Jersey | 34 | Morris | 27 | 34027 | 1 | 0 | 2011 | 9999 |  |  | N | Solar | [13 empty] | 0 | 0 | 0 | 0 | [11 empty] | sPower | 100 | AES Corp (The) | 100
solar pv | 2081 Terzian Solar Project | 58918_G_2081 | 58918 | G | 2081 |  | Solar PV |  | WEC_CALN | California | 6 | Fresno | 19 | 06019 | 1.2 | 0 | 2014 | 9999 |  |  | N | Solar | [13 empty] | 0 | 0 | 0 | 0 | [11 empty] | Pristine Sun Fund 2 LLC | 100 | Veresen Inc | 100
solar pv | 2127 Harris Solar Project | 58919_G_2127 | 58919 | G | 2127 |  | Solar PV |  | WEC_CALN | California | 6 | Butte | 7 | 06007 | 1.3 | 0 | 2014 | 9999 |  |  | N | Solar | [13 empty] | 0 | 0 | 0 | 0 | [11 empty] | Pristine Sun Fund 2 LLC | 100 | Veresen Inc | 100
solar pv | 2097 Helton Solar Project | 58920_G_2097 | 58920 | G | 2097 |  | Solar PV |  | WEC_CALN | California | 6 | Merced | 47 | 06047 | 1.5 | 0 | 2014 | 9999 |  |  | N | Solar | [13 empty] | 0 | 0 | 0 | 0 | [11 empty] | Pristine Sun Fund 2 LLC | 100 | Veresen Inc | 100
municipal solid waste | Napoleon Biogas | 58921_G_GEN1 | 58921 | G | GEN1 |  | Non-Fossil Waste |  | PJM_ATSI | Ohio | 39 | Henry | 69 | 39069 | 1.2 | 13500 | 2013 | 9999 |  |  | N | Non-Fossil Waste | [13 empty] | 0 | 0 | 0 | 0 | [11 empty] | Napoleon Biogas LLC | 100 | CH4 Biogas LLC | 100
municipal solid waste | Napoleon Biogas | 58921_G_GEN2 | 58921 | G | GEN2 |  | Non-Fossil Waste |  | PJM_ATSI | Ohio | 39 | Henry | 69 | 39069 | 1.2 | 13500 | 2013 | 9999 |  |  | N | Non-Fossil Waste | [13 empty] | 0 | 0 | 0 | 0 | [11 empty] | Napoleon Biogas LLC | 100 | CH4 Biogas LLC | 100
onshore wind | Story City Wind Project | 58927_G_WT01 | 58927 | G | WT01 |  | Onshore Wind |  | MIS_MIDA | Iowa | 19 | Story | 169 | 19169 | 1.5 | 0 | 2010 | 9999 |  |  | N | Wind | [13 empty] | 0 | 0 | 0 | 0 | [11 empty] | Hamilton Wind Energy LLC | 100 | Hamilton Wind Energy LLC | 100
natural gas peaker | Melrose 2 | 58929_G_12286 | 58929 | G | 12286 |  | Combustion Turbine | IC Engine | MIS_MNWI | Minnesota | 27 | Stearns | 145 | 27145 | 0.9 | 25000 | 2014 | 9999 |  |  | N | Distillate Fuel Oil | [13 empty] | 1.6498 | 1.6498 | 1.6498 | 1.6498 | [11 empty] | Melrose Public Utilities | 100 | Melrose Public Utilities | 100
onshore wind | Traer Wind Project | 58932_G_WT01 | 58932 | G | WT01 |  | Onshore Wind |  | MIS_MIDA | Iowa | 19 | Tama | 171 | 19171 | 1.5 | 0 | 2010 | 9999 |  |  | N | Wind | [13 empty] | 0 | 0 | 0 | 0 | [11 empty] | Norsemen Wind Energy LLC | 100 | Norsemen Wind Energy LLC | 100
natural gas combined cycle | Shell Chemical Appalachia LLC | 58933_G_GTG1 | 58933 | G | GTG1 |  | Combined Cycle |  | PJM_ATSI | Pennsylvania | 42 | Beaver | 7 | 42007 | 37.1 | 6590 | 2020 | 9999 |  |  | Y | Natural Gas | [13 empty] | 0.011 | 0.011 | 0.011 | 0.011 | [11 empty] | Shell Chemical Appalachia LLC | 100 | Royal Dutch Shell plc | 100
natural gas combined cycle | Shell Chemical Appalachia LLC | 58933_G_GTG2 | 58933 | G | GTG2 |  | Combined Cycle |  | PJM_ATSI | Pennsylvania | 42 | Beaver | 7 | 42007 | 37.1 | 6590 | 2020 | 9999 |  |  | Y | Natural Gas | [13 empty] | 0.011 | 0.011 | 0.011 | 0.011 | [11 empty] | Shell Chemical Appalachia LLC | 100 | Royal Dutch Shell plc | 100
natural gas combined cycle | Shell Chemical Appalachia LLC | 58933_G_GTG3 | 58933 | G | GTG3 |  | Combined Cycle |  | PJM_ATSI | Pennsylvania | 42 | Beaver | 7 | 42007 | 37.1 | 6590 | 2020 | 9999 |  |  | Y | Natural Gas | [13 empty] | 0.011 | 0.011 | 0.011 | 0.011 | [11 empty] | Shell Chemical Appalachia LLC | 100 | Royal Dutch Shell plc | 100
natural gas combined cycle | Shell Chemical Appalachia LLC | 58933_G_STG1 | 58933 | G | STG1 |  | Combined Cycle |  | PJM_ATSI | Pennsylvania | 42 | Beaver | 7 | 42007 | 72.7 | 6590 | 2020 | 9999 |  |  | Y | Natural Gas | [13 empty] | 0.011 | 0.011 | 0.011 | 0.011 | [11 empty] | Shell Chemical Appalachia LLC | 100 | Royal Dutch Shell plc | 100
natural gas combined cycle | Shell Chemical Appalachia LLC | 58933_G_STG2 | 58933 | G | STG2 |  | Combined Cycle |  | PJM_ATSI | Pennsylvania | 42 | Beaver | 7 | 42007 | 72.7 | 6590 | 2020 | 9999 |  |  | Y | Natural Gas | [13 empty] | 0.011 | 0.011 | 0.011 | 0.011 | [11 empty] | Shell Chemical Appalachia LLC | 100 | Royal Dutch Shell plc | 100
solar pv | Integrys MA Solar, LLC - Ashburnham Site | 58934_G_ASH10 | 58934 | G | ASH10 |  | Solar PV |  | NENGREST | Massachusetts | 25 | Worcester | 27 | 25027 | 0.3 | 0 | 2013 | 9999 |  |  | N | Solar | [13 empty] | 0 | 0 | 0 | 0 | [11 empty] | Integrys MA Solar LLC | 100 | WEC Energy Group Inc | 100
solar pv | Integrys MA Solar, LLC - Ashburnham Site | 58934_G_ASH-R | 58934 | G | ASH-R |  | Solar PV |  | NENGREST | Massachusetts | 25 | Worcester | 27 | 25027 | 2.6 | 0 | 2013 | 9999 |  |  | N | Solar | [13 empty] | 0 | 0 | 0 | 0 | [11 empty] | Integrys MA Solar LLC | 100 | WEC Energy Group Inc | 100
solar pv | Open View Solar Farm | 58935_G_PV | 58935 | G | PV |  | Solar PV |  | NENGREST | Vermont | 50 | Addison | 1 | 50001 | 1.9 | 0 | 2013 | 9999 |  |  | N | Solar | [13 empty] | 0 | 0 | 0 | 0 | [11 empty] | Cross Pollination Inc | 100 | Paul Lekstutis | 100
solar pv | Walpole Solar 2 | 58936_G_WLPL1 | 58936 | G | WLPL1 |  | Solar PV |  | NENGREST | Massachusetts | 25 | Norfolk | 21 | 25021 | 2.4 | 0 | 2014 | 9999 |  |  | N | Solar | [13 empty] | 0 | 0 | 0 | 0 | [11 empty] | Walpole Solar 2 LLC | 100 | Soltage LLC | 100
solar pv | Gardner Solar 1 | 58937_G_GRDN1 | 58937 | G | GRDN1 |  | Solar PV |  | NENGREST | Massachusetts | 25 | Worcester | 27 | 25027 | 2 | 0 | 2014 | 9999 |  |  | N | Solar | [13 empty] | 0 | 0 | 0 | 0 | [11 empty] | Gardner Solar 1 LLC | 100 | National Grid Plc | 100
onshore wind | Origin Wind | 58938_G_WT | 58938 | G | WT |  | Onshore Wind |  | SPP_WEST | Oklahoma | 40 | Murray | 99 | 40099 | 150 | 0 | 2014 | 9999 |  |  | N | Wind | [13 empty] | 0 | 0 | 0 | 0 | [11 empty] | Origin Wind Energy LLC | 100 | Enel SpA | 100
onshore wind | Anderson Wind I | 58939_G_AND1 | 58939 | G | AND1 |  | Onshore Wind |  | SPP_SPS | New Mexico | 35 | Chaves | 5 | 35005 | 5 | 0 | 2014 | 9999 |  |  | N | Wind | [13 empty] | 0 | 0 | 0 | 0 | [11 empty] | Anderson Wind I LLC | 100 | BayWa AG | 100
onshore wind | Anderson Wind II | 58940_G_AND2 | 58940 | G | AND2 |  | Onshore Wind |  | SPP_SPS | New Mexico | 35 | Chaves | 5 | 35005 | 10 | 0 | 2014 | 9999 |  |  | N | Wind | [13 empty] | 0 | 0 | 0 | 0 | [11 empty] | Anderson Wind II LLC | 100 | BayWa AG | 100
solar pv | Rockville Solar I LLC | 58942_G_RVSI | 58942 | G | RVSI |  | Solar PV |  | MIS_INKY | Indiana | 18 | Marion | 97 | 18097 | 2.8 | 0 | 2014 | 9999 |  |  | N | Solar | [13 empty] | 0 | 0 | 0 | 0 | [11 empty] | Rockville Solar I LLC | 100 | Greenbacker Renewable Energy Corp | 100
solar pv | Halifax | 58943_G_1 | 58943 | G | 1 |  | Solar PV |  | PJM_Dom | North Carolina | 37 | Halifax | 83 | 37083 | 20 | 0 | 2014 | 9999 |  |  | N | Solar | [13 empty] | 0 | 0 | 0 | 0 | [11 empty] | Duke Energy Renewables NC Solar LLC | 100 | Duke Energy Corp | 100
biomass | Ameresco Dallas LLC | 58946_G_ENG1 | 58946 | G | ENG1 |  | Landfill Gas |  | ERC_REST | Texas | 48 | Dallas | 113 | 48113 | 1.4 | 13500 | 2011 | 9999 |  |  | N | Landfill Gas | [13 empty] | 0.08961 | 0.08961 | 0.08961 | 0.08961 | [11 empty] | Ameresco Dallas LLC | 100 | Ameresco Inc | 100
biomass | Ameresco Dallas LLC | 58946_G_ENG2 | 58946 | G | ENG2 |  | Landfill Gas |  | ERC_REST | Texas | 48 | Dallas | 113 | 48113 | 1.4 | 13500 | 2011 | 9999 |  |  | N | Landfill Gas | [13 empty] | 0.08961 | 0.08961 | 0.08961 | 0.08961 | [11 empty] | Ameresco Dallas LLC | 100 | Ameresco Inc | 100
biomass | Ameresco Dallas LLC | 58946_G_ENG3 | 58946 | G | ENG3 |  | Landfill Gas |  | ERC_REST | Texas | 48 | Dallas | 113 | 48113 | 1.4 | 13500 | 2011 | 9999 |  |  | N | Landfill Gas | [13 empty] | 0.08961 | 0.08961 | 0.08961 | 0.08961 | [11 empty] | Ameresco Dallas LLC | 100 | Ameresco Inc | 100
natural gas peaker | Bristol Myers Squibb Lawrenceville | 58947_G_DG101 | 58947 | G | DG101 |  | Combustion Turbine | IC Engine | PJM_EMAC | New Jersey | 34 | Mercer | 21 | 34021 | 0.9 | 25000 | 1991 | 9999 |  |  | N | Distillate Fuel Oil | [13 empty] | 1.6498 | 1.6498 | 1.6498 | 1.6498 | [11 empty] | Bristol Myers Squibb Co | 100 | Bristol Myers Squibb Co | 100
natural gas peaker | Bristol Myers Squibb Lawrenceville | 58947_G_TG101 | 58947 | G | TG101 |  | Combustion Turbine |  | PJM_EMAC | New Jersey | 34 | Mercer | 21 | 34021 | 4 | 17075 | 1995 | 9999 |  |  | N | Natural Gas, Distillate Fuel Oil | [13 empty] | 0.23894 | 0.23894 | 0.23894 | 0.23894 | [11 empty] | Bristol Myers Squibb Co | 100 | Bristol Myers Squibb Co | 100
solar pv | Cloverdale Solar I | 58949_G_TBD | 58949 | G | TBD |  | Solar PV |  | WEC_CALN | California | 6 | Sonoma | 97 | 06097 | 1.5 | 0 | 2014 | 9999 |  |  | N | Solar | [13 empty] | 0 | 0 | 0 | 0 | [11 empty] | GLT Cloverdale Solar LLC | 100 | BAP Power Corp | 100
solar pv | Delilah Road Landfill | 58951_G_DRLS | 58951 | G | DRLS |  | Solar PV |  | PJM_EMAC | New Jersey | 34 | Atlantic | 1 | 34001 | 8.5 | 0 | 2016 | 9999 |  |  | N | Solar | [13 empty] | 0 | 0 | 0 | 0 | [11 empty] | Clean Capital Partners LLC | 100 | Clean Capital Partners LLC | 100
solar pv | Dessie Solar Center LLC | 58952_G_DESS | 58952 | G | DESS |  | Solar PV |  | S_VACA | North Carolina | 37 | Columbus | 47 | 37047 | 4.8 | 0 | 2014 | 9999 |  |  | N | Solar | [13 empty] | 0 | 0 | 0 | 0 | [11 empty] | Dessie Solar Center LLC | 100 | Brookfield Asset Management Inc | 100
solar pv | Rockville Solar II, LLC | 58953_G_RVSII | 58953 | G | RVSII |  | Solar PV |  | MIS_INKY | Indiana | 18 | Marion | 97 | 18097 | 2.7 | 0 | 2014 | 9999 |  |  | N | Solar | [13 empty] | 0 | 0 | 0 | 0 | [11 empty] | Rockville Solar II LLC | 100 | Greenbacker Renewable Energy Corp | 100
solar pv | Intel Folsom Phase 2 | 58954_G_PV | 58954 | G | PV |  | Solar PV |  | WEC_BANC | California | 6 | Sacramento | 67 | 06067 | 1 | 0 | 2012 | 9999 |  |  | N | Solar | [13 empty] | 0 | 0 | 0 | 0 | [11 empty] | SolarCity LMC Series I LLC | 100 | SolarCity Corp | 100
solar pv | BearPond Solar Center LLC | 58955_G_BEAR | 58955 | G | BEAR |  | Solar PV |  | S_VACA | North Carolina | 37 | Vance | 181 | 37181 | 4.8 | 0 | 2014 | 9999 |  |  | N | Solar | [13 empty] | 0 | 0 | 0 | 0 | [11 empty] | Bearpond Solar Center LLC | 100 | SunEdison | 100
solar pv | Shankle Solar Center LLC | 58956_G_SHAN | 58956 | G | SHAN |  | Solar PV |  | S_VACA | North Carolina | 37 | Hoke | 93 | 37093 | 4.8 | 0 | 2015 | 9999 |  |  | N | Solar | [13 empty] | 0 | 0 | 0 | 0 | [11 empty] | Shankle Solar Center LLC | 100 | SunEdison | 100
solar pv | Graham Solar Center LLC | 58957_G_GRAH | 58957 | G | GRAH |  | Solar PV |  | S_VACA | North Carolina | 37 | Columbus | 47 | 37047 | 4.8 | 0 | 2014 | 9999 |  |  | N | Solar | [13 empty] | 0 | 0 | 0 | 0 | [11 empty] | Graham Solar Center LLC | 100 | SunEdison | 100
onshore wind | Camelot Wind LLC | 58958_G_CMLTW | 58958 | G | CMLTW |  | Onshore Wind |  | NENGREST | Massachusetts | 25 | Plymouth | 23 | 25023 | 1.5 | 0 | 2012 | 9999 |  |  | N | Wind | [13 empty] | 0 | 0 | 0 | 0 | [11 empty] | Camelot Wind LLC | 100 | Camelot Wind LLC | 100
solar pv | Butler Solar Power Project | 58959_G_BSF1 | 58959 | G | BSF1 |  | Solar PV |  | SPP_N | Missouri | 29 | Bates | 13 | 29013 | 2.8 | 0 | 2014 | 9999 |  |  | N | Solar | [13 empty] | 0 | 0 | 0 | 0 | [11 empty] | MCP Butler LP | 100 | MC Power Companies | 100
solar pv | Oregon University System OIT Klamath Fal | 58961_G_PV | 58961 | G | PV |  | Solar PV |  | WECC_PNW | Oregon | 41 | Klamath | 35 | 41035 | 2 | 0 | 2014 | 9999 |  |  | N | Solar | [13 empty] | 0 | 0 | 0 | 0 | [11 empty] | Mound Solar Owner VI LLC | 100 | SolarCity Corp | 100
solar pv | Las Virgenes Municipal Water District | 58963_G_PV | 58963 | G | PV |  | Solar PV |  | WEC_LADW | California | 6 | Los Angeles | 37 | 06037 | 1 | 0 | 2014 | 9999 |  |  | N | Solar | [13 empty] | 0 | 0 | 0 | 0 | [11 empty] | SolarCity Corp | 100 | Tesla Inc | 100
solar pv | Technology Drive Solar | 58964_G_PV1 | 58964 | G | PV1 |  | Solar PV |  | NENGREST | Vermont | 50 | Windham | 25 | 50025 | 2 | 0 | 2014 | 9999 |  |  | N | Solar | [13 empty] | 0 | 0 | 0 | 0 | [11 empty] | We 90 Technology Drive LLC | 100 | We 90 Technology Drive LLC | 100
onshore wind | Thunder Spirit Wind, LLC | 58965_G_THNDR | 58965 | G | THNDR |  | Onshore Wind |  | MIS_MAPP | North Dakota | 38 | Adams | 1 | 38001 | 107.5 | 0 | 2015 | 9999 |  |  | N | Wind | [13 empty] | 0 | 0 | 0 | 0 | [11 empty] | MDU Resources Group Inc | 100 | MDU Resources Group Inc | 100
onshore wind | Thunder Spirit Wind, LLC | 58965_G_2 | 58965 | G | 2 |  | Onshore Wind |  | MIS_MAPP | North Dakota | 38 | Adams | 1 | 38001 | 48 | 0 | 2018 | 9999 |  |  | N | Wind | [13 empty] | 0 | 0 | 0 | 0 | [11 empty] | MDU Resources Group Inc | 100 | MDU Resources Group Inc | 100
onshore wind | Fairfield Wind | 58966_G_T 1-6 | 58966 | G | T 1-6 |  | Onshore Wind |  | WECC_MT | Montana | 30 | Teton | 99 | 30099 | 10 | 0 | 2014 | 9999 |  |  | N | Wind | [13 empty] | 0 | 0 | 0 | 0 | [11 empty] | Greenbacker Renewable Energy Co LLC | 100 | Greenbacker Renewable Energy Corp | 100
solar pv | Fort Huachuca Solar PV Project | 58972_G_FHUAC | 58972 | G | FHUAC |  | Solar PV |  | WECC_AZ | Arizona | 4 | Cochise | 3 | 04003 | 13.6 | 0 | 2014 | 9999 |  |  | N | Solar | [13 empty] | 0 | 0 | 0 | 0 | [11 empty] | Tucson Electric Power Co | 100 | Uns Energy Corp | 100
solar pv | Fort Huachuca Solar PV Project | 58972_G_FHUA2 | 58972 | G | FHUA2 |  | Solar PV |  | WECC_AZ | Arizona | 4 | Cochise | 3 | 04003 | 4.1 | 0 | 2017 | 9999 |  |  | N | Solar | [13 empty] | 0 | 0 | 0 | 0 | [11 empty] | Tucson Electric Power Co | 100 | Uns Energy Corp | 100
solar pv | White River Solar 2 | 58973_G_W2CA | 58973 | G | W2CA |  | Solar PV |  | WECC_SCE | California | 6 | Tulare | 107 | 06107 | 19.8 | 0 | 2014 | 9999 |  |  | N | Solar | [13 empty] | 0 | 0 | 0 | 0 | [11 empty] | CED White River Solar 2 LLC | 100 | Consolidated Edison Inc | 100
solar pv | Fairview Farms Solar | 58974_G_PV1 | 58974 | G | PV1 |  | Solar PV |  | NENGREST | Massachusetts | 25 | Franklin | 11 | 25011 | 2.3 | 0 | 2014 | 9999 |  |  | N | Solar | [13 empty] | 0 | 0 | 0 | 0 | [11 empty] | Fairview Farms Solar LLC | 100 | Nugen Capital Management LLC | 100
solar pv | Henrietta Solar Project | 58975_G_PV1 | 58975 | G | PV1 |  | Solar PV |  | WEC_CALN | California | 6 | Kings | 31 | 06031 | 102 | 0 | 2016 | 9999 |  |  | N | Solar | [13 empty] | 0 | 0 | 0 | 0 | [11 empty] | Parrey LLC | 51 | SunPower Corp | 51
municipal solid waste | Central Valley Ag Power | 58978_G_CVAP | 58978 | G | CVAP |  | Non-Fossil Waste |  | WEC_CALN | California | 6 | Stanislaus | 99 | 06099 | 1.5 | 19125 | 2014 | 9999 |  |  | N | Non-Fossil Waste | [13 empty] | 0 | 0 | 0 | 0 | [11 empty] | Central Valley Ag Power LLC | 100 | Central Valley Ag Power LLC | 100
onshore wind | Copenhagen Wind Farm | 58979_G_CPHGN | 58979 | G | CPHGN |  | Onshore Wind |  | NY_Z_C&E | New York | 36 | Lewis | 49 | 36049 | 79.9 | 0 | 2018 | 9999 |  |  | N | Wind | [13 empty] | 0 | 0 | 0 | 0 | [11 empty] | Copenhagen Wind Farm LLC | 100 | EDF Group | 100
municipal solid waste | Akron WRF | 58980_G_2G-1 | 58980 | G | 2G-1 |  | Non-Fossil Waste |  | PJM_ATSI | Ohio | 39 | Summit | 153 | 39153 | 0.6 | 12020 | 2014 | 9999 |  |  | Y | Non-Fossil Waste | [13 empty] | 0 | 0 | 0 | 0 | [11 empty] | Akron (City of) | 100 | Akron (City of) | 100
municipal solid waste | Akron WRF | 58980_G_2G-2 | 58980 | G | 2G-2 |  | Non-Fossil Waste |  | PJM_ATSI | Ohio | 39 | Summit | 153 | 39153 | 0.6 | 12020 | 2014 | 9999 |  |  | Y | Non-Fossil Waste | [13 empty] | 0 | 0 | 0 | 0 | [11 empty] | Akron (City of) | 100 | Akron (City of) | 100
municipal solid waste | Akron WRF | 58980_G_2G-3 | 58980 | G | 2G-3 |  | Non-Fossil Waste |  | PJM_ATSI | Ohio | 39 | Summit | 153 | 39153 | 0.6 | 12020 | 2014 | 9999 |  |  | Y | Non-Fossil Waste | [13 empty] | 0 | 0 | 0 | 0 | [11 empty] | Akron (City of) | 100 | Akron (City of) | 100
onshore wind | Broken Bow Wind II, LLC | 58981_G_BBII | 58981 | G | BBII |  | Onshore Wind |  | SPP_NEBR | Nebraska | 31 | Custer | 41 | 31041 | 73.1 | 0 | 2014 | 9999 |  |  | N | Wind | [13 empty] | 0 | 0 | 0 | 0 | [11 empty] | Broken Bow Wind II LLC | 100 | Consolidated Edison Inc | 100
solar pv | RE Camelot LLC | 58983_G_1 | 58983 | G | 1 |  | Solar PV |  | WECC_SCE | California | 6 | Kern | 29 | 06029 | 45 | 0 | 2014 | 9999 |  |  | N | Solar | [13 empty] | 0 | 0 | 0 | 0 | [11 empty] | Dominion Resources Inc | 100 | Dominion Energy Inc | 100
solar pv | RE Adams East, LLC | 58984_G_1 | 58984 | G | 1 |  | Solar PV |  | WEC_CALN | California | 6 | Fresno | 19 | 06019 | 19 | 0 | 2014 | 9999 |  |  | N | Solar | [13 empty] | 0 | 0 | 0 | 0 | [11 empty] | RE Adams East LLC | 100 | Dominion Energy Inc | 100
solar pv | RE Kansas Solar, LLC | 58985_G_1 | 58985 | G | 1 |  | Solar PV |  | WEC_CALN | California | 6 | Kings | 31 | 06031 | 20 | 0 | 2014 | 9999 |  |  | N | Solar | [13 empty] | 0 | 0 | 0 | 0 | [11 empty] | Dominion Resources Inc | 100 | Dominion Energy Inc | 100
solar pv | RE Old River One, LLC | 58986_G_1 | 58986 | G | 1 |  | Solar PV |  | WECC_SCE | California | 6 | Kern | 29 | 06029 | 20 | 0 | 2014 | 9999 |  |  | N | Solar | [13 empty] | 0 | 0 | 0 | 0 | [11 empty] | Dominion Resources Inc | 100 | Dominion Energy Inc | 100
onshore wind | Chokecherry and Sierra Madre Wind | 58987_G_I-A | 58987 | G | I-A |  | Onshore Wind |  | WECC_WY | Wyoming | 56 | Carbon | 7 | 56007 | 500 | 0 | 2022 | 9999 |  |  | N | Wind | [13 empty] | 0 | 0 | 0 | 0 | [11 empty] | Power Co of Wyoming LLC | 100 | Anschutz Co (The) | 100
onshore wind | Chokecherry and Sierra Madre Wind | 58987_G_I-B | 58987 | G | I-B |  | Onshore Wind |  | WECC_WY | Wyoming | 56 | Carbon | 7 | 56007 | 500 | 0 | 2023 | 9999 |  |  | N | Wind | [13 empty] | 0 | 0 | 0 | 0 | [11 empty] | Power Co of Wyoming LLC | 100 | Anschutz Co (The) | 100
onshore wind | Chokecherry and Sierra Madre Wind | 58987_G_I-C | 58987 | G | I-C |  | Onshore Wind |  | WECC_WY | Wyoming | 56 | Carbon | 7 | 56007 | 500 | 0 | 2024 | 9999 |  |  | N | Wind | [13 empty] | 0 | 0 | 0 | 0 | [11 empty] | Power Co of Wyoming LLC | 100 | Anschutz Co (The) | 100
solar pv | RE Columbia Two, LLC | 58990_G_1 | 58990 | G | 1 |  | Solar PV |  | WECC_SCE | California | 6 | Kern | 29 | 06029 | 15 | 0 | 2014 | 9999 |  |  | N | Solar | [13 empty] | 0 | 0 | 0 | 0 | [11 empty] | Dominion Resources Inc | 100 | Dominion Energy Inc | 100
solar pv | RE Kent South, LLC | 58991_G_1 | 58991 | G | 1 |  | Solar PV |  | WEC_CALN | California | 6 | Kings | 31 | 06031 | 20 | 0 | 2014 | 9999 |  |  | N | Solar | [13 empty] | 0 | 0 | 0 | 0 | [11 empty] | RE Kent South LLC | 100 | Dominion Energy Inc | 100
onshore wind | Dept of Corrections NCCI Wind | 58992_G_WND-1 | 58992 | G | WND-1 |  | Onshore Wind |  | NENGREST | Massachusetts | 25 | Worcester | 27 | 25027 | 1.7 | 0 | 2013 | 9999 |  |  | N | Wind | [13 empty] | 0 | 0 | 0 | 0 | [11 empty] | Massachusetts Dept of Corrections | 100 | Massachusetts Dept of Corrections | 100
onshore wind | Dept of Corrections NCCI Wind | 58992_G_WND-2 | 58992 | G | WND-2 |  | Onshore Wind |  | NENGREST | Massachusetts | 25 | Worcester | 27 | 25027 | 1.7 | 0 | 2013 | 9999 |  |  | N | Wind | [13 empty] | 0 | 0 | 0 | 0 | [11 empty] | Massachusetts Dept of Corrections | 100 | Massachusetts Dept of Corrections | 100
onshore wind | Breckinridge Wind Project LLC | 58994_G_BWP | 58994 | G | BWP |  | Onshore Wind |  | SPP_WEST | Oklahoma | 40 | Garfield | 47 | 40047 | 98.8 | 0 | 2015 | 9999 |  |  | N | Wind | [13 empty] | 0 | 0 | 0 | 0 | [11 empty] | Breckinridge Wind Project LLC | 100 | NextEra Energy Inc | 100
onshore wind | St. Olaf Wind Turbine | 58995_G_OLFWT | 58995 | G | OLFWT |  | Onshore Wind |  | MIS_MNWI | Minnesota | 27 | Rice | 131 | 27131 | 1.6 | 0 | 2006 | 9999 |  |  | N | Wind | [13 empty] | 0 | 0 | 0 | 0 | [11 empty] | St Olaf College | 100 | St Olaf College | 100
natural gas peaker | St. Olaf StandBy Generators | 58996_G_SBIC1 | 58996 | G | SBIC1 |  | Combustion Turbine | IC Engine | MIS_MNWI | Minnesota | 27 | Rice | 131 | 27131 | 0.4 | 12575 | 1999 | 9999 |  |  | N | Distillate Fuel Oil | [13 empty] | 1.6498 | 1.6498 | 1.6498 | 1.6498 | [11 empty] | St Olaf College | 100 | St Olaf College | 100
natural gas peaker | St. Olaf StandBy Generators | 58996_G_SBIC2 | 58996 | G | SBIC2 |  | Combustion Turbine | IC Engine | MIS_MNWI | Minnesota | 27 | Rice | 131 | 27131 | 1.7 | 12522 | 1999 | 9999 |  |  | N | Distillate Fuel Oil | [13 empty] | 1.6498 | 1.6498 | 1.6498 | 1.6498 | [11 empty] | St Olaf College | 100 | St Olaf College | 100
natural gas peaker | St. Olaf StandBy Generators | 58996_G_SBIC3 | 58996 | G | SBIC3 |  | Combustion Turbine | IC Engine | MIS_MNWI | Minnesota | 27 | Rice | 131 | 27131 | 1.7 | 12553 | 1999 | 9999 |  |  | N | Distillate Fuel Oil | [13 empty] | 1.6498 | 1.6498 | 1.6498 | 1.6498 | [11 empty] | St Olaf College | 100 | St Olaf College | 100
biomass | SRF Sorghum to Ethanol Advanced Biorefin | 58997_G_G1001 | 58997 | G | G1001 |  | Biomass |  | FRCC | Florida | 12 | Hendry | 51 | 12051 | 12 | 15307 | 2021 | 9999 |  |  | N | Biomass | [13 empty] | 0.02 | 0.02 | 0.02 | 0.02 | [11 empty] | Southeast Renewable Fuels LLC | 100 | Southeast Renewable Fuels LLC | 100
onshore wind | Goodwell Wind Project LLC | 58998_G_GWWP | 58998 | G | GWWP |  | Onshore Wind |  | SPP_SPS | Oklahoma | 40 | Texas | 139 | 40139 | 200 | 0 | 2015 | 9999 |  |  | N | Wind | [13 empty] | 0 | 0 | 0 | 0 | [11 empty] | Goodwell Wind Project LLC | 100 | Enel SpA | 100
onshore wind | Little Elk Wind Project LLC | 58999_G_LEWP | 58999 | G | LEWP |  | Onshore Wind |  | SPP_WEST | Oklahoma | 40 | Washita | 149 | 40149 | 74 | 0 | 2015 | 9999 |  |  | N | Wind | [13 empty] | 0 | 0 | 0 | 0 | [11 empty] | Little Elk Wind Project LLC | 100 | Enel SpA | 100
solar pv | Parkland Landfill Solar | 59001_G_PARK | 59001 | G | PARK |  | Solar PV |  | PJM_EMAC | New Jersey | 34 | Burlington | 5 | 34005 | 7.8 | 0 | 2015 | 9999 |  |  | N | Solar | [13 empty] | 0 | 0 | 0 | 0 | [11 empty] | Public Service Electric & Gas Co | 100 | Public Service Enterprise Group Inc | 100
natural gas peaker | Carlsbad Energy Center | 59002_G_CEC 6 | 59002 | G | CEC 6 |  | Combustion Turbine |  | WEC_SDGE | California | 6 | San Diego | 73 | 06073 | 105.5 | 10745 | 2018 | 9999 |  |  | N | Natural Gas | [13 empty] | 0.011 | 0.011 | 0.011 | 0.011 | [11 empty] | Carlsbad Energy Center LLC | 100 | Global Infrastructure Partners | 100
natural gas peaker | Carlsbad Energy Center | 59002_G_CEC 7 | 59002 | G | CEC 7 |  | Combustion Turbine |  | WEC_SDGE | California | 6 | San Diego | 73 | 06073 | 105.5 | 10745 | 2018 | 9999 |  |  | N | Natural Gas | [13 empty] | 0.011 | 0.011 | 0.011 | 0.011 | [11 empty] | Carlsbad Energy Center LLC | 100 | Global Infrastructure Partners | 100
natural gas peaker | Carlsbad Energy Center | 59002_G_CEC 8 | 59002 | G | CEC 8 |  | Combustion Turbine |  | WEC_SDGE | California | 6 | San Diego | 73 | 06073 | 105.5 | 10745 | 2018 | 9999 |  |  | N | Natural Gas | [13 empty] | 0.011 | 0.011 | 0.011 | 0.011 | [11 empty] | Carlsbad Energy Center LLC | 100 | Global Infrastructure Partners | 100
natural gas peaker | Carlsbad Energy Center | 59002_G_CEC 9 | 59002 | G | CEC 9 |  | Combustion Turbine |  | WEC_SDGE | California | 6 | San Diego | 73 | 06073 | 105.5 | 10745 | 2018 | 9999 |  |  | N | Natural Gas | [13 empty] | 0.011 | 0.011 | 0.011 | 0.011 | [11 empty] | Carlsbad Energy Center LLC | 100 | Global Infrastructure Partners | 100
natural gas peaker | Carlsbad Energy Center | 59002_G_CEC10 | 59002 | G | CEC10 |  | Combustion Turbine |  | WEC_SDGE | California | 6 | San Diego | 73 | 06073 | 105.5 | 10745 | 2018 | 9999 |  |  | N | Natural Gas | [13 empty] | 0.011 | 0.011 | 0.011 | 0.011 | [11 empty] | Carlsbad Energy Center LLC | 100 | Global Infrastructure Partners | 100
onshore wind | Two Dot Wind Farm | 59003_G_1 | 59003 | G | 1 |  | Onshore Wind |  | WECC_MT | Montana | 30 | Wheatland | 107 | 30107 | 9.7 | 0 | 2014 | 9999 |  |  | N | Wind | [13 empty] | 0 | 0 | 0 | 0 | [11 empty] | Two Dot Wind Farm LLC | 100 | NorthWestern Corp | 100
natural gas combined cycle | Stonewall | 59004_G_GEN1 | 59004 | G | GEN1 | 91025 | Combined Cycle |  | PJM_Dom | Virginia | 51 | Loudoun | 107 | 51107 | 220 | 7050 | 2017 | 9999 |  |  | N | Natural Gas |  |  |  | DLNB | SCR | [8 empty] | 0.004622 | 0.004622 | 0.004622 | 0.004622 | [11 empty] | Panda Stonewall LLC | 100 | Panda Energy Intl Inc | 100
natural gas combined cycle | Stonewall | 59004_G_GEN2 | 59004 | G | GEN2 | 91026 | Combined Cycle |  | PJM_Dom | Virginia | 51 | Loudoun | 107 | 51107 | 220 | 7050 | 2017 | 9999 |  |  | N | Natural Gas |  |  |  | DLNB | SCR | [8 empty] | 0.004622 | 0.004622 | 0.004622 | 0.004622 | [11 empty] | Panda Stonewall LLC | 100 | Panda Energy Intl Inc | 100
natural gas combined cycle | Stonewall | 59004_G_GEN3 | 59004 | G | GEN3 | 91025 | Combined Cycle |  | PJM_Dom | Virginia | 51 | Loudoun | 107 | 51107 | 326 | 7050 | 2017 | 9999 |  |  | N | Natural Gas |  |  |  |  | SCR | [8 empty] | 0.004622 | 0.004622 | 0.004622 | 0.004622 | [11 empty] | Panda Stonewall LLC | 100 | Panda Energy Intl Inc | 100
onshore wind | Mariah del Norte | 59005_G_MAR1 | 59005 | G | MAR1 |  | Onshore Wind |  | ERC_PHDL | Texas | 48 | Parmer | 369 | 48369 | 230.4 | 0 | 2016 | 9999 |  |  | N | Wind | [13 empty] | 0 | 0 | 0 | 0 | [11 empty] | Mariah Del Norte LLC | 100 | First Reserve Corp | 100
solar pv | Woodmere Solar Farm | 59008_G_PV1 | 59008 | G | PV1 |  | Solar PV |  | WECC_SCE | California | 6 | Kern | 29 | 06029 | 15 | 0 | 2015 | 9999 |  |  | N | Solar | [13 empty] | 0 | 0 | 0 | 0 | [11 empty] | 87RL 8ME LLC | 100 | 8 Minute Solar Energy | 100
solar pv | Hayworth Solar | 59009_G_PV1 | 59009 | G | PV1 |  | Solar PV |  | WECC_SCE | California | 6 | Kern | 29 | 06029 | 26 | 0 | 2015 | 9999 |  |  | N | Solar | [13 empty] | 0 | 0 | 0 | 0 | [11 empty] | 8 Minute Solar Energy | 100 | 8 Minute Solar Energy | 100
solar pv | Macho Springs | 59010_G_MSS1 | 59010 | G | MSS1 |  | Solar PV |  | WECC_NM | New Mexico | 35 | Luna | 29 | 35029 | 52.2 | 0 | 2014 | 9999 |  |  | N | Solar | [13 empty] | 0 | 0 | 0 | 0 | [11 empty] | Macho Springs Solar LLC | 100 | Southern Co | 100
biomass | Southbridge Landfill Gas-to-Energy | 59011_G_CAT | 59011 | G | CAT |  | Landfill Gas |  | NENGREST | Massachusetts | 25 | Worcester | 27 | 25027 | 1.5 | 13500 | 2011 | 9999 |  |  | N | Landfill Gas | [13 empty] | 0.22117 | 0.22117 | 0.22117 | 0.22117 | [11 empty] | Casella Waste Systems Inc | 100 | Casella Waste Systems Inc | 100
municipal solid waste | DC Water CHP | 59012_G_TURB1 | 59012 | G | TURB1 |  | Non-Fossil Waste |  | PJM_SMAC | District of Columbia | 11 | District of Columbia | 1 | 11001 | 4 | 10135 | 2015 | 9999 |  |  | Y | Non-Fossil Waste | [13 empty] | 0 | 0 | 0 | 0 | [11 empty] | District of Columbia Water & Sewer Authority | 100 | District of Columbia Water & Sewer Authority | 100
municipal solid waste | DC Water CHP | 59012_G_TURB2 | 59012 | G | TURB2 |  | Non-Fossil Waste |  | PJM_SMAC | District of Columbia | 11 | District of Columbia | 1 | 11001 | 4 | 10135 | 2015 | 9999 |  |  | Y | Non-Fossil Waste | [13 empty] | 0 | 0 | 0 | 0 | [11 empty] | District of Columbia Water & Sewer Authority | 100 | District of Columbia Water & Sewer Authority | 100
municipal solid waste | DC Water CHP | 59012_G_TURB3 | 59012 | G | TURB3 |  | Non-Fossil Waste |  | PJM_SMAC | District of Columbia | 11 | District of Columbia | 1 | 11001 | 4 | 10135 | 2015 | 9999 |  |  | Y | Non-Fossil Waste | [13 empty] | 0 | 0 | 0 | 0 | [11 empty] | District of Columbia Water & Sewer Authority | 100 | District of Columbia Water & Sewer Authority | 100
solar pv | Scituate PV | 59013_G_SCT | 59013 | G | SCT |  | Solar PV |  | NENGREST | Massachusetts | 25 | Plymouth | 23 | 25023 | 2.5 | 0 | 2013 | 9999 |  |  | N | Solar | [13 empty] | 0 | 0 | 0 | 0 | [11 empty] | Scituate Solar I LLC | 100 | Main Street Power Co Inc | 100
solar pv | Bolton PV | 59014_G_BLT | 59014 | G | BLT |  | Solar PV |  | NENGREST | Massachusetts | 25 | Worcester | 27 | 25027 | 4.9 | 0 | 2013 | 9999 |  |  | N | Solar | [13 empty] | 0 | 0 | 0 | 0 | [11 empty] | Syncarpha Bolton LLC | 100 | Main Street Power Co Inc | 100
solar pv | Stow PV | 59015_G_STW | 59015 | G | STW |  | Solar PV |  | NENGREST | Massachusetts | 25 | Middlesex | 17 | 25017 | 2 | 0 | 2013 | 9999 |  |  | N | Solar | [13 empty] | 0 | 0 | 0 | 0 | [11 empty] | Syncarpha Stow LLC | 100 | Main Street Power Co Inc | 100
solar pv | Carol Jean Solar | 59017_G_GEN 1 | 59017 | G | GEN 1 |  | Solar PV |  | S_VACA | North Carolina | 37 | Stokes | 169 | 37169 | 4 | 0 | 2016 | 9999 |  |  | N | Solar | [13 empty] | 0 | 0 | 0 | 0 | [11 empty] | Carol Jean Solar LLC | 100 | Cate Street Capital LLC | 100
solar pv | East Chicago | 59018_G_1 | 59018 | G | 1 |  | Solar PV |  | MIS_INKY | Indiana | 18 | Lake | 89 | 18089 | 2 | 0 | 2013 | 9999 |  |  | N | Solar | [13 empty] | 0 | 0 | 0 | 0 | [11 empty] | Lake County Solar LLC | 100 | D E Shaw & Co LP | 100
solar pv | Griffith | 59019_G_1 | 59019 | G | 1 |  | Solar PV |  | MIS_INKY | Indiana | 18 | Lake | 89 | 18089 | 2 | 0 | 2013 | 9999 |  |  | N | Solar | [13 empty] | 0 | 0 | 0 | 0 | [11 empty] | Lake County Solar LLC | 100 | D E Shaw & Co LP | 100
solar pv | Gila Bend Hybrid | 59020_G_PV1 | 59020 | G | PV1 |  | Solar PV |  | WECC_AZ | Arizona | 4 | Maricopa | 13 | 04013 | 32 | 0 | 2014 | 9999 |  |  | N | Solar | [13 empty] | 0 | 0 | 0 | 0 | [11 empty] | Arizona Public Service Co | 100 | Pinnacle West Capital Corp | 100
onshore wind | Hoopeston Wind LLC | 59021_G_HOO1 | 59021 | G | HOO1 |  | Onshore Wind |  | MIS_IL | Illinois | 17 | Vermilion | 183 | 17183 | 98 | 0 | 2015 | 9999 |  |  | N | Wind | [13 empty] | 0 | 0 | 0 | 0 | [11 empty] | Hoopeston Wind LLC | 100 | Ikea Systems BV | 100
onshore wind | Euclid Farm, Stamco N-54 | 59024_G_N-54 | 59024 | G | N-54 |  | Onshore Wind |  | PJM_ATSI | Ohio | 39 | Cuyahoga | 35 | 39035 | 1 | 0 | 2012 | 9999 |  |  | N | Wind | [13 empty] | 0 | 0 | 0 | 0 | [11 empty] | William Sopko & Sons Co Inc | 100 | William Sopko & Sons Co Inc | 100
municipal solid waste | Back River Waste Water Treatment | 59026_G_CHP 1 | 59026 | G | CHP 1 |  | Non-Fossil Waste |  | PJM_SMAC | Maryland | 24 | Baltimore City | 510 | 24510 | 0.9 | 16767 | 2009 | 9999 |  |  | N | Non-Fossil Waste | [13 empty] | 0 | 0 | 0 | 0 | [11 empty] | Baltimore County MD | 100 | Baltimore County MD | 100
municipal solid waste | Back River Waste Water Treatment | 59026_G_CHP 2 | 59026 | G | CHP 2 |  | Non-Fossil Waste |  | PJM_SMAC | Maryland | 24 | Baltimore City | 510 | 24510 | 0.9 | 16769 | 2009 | 9999 |  |  | N | Non-Fossil Waste | [13 empty] | 0 | 0 | 0 | 0 | [11 empty] | Baltimore County MD | 100 | Baltimore County MD | 100
solar pv | Back River Waste Water Treatment | 59026_G_SOLAR | 59026 | G | SOLAR |  | Solar PV |  | PJM_SMAC | Maryland | 24 | Baltimore City | 510 | 24510 | 0.8 | 0 | 2012 | 9999 |  |  | N | Solar | [13 empty] | 0 | 0 | 0 | 0 | [11 empty] | Baltimore County MD | 100 | Baltimore County MD | 100
solar pv | Agawam Solar | 59028_G_0028 | 59028 | G | 0028 |  | Solar PV |  | NENGREST | Massachusetts | 25 | Hampden | 13 | 25013 | 1.5 | 0 | 2012 | 9999 |  |  | N | Solar | [13 empty] | 0 | 0 | 0 | 0 | [11 empty] | Agawam Solar LLC | 100 | Citizens Enterprises Corp | 100
solar pv | Rehoboth Solar | 59029_G_0040 | 59029 | G | 0040 |  | Solar PV |  | NENGREST | Massachusetts | 25 | Bristol | 5 | 25005 | 2 | 0 | 2013 | 9999 |  |  | N | Solar | [13 empty] | 0 | 0 | 0 | 0 | [11 empty] | Rehoboth Solar LLC | 100 | Citizens Enterprises Corp | 100
solar pv | Chicopee Solar | 59030_G_0036 | 59030 | G | 0036 |  | Solar PV |  | NENGREST | Massachusetts | 25 | Hampden | 13 | 25013 | 3 | 0 | 2013 | 9999 |  |  | N | Solar | [13 empty] | 0 | 0 | 0 | 0 | [11 empty] | Chicope Solar LLC | 100 | Citizens Enterprises Corp | 100
solar pv | Route 57 Solar | 59031_G_0027 | 59031 | G | 0027 |  | Solar PV |  | NENGREST | Massachusetts | 25 | Hampden | 13 | 25013 | 1.5 | 0 | 2013 | 9999 |  |  | N | Solar | [13 empty] | 0 | 0 | 0 | 0 | [11 empty] | Route 57 Solar LLC | 100 | Citizens Enterprises Corp | 100
solar pv | EBZ Solar | 59032_G_0031 | 59032 | G | 0031 |  | Solar PV |  | NENGREST | Massachusetts | 25 | Middlesex | 17 | 25017 | 2.5 | 0 | 2013 | 9999 |  |  | N | Solar | [13 empty] | 0 | 0 | 0 | 0 | [11 empty] | EBZ Solar LLC | 100 | Citizens Enterprises Corp | 100
solar pv | Whately Solar | 59033_G_0024 | 59033 | G | 0024 |  | Solar PV |  | NENGREST | Massachusetts | 25 | Franklin | 11 | 25011 | 1.5 | 0 | 2013 | 9999 |  |  | N | Solar | [13 empty] | 0 | 0 | 0 | 0 | [11 empty] | Whately Solar LLC | 100 | Citizens Enterprises Corp | 100
onshore wind | Shannon Wind | 59034_G_SHAN1 | 59034 | G | SHAN1 |  | Onshore Wind |  | ERC_WEST | Texas | 48 | Clay | 77 | 48077 | 204 | 0 | 2015 | 9999 |  |  | N | Wind | [13 empty] | 0 | 0 | 0 | 0 | [11 empty] | Shannon Wind LLC | 100 | Innergex Renewable Energy Inc | 100
solar pv | Battleground | 59038_G_GEN1 | 59038 | G | GEN1 |  | Solar PV |  | S_VACA | North Carolina | 37 | Cleveland | 45 | 37045 | 3 | 0 | 2013 | 9999 |  |  | N | Solar | [13 empty] | 0 | 0 | 0 | 0 | [11 empty] | Battleground Solar I LLC | 100 | Brian Christopher Adams | 100
solar pv | Beulaville | 59039_G_GEN 1 | 59039 | G | GEN 1 |  | Solar PV |  | S_VACA | North Carolina | 37 | Duplin | 61 | 37061 | 1.5 | 0 | 2013 | 9999 |  |  | N | Solar | [13 empty] | 0 | 0 | 0 | 0 | [11 empty] | Beulaville Solar LLC | 100 | FLS Energy Inc | 100
hydro | Ball Mountain Hydro | 59040_G_GEN 1 | 59040 | G | GEN 1 |  | Hydro |  | NENGREST | Vermont | 50 | Windham | 25 | 50025 | 0.2 | 0 | 2016 | 9999 |  |  | N | Hydro | [13 empty] | 0 | 0 | 0 | 0 | [11 empty] | Eagle Creek Renewable Energy LLC | 100 | Ontario Power Generation Inc | 100
hydro | Ball Mountain Hydro | 59040_G_GEN 2 | 59040 | G | GEN 2 |  | Hydro |  | NENGREST | Vermont | 50 | Windham | 25 | 50025 | 0.2 | 0 | 2016 | 9999 |  |  | N | Hydro | [13 empty] | 0 | 0 | 0 | 0 | [11 empty] | Eagle Creek Renewable Energy LLC | 100 | Ontario Power Generation Inc | 100
hydro | Ball Mountain Hydro | 59040_G_GEN 3 | 59040 | G | GEN 3 |  | Hydro |  | NENGREST | Vermont | 50 | Windham | 25 | 50025 | 0.2 | 0 | 2016 | 9999 |  |  | N | Hydro | [13 empty] | 0 | 0 | 0 | 0 | [11 empty] | Eagle Creek Renewable Energy LLC | 100 | Ontario Power Generation Inc | 100
hydro | Ball Mountain Hydro | 59040_G_GEN 5 | 59040 | G | GEN 5 |  | Hydro |  | NENGREST | Vermont | 50 | Windham | 25 | 50025 | 0.2 | 0 | 2016 | 9999 |  |  | N | Hydro | [13 empty] | 0 | 0 | 0 | 0 | [11 empty] | Eagle Creek Renewable Energy LLC | 100 | Ontario Power Generation Inc | 100
hydro | Ball Mountain Hydro | 59040_G_GEN 6 | 59040 | G | GEN 6 |  | Hydro |  | NENGREST | Vermont | 50 | Windham | 25 | 50025 | 0.2 | 0 | 2016 | 9999 |  |  | N | Hydro | [13 empty] | 0 | 0 | 0 | 0 | [11 empty] | Eagle Creek Renewable Energy LLC | 100 | Ontario Power Generation Inc | 100
hydro | Ball Mountain Hydro | 59040_G_GEN 7 | 59040 | G | GEN 7 |  | Hydro |  | NENGREST | Vermont | 50 | Windham | 25 | 50025 | 0.2 | 0 | 2016 | 9999 |  |  | N | Hydro | [13 empty] | 0 | 0 | 0 | 0 | [11 empty] | Eagle Creek Renewable Energy LLC | 100 | Ontario Power Generation Inc | 100
hydro | Ball Mountain Hydro | 59040_G_GEN 8 | 59040 | G | GEN 8 |  | Hydro |  | NENGREST | Vermont | 50 | Windham | 25 | 50025 | 0.2 | 0 | 2016 | 9999 |  |  | N | Hydro | [13 empty] | 0 | 0 | 0 | 0 | [11 empty] | Eagle Creek Renewable Energy LLC | 100 | Ontario Power Generation Inc | 100
hydro | Ball Mountain Hydro | 59040_G_GEN 9 | 59040 | G | GEN 9 |  | Hydro |  | NENGREST | Vermont | 50 | Windham | 25 | 50025 | 0.2 | 0 | 2016 | 9999 |  |  | N | Hydro | [13 empty] | 0 | 0 | 0 | 0 | [11 empty] | Eagle Creek Renewable Energy LLC | 100 | Ontario Power Generation Inc | 100
hydro | Ball Mountain Hydro | 59040_G_GEN10 | 59040 | G | GEN10 |  | Hydro |  | NENGREST | Vermont | 50 | Windham | 25 | 50025 | 0.2 | 0 | 2016 | 9999 |  |  | N | Hydro | [13 empty] | 0 | 0 | 0 | 0 | [11 empty] | Eagle Creek Renewable Energy LLC | 100 | Ontario Power Generation Inc | 100
hydro | Ball Mountain Hydro | 59040_G_GEN11 | 59040 | G | GEN11 |  | Hydro |  | NENGREST | Vermont | 50 | Windham | 25 | 50025 | 0.2 | 0 | 2016 | 9999 |  |  | N | Hydro | [13 empty] | 0 | 0 | 0 | 0 | [11 empty] | Eagle Creek Renewable Energy LLC | 100 | Ontario Power Generation Inc | 100
hydro | Ball Mountain Hydro | 59040_G_GEN12 | 59040 | G | GEN12 |  | Hydro |  | NENGREST | Vermont | 50 | Windham | 25 | 50025 | 0.2 | 0 | 2016 | 9999 |  |  | N | Hydro | [13 empty] | 0 | 0 | 0 | 0 | [11 empty] | Eagle Creek Renewable Energy LLC | 100 | Ontario Power Generation Inc | 100
hydro | Ball Mountain Hydro | 59040_G_GEN4 | 59040 | G | GEN4 |  | Hydro |  | NENGREST | Vermont | 50 | Windham | 25 | 50025 | 0.2 | 0 | 2016 | 9999 |  |  | N | Hydro | [13 empty] | 0 | 0 | 0 | 0 | [11 empty] | Eagle Creek Renewable Energy LLC | 100 | Ontario Power Generation Inc | 100
solar pv | Ellerbe | 59042_G_GEN 1 | 59042 | G | GEN 1 |  | Solar PV |  | S_VACA | North Carolina | 37 | Richmond | 153 | 37153 | 1.5 | 0 | 2013 | 9999 |  |  | N | Solar | [13 empty] | 0 | 0 | 0 | 0 | [11 empty] | FLS Solar 110 LLC | 100 | FLS Energy Inc | 100
solar pv | West Davisville Solar | 59043_G_PV1 | 59043 | G | PV1 |  | Solar PV |  | NENGREST | Rhode Island | 44 | Washington | 9 | 44009 | 2 | 0 | 2013 | 9999 |  |  | N | Solar | [13 empty] | 0 | 0 | 0 | 0 | [11 empty] | WR TGC Solar Generation VI LLC | 100 | True Green Capital Management LLC | 100
solar pv | Rio Rico Solar | 59044_G_RRSF | 59044 | G | RRSF |  | Solar PV |  | WECC_AZ | Arizona | 4 | Santa Cruz | 23 | 04023 | 6 | 0 | 2014 | 9999 |  |  | N | Solar | [13 empty] | 0 | 0 | 0 | 0 | [11 empty] | UNS Electric Inc | 100 | Uns Energy Corp | 100
natural gas peaker | Jameson Energy Center | 59045_G_JEC1 | 59045 | G | JEC1 |  | Combustion Turbine | IC Engine | SPP_N | Kansas | 20 | Finney | 55 | 20055 | 9 | 12179 | 2014 | 9999 |  |  | N | Natural Gas | [13 empty] | 1.061 | 1.061 | 1.061 | 1.061 | [11 empty] | Kansas Municipal Energy Agency | 100 | Kansas Municipal Energy Agency | 100
natural gas peaker | Jameson Energy Center | 59045_G_JEC2 | 59045 | G | JEC2 |  | Combustion Turbine | IC Engine | SPP_N | Kansas | 20 | Finney | 55 | 20055 | 9 | 12180 | 2014 | 9999 |  |  | N | Natural Gas | [13 empty] | 1.061 | 1.061 | 1.061 | 1.061 | [11 empty] | Kansas Municipal Energy Agency | 100 | Kansas Municipal Energy Agency | 100
natural gas peaker | Jameson Energy Center | 59045_G_JEC3 | 59045 | G | JEC3 |  | Combustion Turbine | IC Engine | SPP_N | Kansas | 20 | Finney | 55 | 20055 | 9 | 12180 | 2014 | 9999 |  |  | N | Natural Gas | [13 empty] | 1.061 | 1.061 | 1.061 | 1.061 | [11 empty] | Kansas Municipal Energy Agency | 100 | Kansas Municipal Energy Agency | 100
solar pv | 651 Chase Solar NG | 59046_G_PV1 | 59046 | G | PV1 |  | Solar PV |  | NENGREST | Massachusetts | 25 | Worcester | 27 | 25027 | 3.4 | 0 | 2014 | 9999 |  |  | N | Solar | [13 empty] | 0 | 0 | 0 | 0 | [11 empty] | 651 Chase Solar NG LLC | 100 | Nugen Capital Management LLC | 100
onshore wind | Gallegos Wind Farm, Phase 1 | 59047_G_GEN 1 | 59047 | G | GEN 1 |  | Onshore Wind |  | WECC_NM | New Mexico | 35 | Union | 59 | 35059 | 180 | 0 | 2025 | 9999 |  |  | N | Wind | [13 empty] | 0 | 0 | 0 | 0 | [11 empty] | Gallegos Wind Farm LLC | 100 | Gallegos Wind Farm LLC | 100
solar pv | Whitcomb Solar Farm | 59049_G_PS01 | 59049 | G | PS01 |  | Solar PV |  | NENGREST | Vermont | 50 | Chittenden | 7 | 50007 | 2.2 | 0 | 2014 | 9999 |  |  | N | Solar | [13 empty] | 0 | 0 | 0 | 0 | [11 empty] | ERWR Whitcomb Farm Solar LLC | 100 | LS Power Group | 100
solar pv | Wallace | 59050_G_GEN 1 | 59050 | G | GEN 1 |  | Solar PV |  | S_VACA | North Carolina | 37 | Duplin | 61 | 37061 | 1.6 | 0 | 2013 | 9999 |  |  | N | Solar | [13 empty] | 0 | 0 | 0 | 0 | [11 empty] | Wallace Solar LLC | 100 | Wallace Solar LLC | 100
solar pv | Kenansville | 59051_G_GEN 1 | 59051 | G | GEN 1 |  | Solar PV |  | S_VACA | North Carolina | 37 | Duplin | 61 | 37061 | 1.6 | 0 | 2013 | 9999 |  |  | N | Solar | [13 empty] | 0 | 0 | 0 | 0 | [11 empty] | Kenansville Solar 2 LLC | 100 | Kenansville Solar 2 LLC | 100
solar pv | Fairmont-FLS 100 | 59052_G_GEN 1 | 59052 | G | GEN 1 |  | Solar PV |  | S_VACA | North Carolina | 37 | Robeson | 155 | 37155 | 3 | 0 | 2013 | 9999 |  |  | N | Solar | [13 empty] | 0 | 0 | 0 | 0 | [11 empty] | FLS Solar 100 LLC | 100 | FLS Energy Inc | 100
onshore wind | Michelangelo Wind 3 LLC | 59053_G_WT1 | 59053 | G | WT1 |  | Onshore Wind |  | MIS_MIDA | Iowa | 19 | Story | 169 | 19169 | 3 | 0 | 2017 | 9999 |  |  | N | Wind | [13 empty] | 0 | 0 | 0 | 0 | [11 empty] | Michelangelo Wind 3 LLC | 100 | Optimum Renewables LLC | 100
natural gas peaker | Rariton OMP | 59055_G_CHP1 | 59055 | G | CHP1 |  | Combustion Turbine | IC Engine | PJM_EMAC | New Jersey | 34 | Somerset | 35 | 34035 | 3 | 10745 | 2009 | 9999 |  |  | N | Natural Gas | [13 empty] | 0.23772 | 0.23772 | 0.23772 | 0.23772 | [11 empty] | Global Pharma Co | 100 | Global Pharma Co | 100
solar pv | Rariton OMP | 59055_G_PV1 | 59055 | G | PV1 |  | Solar PV |  | PJM_EMAC | New Jersey | 34 | Somerset | 35 | 34035 | 2.4 | 0 | 2012 | 9999 |  |  | N | Solar | [13 empty] | 0 | 0 | 0 | 0 | [11 empty] | Global Pharma Co | 100 | Global Pharma Co | 100
natural gas peaker | Spring House | 59056_G_GEN 1 | 59056 | G | GEN 1 |  | Combustion Turbine | IC Engine | PJM_EMAC | Pennsylvania | 42 | Montgomery | 91 | 42091 | 3.8 | 10745 | 2013 | 9999 |  |  | N | Natural Gas | [13 empty] | 1.2219 | 1.2219 | 1.2219 | 1.2219 | [11 empty] | Janssen Pharmaceuticals Inc | 100 | Johnson & Johnson | 100
solar pv | Skillman | 59057_G_GEN 1 | 59057 | G | GEN 1 |  | Solar PV |  | PJM_EMAC | New Jersey | 34 | Somerset | 35 | 34035 | 2.7 | 0 | 2011 | 9999 |  |  | N | Solar | [13 empty] | 0 | 0 | 0 | 0 | [11 empty] | Janssen Pharmaceuticals Inc | 100 | Johnson & Johnson | 100
solar pv | Vacaville | 59058_G_GEN 1 | 59058 | G | GEN 1 |  | Solar PV |  | WEC_CALN | California | 6 | Solano | 95 | 06095 | 1 | 0 | 2007 | 9999 |  |  | N | Solar | [13 empty] | 0 | 0 | 0 | 0 | [11 empty] | Janssen Pharmaceuticals Inc | 100 | Johnson & Johnson | 100
solar pv | Raritan ITS | 59059_G_GEN 1 | 59059 | G | GEN 1 |  | Solar PV |  | PJM_EMAC | New Jersey | 34 | Somerset | 35 | 34035 | 2 | 0 | 2010 | 9999 |  |  | N | Solar | [13 empty] | 0 | 0 | 0 | 0 | [11 empty] | Global Pharma Co | 100 | Global Pharma Co | 100
solar pv | Waste Water Treatment Plant | 59060_G_WWPV | 59060 | G | WWPV |  | Solar PV |  | NENGREST | Massachusetts | 25 | Berkshire | 3 | 25003 | 1.5 | 0 | 2012 | 9999 |  |  | N | Solar | [13 empty] | 0 | 0 | 0 | 0 | [11 empty] | Massachusetts Division of Energy Resources | 100 | Massachusetts Division of Energy Resources | 100
onshore wind | Radfords Run Wind Farm | 59061_G_WT1 | 59061 | G | WT1 |  | Onshore Wind |  | MIS_IL | Illinois | 17 | Dewitt | 39 | 17039 | 278 | 0 | 2017 | 9999 |  |  | N | Wind | [13 empty] | 0 | 0 | 0 | 0 | [11 empty] | Radfords Run Wind Farm LLC | 100 | RWE Group | 100
onshore wind | Stella Wind Farm | 59063_G_WT1 | 59063 | G | WT1 |  | Onshore Wind |  | ERC_REST | Texas | 48 | Kenedy | 261 | 48261 | 201 | 0 | 2018 | 9999 |  |  | N | Wind | [13 empty] | 0 | 0 | 0 | 0 | [11 empty] | Stella Wind LLC | 100 | Algonquin Power & Utilities Corp | 100
onshore wind | Drift Sand Wind Project LLC | 59065_G_WT1 | 59065 | G | WT1 |  | Onshore Wind |  | SPP_WEST | Oklahoma | 40 | Grady | 51 | 40051 | 108 | 0 | 2016 | 9999 |  |  | N | Wind | [13 empty] | 0 | 0 | 0 | 0 | [11 empty] | Drift Sand Wind Project LLC | 100 | Enel SpA | 100
onshore wind | Bruennings Breeze Wind Farm | 59066_G_MVII | 59066 | G | MVII |  | Onshore Wind |  | ERC_REST | Texas | 48 | Willacy | 489 | 48489 | 228 | 0 | 2017 | 9999 |  |  | N | Wind | [13 empty] | 0 | 0 | 0 | 0 | [11 empty] | Magic Valley Wind Farm II LLC | 100 | E.ON Group | 100
onshore wind | Colbec's Corner, LLC | 59068_G_GVII | 59068 | G | GVII |  | Onshore Wind |  | ERC_PHDL | Texas | 48 | Carson | 65 | 48065 | 200 | 0 | 2016 | 9999 |  |  | N | Wind | [13 empty] | 0 | 0 | 0 | 0 | [11 empty] | Colbecks Corner LLC | 100 | E.ON Group | 100
onshore wind | Jericho Power | 59070_G_WT 1 | 59070 | G | WT 1 |  | Onshore Wind |  | NENGREST | New Hampshire | 33 | Coos | 7 | 33007 | 12.1 | 0 | 2016 | 9999 |  |  | N | Wind | [13 empty] | 0 | 0 | 0 | 0 | [11 empty] | Jericho Mountain Wind Co | 100 | Jericho Mountain Wind Co | 100
onshore wind | Carroll Area Wind Farm | 59071_G_WT 1 | 59071 | G | WT 1 |  | Onshore Wind |  | MIS_MIDA | Iowa | 19 | Carroll | 27 | 19027 | 20.7 | 0 | 2015 | 9999 |  |  | N | Wind | [13 empty] | 0 | 0 | 0 | 0 | [11 empty] | Carroll Area Wind Farm LLC | 100 | V & S Windpower LLC | 100
natural gas peaker | SC 1 Data Center, Phase 2 | 59074_G_EG1A | 59074 | G | EG1A |  | Combustion Turbine | IC Engine | WEC_CALN | California | 6 | Santa Clara | 85 | 06085 | 2.2 | 13469 | 2011 | 9999 |  |  | N | Distillate Fuel Oil | [13 empty] | 0.05841 | 0.05841 | 0.05841 | 0.05841 | [11 empty] | Xeres Ventures LLC | 100 | Xeres Ventures LLC | 100
natural gas peaker | SC 1 Data Center, Phase 2 | 59074_G_EG1B | 59074 | G | EG1B |  | Combustion Turbine | IC Engine | WEC_CALN | California | 6 | Santa Clara | 85 | 06085 | 2.2 | 13469 | 2011 | 9999 |  |  | N | Distillate Fuel Oil | [13 empty] | 0.05841 | 0.05841 | 0.05841 | 0.05841 | [11 empty] | Xeres Ventures LLC | 100 | Xeres Ventures LLC | 100
natural gas peaker | SC 1 Data Center, Phase 2 | 59074_G_EG2A | 59074 | G | EG2A |  | Combustion Turbine | IC Engine | WEC_CALN | California | 6 | Santa Clara | 85 | 06085 | 2.2 | 13469 | 2011 | 9999 |  |  | N | Distillate Fuel Oil | [13 empty] | 0.05841 | 0.05841 | 0.05841 | 0.05841 | [11 empty] | Xeres Ventures LLC | 100 | Xeres Ventures LLC | 100
natural gas peaker | SC 1 Data Center, Phase 2 | 59074_G_EG2B | 59074 | G | EG2B |  | Combustion Turbine | IC Engine | WEC_CALN | California | 6 | Santa Clara | 85 | 06085 | 2.2 | 13469 | 2011 | 9999 |  |  | N | Distillate Fuel Oil | [13 empty] | 0.05841 | 0.05841 | 0.05841 | 0.05841 | [11 empty] | Xeres Ventures LLC | 100 | Xeres Ventures LLC | 100
natural gas peaker | SC 1 Data Center, Phase 2 | 59074_G_EG3A | 59074 | G | EG3A |  | Combustion Turbine | IC Engine | WEC_CALN | California | 6 | Santa Clara | 85 | 06085 | 2.2 | 13469 | 2011 | 9999 |  |  | N | Distillate Fuel Oil | [13 empty] | 0.05841 | 0.05841 | 0.05841 | 0.05841 | [11 empty] | Xeres Ventures LLC | 100 | Xeres Ventures LLC | 100
natural gas peaker | SC 1 Data Center, Phase 2 | 59074_G_EG3B | 59074 | G | EG3B |  | Combustion Turbine | IC Engine | WEC_CALN | California | 6 | Santa Clara | 85 | 06085 | 2.2 | 13469 | 2011 | 9999 |  |  | N | Distillate Fuel Oil | [13 empty] | 0.05841 | 0.05841 | 0.05841 | 0.05841 | [11 empty] | Xeres Ventures LLC | 100 | Xeres Ventures LLC | 100
natural gas peaker | SC 1 Data Center, Phase 2 | 59074_G_EG4A | 59074 | G | EG4A |  | Combustion Turbine | IC Engine | WEC_CALN | California | 6 | Santa Clara | 85 | 06085 | 2.2 | 13469 | 2011 | 9999 |  |  | N | Distillate Fuel Oil | [13 empty] | 0.05841 | 0.05841 | 0.05841 | 0.05841 | [11 empty] | Xeres Ventures LLC | 100 | Xeres Ventures LLC | 100
natural gas peaker | SC 1 Data Center, Phase 2 | 59074_G_EG4B | 59074 | G | EG4B |  | Combustion Turbine | IC Engine | WEC_CALN | California | 6 | Santa Clara | 85 | 06085 | 2.2 | 13469 | 2011 | 9999 |  |  | N | Distillate Fuel Oil | [13 empty] | 0.05841 | 0.05841 | 0.05841 | 0.05841 | [11 empty] | Xeres Ventures LLC | 100 | Xeres Ventures LLC | 100
natural gas peaker | SC 1 Data Center, Phase 2 | 59074_G_EG5A | 59074 | G | EG5A |  | Combustion Turbine | IC Engine | WEC_CALN | California | 6 | Santa Clara | 85 | 06085 | 2.2 | 13469 | 2011 | 9999 |  |  | N | Distillate Fuel Oil | [13 empty] | 0.05841 | 0.05841 | 0.05841 | 0.05841 | [11 empty] | Xeres Ventures LLC | 100 | Xeres Ventures LLC | 100
natural gas peaker | SC 1 Data Center, Phase 2 | 59074_G_EG5B | 59074 | G | EG5B |  | Combustion Turbine | IC Engine | WEC_CALN | California | 6 | Santa Clara | 85 | 06085 | 2.2 | 13469 | 2011 | 9999 |  |  | N | Distillate Fuel Oil | [13 empty] | 0.05841 | 0.05841 | 0.05841 | 0.05841 | [11 empty] | Xeres Ventures LLC | 100 | Xeres Ventures LLC | 100
natural gas peaker | SC 1 Data Center, Phase 2 | 59074_G_EG6A | 59074 | G | EG6A |  | Combustion Turbine | IC Engine | WEC_CALN | California | 6 | Santa Clara | 85 | 06085 | 2.2 | 13469 | 2011 | 9999 |  |  | N | Distillate Fuel Oil | [13 empty] | 0.05841 | 0.05841 | 0.05841 | 0.05841 | [11 empty] | Xeres Ventures LLC | 100 | Xeres Ventures LLC | 100
natural gas peaker | SC 1 Data Center, Phase 2 | 59074_G_EG6B | 59074 | G | EG6B |  | Combustion Turbine | IC Engine | WEC_CALN | California | 6 | Santa Clara | 85 | 06085 | 2.2 | 13469 | 2011 | 9999 |  |  | N | Distillate Fuel Oil | [13 empty] | 0.05841 | 0.05841 | 0.05841 | 0.05841 | [11 empty] | Xeres Ventures LLC | 100 | Xeres Ventures LLC | 100
natural gas peaker | SC 1 Data Center, Phase 2 | 59074_G_EG7A | 59074 | G | EG7A |  | Combustion Turbine | IC Engine | WEC_CALN | California | 6 | Santa Clara | 85 | 06085 | 2.2 | 13469 | 2011 | 9999 |  |  | N | Distillate Fuel Oil | [13 empty] | 0.05841 | 0.05841 | 0.05841 | 0.05841 | [11 empty] | Xeres Ventures LLC | 100 | Xeres Ventures LLC | 100
natural gas peaker | SC 1 Data Center, Phase 2 | 59074_G_EG7B | 59074 | G | EG7B |  | Combustion Turbine | IC Engine | WEC_CALN | California | 6 | Santa Clara | 85 | 06085 | 2.2 | 13469 | 2011 | 9999 |  |  | N | Distillate Fuel Oil | [13 empty] | 0.05841 | 0.05841 | 0.05841 | 0.05841 | [11 empty] | Xeres Ventures LLC | 100 | Xeres Ventures LLC | 100
natural gas peaker | SC 1 Data Center, Phase 2 | 59074_G_EG8B | 59074 | G | EG8B |  | Combustion Turbine | IC Engine | WEC_CALN | California | 6 | Santa Clara | 85 | 06085 | 2.2 | 13469 | 2011 | 9999 |  |  | N | Distillate Fuel Oil | [13 empty] | 0.05841 | 0.05841 | 0.05841 | 0.05841 | [11 empty] | Xeres Ventures LLC | 100 | Xeres Ventures LLC | 100
natural gas peaker | SC 1 Data Center, Phase 2 | 59074_G_EG10B | 59074 | G | EG10B |  | Combustion Turbine | IC Engine | WEC_CALN | California | 6 | Santa Clara | 85 | 06085 | 2.3 | 13469 | 2014 | 9999 |  |  | N | Distillate Fuel Oil | [13 empty] | 0.05841 | 0.05841 | 0.05841 | 0.05841 | [11 empty] | Xeres Ventures LLC | 100 | Xeres Ventures LLC | 100
natural gas peaker | SC 1 Data Center, Phase 2 | 59074_G_EG11A | 59074 | G | EG11A |  | Combustion Turbine | IC Engine | WEC_CALN | California | 6 | Santa Clara | 85 | 06085 | 2.3 | 13469 | 2014 | 9999 |  |  | N | Distillate Fuel Oil | [13 empty] | 0.05841 | 0.05841 | 0.05841 | 0.05841 | [11 empty] | Xeres Ventures LLC | 100 | Xeres Ventures LLC | 100
natural gas peaker | SC 1 Data Center, Phase 2 | 59074_G_EG11B | 59074 | G | EG11B |  | Combustion Turbine | IC Engine | WEC_CALN | California | 6 | Santa Clara | 85 | 06085 | 2.3 | 13469 | 2014 | 9999 |  |  | N | Distillate Fuel Oil | [13 empty] | 0.05841 | 0.05841 | 0.05841 | 0.05841 | [11 empty] | Xeres Ventures LLC | 100 | Xeres Ventures LLC | 100
natural gas peaker | SC 1 Data Center, Phase 2 | 59074_G_EG12A | 59074 | G | EG12A |  | Combustion Turbine | IC Engine | WEC_CALN | California | 6 | Santa Clara | 85 | 06085 | 2.3 | 13469 | 2014 | 9999 |  |  | N | Distillate Fuel Oil | [13 empty] | 0.05841 | 0.05841 | 0.05841 | 0.05841 | [11 empty] | Xeres Ventures LLC | 100 | Xeres Ventures LLC | 100
natural gas peaker | SC 1 Data Center, Phase 2 | 59074_G_EG12B | 59074 | G | EG12B |  | Combustion Turbine | IC Engine | WEC_CALN | California | 6 | Santa Clara | 85 | 06085 | 2.3 | 13469 | 2014 | 9999 |  |  | N | Distillate Fuel Oil | [13 empty] | 0.05841 | 0.05841 | 0.05841 | 0.05841 | [11 empty] | Xeres Ventures LLC | 100 | Xeres Ventures LLC | 100
natural gas peaker | SC 1 Data Center, Phase 2 | 59074_G_EG13A | 59074 | G | EG13A |  | Combustion Turbine | IC Engine | WEC_CALN | California | 6 | Santa Clara | 85 | 06085 | 2.3 | 13469 | 2014 | 9999 |  |  | N | Distillate Fuel Oil | [13 empty] | 0.05841 | 0.05841 | 0.05841 | 0.05841 | [11 empty] | Xeres Ventures LLC | 100 | Xeres Ventures LLC | 100
natural gas peaker | SC 1 Data Center, Phase 2 | 59074_G_EG14A | 59074 | G | EG14A |  | Combustion Turbine | IC Engine | WEC_CALN | California | 6 | Santa Clara | 85 | 06085 | 2.3 | 13469 | 2014 | 9999 |  |  | N | Distillate Fuel Oil | [13 empty] | 0.05841 | 0.05841 | 0.05841 | 0.05841 | [11 empty] | Xeres Ventures LLC | 100 | Xeres Ventures LLC | 100
natural gas peaker | SC 1 Data Center, Phase 2 | 59074_G_EG9B | 59074 | G | EG9B |  | Combustion Turbine | IC Engine | WEC_CALN | California | 6 | Santa Clara | 85 | 06085 | 2.3 | 13469 | 2014 | 9999 |  |  | N | Distillate Fuel Oil | [13 empty] | 0.05841 | 0.05841 | 0.05841 | 0.05841 | [11 empty] | Xeres Ventures LLC | 100 | Xeres Ventures LLC | 100
natural gas peaker | SC 1 Data Center, Phase 2 | 59074_G_EG15A | 59074 | G | EG15A |  | Combustion Turbine | IC Engine | WEC_CALN | California | 6 | Santa Clara | 85 | 06085 | 2.3 | 13469 | 2015 | 9999 |  |  | N | Distillate Fuel Oil | [13 empty] | 0.05841 | 0.05841 | 0.05841 | 0.05841 | [11 empty] | Xeres Ventures LLC | 100 | Xeres Ventures LLC | 100
natural gas peaker | SC 1 Data Center, Phase 2 | 59074_G_EG15B | 59074 | G | EG15B |  | Combustion Turbine | IC Engine | WEC_CALN | California | 6 | Santa Clara | 85 | 06085 | 2.3 | 13469 | 2015 | 9999 |  |  | N | Distillate Fuel Oil | [13 empty] | 0.05841 | 0.05841 | 0.05841 | 0.05841 | [11 empty] | Xeres Ventures LLC | 100 | Xeres Ventures LLC | 100
natural gas peaker | SC 1 Data Center, Phase 2 | 59074_G_EG16A | 59074 | G | EG16A |  | Combustion Turbine | IC Engine | WEC_CALN | California | 6 | Santa Clara | 85 | 06085 | 2.3 | 13469 | 2015 | 9999 |  |  | N | Distillate Fuel Oil | [13 empty] | 0.05841 | 0.05841 | 0.05841 | 0.05841 | [11 empty] | Xeres Ventures LLC | 100 | Xeres Ventures LLC | 100
natural gas peaker | SC 1 Data Center, Phase 2 | 59074_G_EG16B | 59074 | G | EG16B |  | Combustion Turbine | IC Engine | WEC_CALN | California | 6 | Santa Clara | 85 | 06085 | 2.3 | 13469 | 2015 | 9999 |  |  | N | Distillate Fuel Oil | [13 empty] | 0.05841 | 0.05841 | 0.05841 | 0.05841 | [11 empty] | Xeres Ventures LLC | 100 | Xeres Ventures LLC | 100
natural gas peaker | SC 1 Data Center, Phase 2 | 59074_G_EG9A | 59074 | G | EG9A |  | Combustion Turbine | IC Engine | WEC_CALN | California | 6 | Santa Clara | 85 | 06085 | 2.3 | 13469 | 2015 | 9999 |  |  | N | Distillate Fuel Oil | [13 empty] | 0.05841 | 0.05841 | 0.05841 | 0.05841 | [11 empty] | Xeres Ventures LLC | 100 | Xeres Ventures LLC | 100
natural gas peaker | SC 1 Data Center, Phase 2 | 59074_G_17A | 59074 | G | 17A |  | Combustion Turbine | IC Engine | WEC_CALN | California | 6 | Santa Clara | 85 | 06085 | 2.3 | 13469 | 2017 | 9999 |  |  | N | Distillate Fuel Oil | [13 empty] | 1.6498 | 1.6498 | 1.6498 | 1.6498 | [11 empty] | Xeres Ventures LLC | 100 | Xeres Ventures LLC | 100
natural gas peaker | SC 1 Data Center, Phase 2 | 59074_G_17B | 59074 | G | 17B |  | Combustion Turbine | IC Engine | WEC_CALN | California | 6 | Santa Clara | 85 | 06085 | 2.3 | 13469 | 2017 | 9999 |  |  | N | Distillate Fuel Oil | [13 empty] | 1.6498 | 1.6498 | 1.6498 | 1.6498 | [11 empty] | Xeres Ventures LLC | 100 | Xeres Ventures LLC | 100
natural gas peaker | SC 1 Data Center, Phase 2 | 59074_G_18A | 59074 | G | 18A |  | Combustion Turbine | IC Engine | WEC_CALN | California | 6 | Santa Clara | 85 | 06085 | 2.3 | 13469 | 2017 | 9999 |  |  | N | Distillate Fuel Oil | [13 empty] | 1.6498 | 1.6498 | 1.6498 | 1.6498 | [11 empty] | Xeres Ventures LLC | 100 | Xeres Ventures LLC | 100
natural gas peaker | SC 1 Data Center, Phase 2 | 59074_G_18B | 59074 | G | 18B |  | Combustion Turbine | IC Engine | WEC_CALN | California | 6 | Santa Clara | 85 | 06085 | 2.3 | 13469 | 2017 | 9999 |  |  | N | Distillate Fuel Oil | [13 empty] | 1.6498 | 1.6498 | 1.6498 | 1.6498 | [11 empty] | Xeres Ventures LLC | 100 | Xeres Ventures LLC | 100
natural gas peaker | SC 1 Data Center, Phase 2 | 59074_G_19A | 59074 | G | 19A |  | Combustion Turbine | IC Engine | WEC_CALN | California | 6 | Santa Clara | 85 | 06085 | 2.3 | 13469 | 2017 | 9999 |  |  | N | Distillate Fuel Oil | [13 empty] | 1.6498 | 1.6498 | 1.6498 | 1.6498 | [11 empty] | Xeres Ventures LLC | 100 | Xeres Ventures LLC | 100
natural gas peaker | SC 1 Data Center, Phase 2 | 59074_G_19B | 59074 | G | 19B |  | Combustion Turbine | IC Engine | WEC_CALN | California | 6 | Santa Clara | 85 | 06085 | 2.3 | 13469 | 2017 | 9999 |  |  | N | Distillate Fuel Oil | [13 empty] | 1.6498 | 1.6498 | 1.6498 | 1.6498 | [11 empty] | Xeres Ventures LLC | 100 | Xeres Ventures LLC | 100
natural gas peaker | SC 1 Data Center, Phase 2 | 59074_G_20A | 59074 | G | 20A |  | Combustion Turbine | IC Engine | WEC_CALN | California | 6 | Santa Clara | 85 | 06085 | 2.3 | 13469 | 2017 | 9999 |  |  | N | Distillate Fuel Oil | [13 empty] | 1.6498 | 1.6498 | 1.6498 | 1.6498 | [11 empty] | Xeres Ventures LLC | 100 | Xeres Ventures LLC | 100
natural gas peaker | SC 1 Data Center, Phase 2 | 59074_G_20B | 59074 | G | 20B |  | Combustion Turbine | IC Engine | WEC_CALN | California | 6 | Santa Clara | 85 | 06085 | 2.3 | 13469 | 2017 | 9999 |  |  | N | Distillate Fuel Oil | [13 empty] | 1.6498 | 1.6498 | 1.6498 | 1.6498 | [11 empty] | Xeres Ventures LLC | 100 | Xeres Ventures LLC | 100
natural gas peaker | SC 1 Data Center, Phase 2 | 59074_G_21A | 59074 | G | 21A |  | Combustion Turbine | IC Engine | WEC_CALN | California | 6 | Santa Clara | 85 | 06085 | 2.3 | 13469 | 2017 | 9999 |  |  | N | Distillate Fuel Oil | [13 empty] | 1.6498 | 1.6498 | 1.6498 | 1.6498 | [11 empty] | Xeres Ventures LLC | 100 | Xeres Ventures LLC | 100
natural gas peaker | SC 1 Data Center, Phase 2 | 59074_G_21B | 59074 | G | 21B |  | Combustion Turbine | IC Engine | WEC_CALN | California | 6 | Santa Clara | 85 | 06085 | 2.3 | 13469 | 2017 | 9999 |  |  | N | Distillate Fuel Oil | [13 empty] | 1.6498 | 1.6498 | 1.6498 | 1.6498 | [11 empty] | Xeres Ventures LLC | 100 | Xeres Ventures LLC | 100
natural gas peaker | SC 1 Data Center, Phase 2 | 59074_G_22A | 59074 | G | 22A |  | Combustion Turbine | IC Engine | WEC_CALN | California | 6 | Santa Clara | 85 | 06085 | 2.3 | 13469 | 2017 | 9999 |  |  | N | Distillate Fuel Oil | [13 empty] | 1.6498 | 1.6498 | 1.6498 | 1.6498 | [11 empty] | Xeres Ventures LLC | 100 | Xeres Ventures LLC | 100
natural gas peaker | SC 1 Data Center, Phase 2 | 59074_G_22B | 59074 | G | 22B |  | Combustion Turbine | IC Engine | WEC_CALN | California | 6 | Santa Clara | 85 | 06085 | 2.3 | 13469 | 2017 | 9999 |  |  | N | Distillate Fuel Oil | [13 empty] | 1.6498 | 1.6498 | 1.6498 | 1.6498 | [11 empty] | Xeres Ventures LLC | 100 | Xeres Ventures LLC | 100
solar pv | Brewster Landfill | 59075_G_BRE1 | 59075 | G | BRE1 |  | Solar PV |  | NENGREST | Massachusetts | 25 | Barnstable | 1 | 25001 | 1 | 0 | 2014 | 9999 |  |  | N | Solar | [13 empty] | 0 | 0 | 0 | 0 | [11 empty] | CF CVEC Owner One LLC | 100 | Clean Focus Corp | 100
onshore wind | Chopin Wind LLC | 59076_G_WT1 | 59076 | G | WT1 |  | Onshore Wind |  | WECC_PNW | Oregon | 41 | Umatilla | 59 | 41059 | 10 | 0 | 2016 | 9999 |  |  | N | Wind | [13 empty] | 0 | 0 | 0 | 0 | [11 empty] | Chopin Wind LLC | 100 | BayWa AG | 100
solar pv | Chatham Landfill | 59077_G_CHA | 59077 | G | CHA |  | Solar PV |  | NENGREST | Massachusetts | 25 | Barnstable | 1 | 25001 | 1.5 | 0 | 2014 | 9999 |  |  | N | Solar | [13 empty] | 0 | 0 | 0 | 0 | [11 empty] | CF CVEC Owner One LLC | 100 | Clean Focus Corp | 100
solar pv | Harwich Landfill | 59078_G_HAR1 | 59078 | G | HAR1 |  | Solar PV |  | NENGREST | Massachusetts | 25 | Barnstable | 1 | 25001 | 4 | 0 | 2014 | 9999 |  |  | N | Solar | [13 empty] | 0 | 0 | 0 | 0 | [11 empty] | CF CVEC Owner One LLC | 100 | Clean Focus Corp | 100
solar pv | Katama Farm | 59079_G_KAT1 | 59079 | G | KAT1 |  | Solar PV |  | NENGREST | Massachusetts | 25 | Dukes | 7 | 25007 | 1 | 0 | 2014 | 9999 |  |  | N | Solar | [13 empty] | 0 | 0 | 0 | 0 | [11 empty] | CF CVEC Owner One LLC | 100 | Clean Focus Corp | 100
solar pv | Nunnepog | 59080_G_NUN1 | 59080 | G | NUN1 |  | Solar PV |  | NENGREST | Massachusetts | 25 | Dukes | 7 | 25007 | 1 | 0 | 2014 | 9999 |  |  | N | Solar | [13 empty] | 0 | 0 | 0 | 0 | [11 empty] | CF CVEC Owner One LLC | 100 | Clean Focus Corp | 100
solar pv | Barnstable Landfill | 59081_G_HAR1 | 59081 | G | HAR1 |  | Solar PV |  | NENGREST | Massachusetts | 25 | Barnstable | 1 | 25001 | 4 | 0 | 2014 | 9999 |  |  | N | Solar | [13 empty] | 0 | 0 | 0 | 0 | [11 empty] | CF CVEC Owner One LLC | 100 | Clean Focus Corp | 100
solar pv | Dennis Landfill | 59082_G_DEN1 | 59082 | G | DEN1 |  | Solar PV |  | NENGREST | Massachusetts | 25 | Barnstable | 1 | 25001 | 5 | 0 | 2014 | 9999 |  |  | N | Solar | [13 empty] | 0 | 0 | 0 | 0 | [11 empty] | CF CVEC Owner One LLC | 100 | Clean Focus Corp | 100
onshore wind | Limon III Wind LLC | 59083_G_WT1 | 59083 | G | WT1 |  | Onshore Wind |  | WECC_CO | Colorado | 8 | Lincoln | 73 | 08073 | 200.6 | 0 | 2014 | 9999 |  |  | N | Wind | [13 empty] | 0 | 0 | 0 | 0 | [11 empty] | Limon Wind III LLC | 100 | NextEra Energy Inc | 100
onshore wind | Marshall Wind Farm | 59084_G_RPMA | 59084 | G | RPMA |  | Onshore Wind |  | SPP_N | Kansas | 20 | Marshall | 117 | 20117 | 72 | 0 | 2016 | 9999 |  |  | N | Wind | [13 empty] | 0 | 0 | 0 | 0 | [11 empty] | Marshall Wind Energy LLC | 100 | Berkshire Hathaway Inc | 100
solar pv | Lepomis PV Energy LLC | 59085_G_INV-1 | 59085 | G | INV-1 |  | Solar PV |  | NENGREST | Massachusetts | 25 | Plymouth | 23 | 25023 | 4.5 | 0 | 2014 | 9999 |  |  | N | Solar | [13 empty] | 0 | 0 | 0 | 0 | [11 empty] | Lepomis PV Energy LLC | 100 | EDF Group | 100
solar pv | Cottonwood Solar, LLC (Goose Lake) | 59086_G_GEN1 | 59086 | G | GEN1 |  | Solar PV |  | WECC_SCE | California | 6 | Kern | 29 | 06029 | 12 | 0 | 2015 | 9999 |  |  | N | Solar | [13 empty] | 0 | 0 | 0 | 0 | [11 empty] | Goose Lake Solar LLC | 100 | Obsidian Finance Group LLC | 100
solar pv | Cottonwood Solar, LLC (City of Corcoran) | 59087_G_GEN 1 | 59087 | G | GEN 1 |  | Solar PV |  | WEC_CALN | California | 6 | Kings | 31 | 06031 | 12 | 0 | 2015 | 9999 |  |  | N | Solar | [13 empty] | 0 | 0 | 0 | 0 | [11 empty] | Cottonwood Solar LLC (CA) | 100 | Dominion Energy Inc | 100
solar pv | Calipatria Solar Farm | 59088_G_GEN 1 | 59088 | G | GEN 1 |  | Solar PV |  | WECC_IID | California | 6 | Imperial | 25 | 06025 | 20 | 0 | 2016 | 9999 |  |  | N | Solar | [13 empty] | 0 | 0 | 0 | 0 | [11 empty] | Southern Power Co | 100 | Southern Co | 100
solar pv | Rockland Solar CSG | 59090_G_GEN1 | 59090 | G | GEN1 |  | Solar PV |  | NENGREST | Massachusetts | 25 | Plymouth | 23 | 25023 | 2 | 0 | 2013 | 9999 |  |  | N | Solar | [13 empty] | 0 | 0 | 0 | 0 | [11 empty] | Marina Energy LLC | 100 | Goldman Sachs Group Inc (The) | 100
natural gas combined cycle | Holland Energy Park | 59093_G_10 | 59093 | G | 10 | 91083 | Combined Cycle |  | MIS_LMI | Michigan | 26 | Ottawa | 139 | 26139 | 43.1 | 7285 | 2017 | 9999 |  |  | N | Natural Gas |  |  |  | DLNB | SCR | [8 empty] | 0.0099594 | 0.0099594 | 0.0099594 | 0.0099594 | [11 empty] | Holland Board of Public Works | 100 | Holland Board of Public Works | 100
natural gas combined cycle | Holland Energy Park | 59093_G_11 | 59093 | G | 11 | 91084 | Combined Cycle |  | MIS_LMI | Michigan | 26 | Ottawa | 139 | 26139 | 43.1 | 7285 | 2017 | 9999 |  |  | N | Natural Gas |  |  |  | DLNB | SCR | [8 empty] | 0.0099594 | 0.0099594 | 0.0099594 | 0.0099594 | [11 empty] | Holland Board of Public Works | 100 | Holland Board of Public Works | 100
natural gas combined cycle | Holland Energy Park | 59093_G_12 | 59093 | G | 12 |  | Combined Cycle |  | MIS_LMI | Michigan | 26 | Ottawa | 139 | 26139 | 40.9 | 7285 | 2017 | 9999 |  |  | N | Natural Gas |  |  |  |  | SCR | [8 empty] | 0.0099594 | 0.0099594 | 0.0099594 | 0.0099594 | [11 empty] | Holland Board of Public Works | 100 | Holland Board of Public Works | 100
solar pv | Division 1 | 59094_G_GEN 1 | 59094 | G | GEN 1 |  | Solar PV |  | WEC_LADW | California | 6 | Los Angeles | 37 | 06037 | 1.5 | 0 | 2014 | 9999 |  |  | N | Solar | [13 empty] | 0 | 0 | 0 | 0 | [11 empty] | Mound Solar Owner VIII LLC | 100 | SolarCity Corp | 100
solar pv | Division 2 | 59095_G_GEN 1 | 59095 | G | GEN 1 |  | Solar PV |  | WEC_LADW | California | 6 | Los Angeles | 37 | 06037 | 1 | 0 | 2014 | 9999 |  |  | N | Solar | [13 empty] | 0 | 0 | 0 | 0 | [11 empty] | Mound Solar Owner VIII LLC | 100 | SolarCity Corp | 100
solar pv | Division 3 | 59096_G_GEN1 | 59096 | G | GEN1 |  | Solar PV |  | WEC_LADW | California | 6 | Los Angeles | 37 | 06037 | 1 | 0 | 2014 | 9999 |  |  | N | Solar | [13 empty] | 0 | 0 | 0 | 0 | [11 empty] | Mound Solar Owner VIII LLC | 100 | SolarCity Corp | 100
solar pv | Berry Plastics Solar | 59097_G_PV1 | 59097 | G | PV1 |  | Solar PV |  | PJM_EMAC | New Jersey | 34 | Warren | 41 | 34041 | 9.8 | 0 | 2013 | 9999 |  |  | N | Solar | [13 empty] | 0 | 0 | 0 | 0 | [11 empty] | Berry Plastics Solar | 100 | East Coast Clean Energy | 100
solar pv | Kettering Solar 1 | 59098_G_PV1 | 59098 | G | PV1 |  | Solar PV |  | WEC_LADW | California | 6 | Los Angeles | 37 | 06037 | 1 | 0 | 2014 | 9999 |  |  | N | Solar | [13 empty] | 0 | 0 | 0 | 0 | [11 empty] | Mound Solar Owner VIII LLC | 100 | SolarCity Corp | 100
solar pv | Kettering Solar 2 | 59099_G_PV1 | 59099 | G | PV1 |  | Solar PV |  | WEC_LADW | California | 6 | Los Angeles | 37 | 06037 | 1 | 0 | 2014 | 9999 |  |  | N | Solar | [13 empty] | 0 | 0 | 0 | 0 | [11 empty] | Mound Solar Owner VIII LLC | 100 | SolarCity Corp | 100
solar pv | Chauncey Farm LLC | 59100_G_1 | 59100 | G | 1 |  | Solar PV |  | S_VACA | North Carolina | 37 | Columbus | 47 | 37047 | 4.9 | 0 | 2014 | 9999 |  |  | N | Solar | [13 empty] | 0 | 0 | 0 | 0 | [11 empty] | Chauncey Farm LLC | 100 | Strata Solar LLC | 100
solar pv | Dragstrip Farm | 59102_G_1 | 59102 | G | 1 |  | Solar PV |  | S_VACA | North Carolina | 37 | Burke | 23 | 37023 | 5 | 0 | 2014 | 9999 |  |  | N | Solar | [13 empty] | 0 | 0 | 0 | 0 | [11 empty] | Dragstrip Farm LLC | 100 | Strata Solar LLC | 100
solar pv | Fremont Farm | 59103_G_1 | 59103 | G | 1 |  | Solar PV |  | S_VACA | North Carolina | 37 | Wayne | 191 | 37191 | 5 | 0 | 2017 | 9999 |  |  | N | Solar | [13 empty] | 0 | 0 | 0 | 0 | [11 empty] | Fremont Farm LLC | 100 | Dominion Energy Inc | 100
solar pv | Market Farm | 59105_G_1 | 59105 | G | 1 |  | Solar PV |  | S_VACA | North Carolina | 37 | Rockingham | 157 | 37157 | 4.9 | 0 | 2014 | 9999 |  |  | N | Solar | [13 empty] | 0 | 0 | 0 | 0 | [11 empty] | Market Farm LLC | 100 | Strata Solar LLC | 100
solar pv | Snow Hill Solar 2 LLC | 59106_G_1 | 59106 | G | 1 |  | Solar PV |  | S_VACA | North Carolina | 37 | Greene | 79 | 37079 | 2 | 0 | 2014 | 9999 |  |  | N | Solar | [13 empty] | 0 | 0 | 0 | 0 | [11 empty] | Snow Hill Solar 2 LLC | 100 | Snow Hill Solar 2 LLC | 100
solar pv | Mount Olive Farm | 59107_G_1 | 59107 | G | 1 |  | Solar PV |  | S_VACA | North Carolina | 37 | Wayne | 191 | 37191 | 5 | 0 | 2014 | 9999 |  |  | N | Solar | [13 empty] | 0 | 0 | 0 | 0 | [11 empty] | Mount Olive Solar LLC | 100 | Mount Olive Solar LLC | 100
solar pv | Spicewood Solar Farm LLC | 59109_G_1 | 59109 | G | 1 |  | Solar PV |  | S_VACA | North Carolina | 37 | Moore | 125 | 37125 | 5 | 0 | 2014 | 9999 |  |  | N | Solar | [13 empty] | 0 | 0 | 0 | 0 | [11 empty] | Spicewood Solar Farm LLC | 100 | Spicewood Solar Farm LLC | 100
solar pv | Springfield Solar 1 LLC | 59110_G_1 | 59110 | G | 1 |  | Solar PV |  | SPP_N | Missouri | 29 | Greene | 77 | 29077 | 4.9 | 0 | 2014 | 9999 |  |  | N | Solar | [13 empty] | 0 | 0 | 0 | 0 | [11 empty] | Springfield Solar 1 LLC | 100 | Strata Solar LLC | 100
solar pv | West Salisbury Farm LLC | 59111_G_1 | 59111 | G | 1 |  | Solar PV |  | S_VACA | North Carolina | 37 | Rowan | 159 | 37159 | 5 | 0 | 2015 | 9999 |  |  | N | Solar | [13 empty] | 0 | 0 | 0 | 0 | [11 empty] | West Salisbury Farm LLC | 100 | Strata Solar LLC | 100
solar pv | West Siler Farm LLC | 59112_G_1 | 59112 | G | 1 |  | Solar PV |  | S_VACA | North Carolina | 37 | Chatham | 37 | 37037 | 5 | 0 | 2017 | 9999 |  |  | N | Solar | [13 empty] | 0 | 0 | 0 | 0 | [11 empty] | West Siler Farm LLC | 100 | Strata Solar LLC | 100
solar pv | Yanceyville Farm 2 LLC | 59113_G_1 | 59113 | G | 1 |  | Solar PV |  | S_VACA | North Carolina | 37 | Caswell | 33 | 37033 | 5 | 0 | 2015 | 9999 |  |  | N | Solar | [13 empty] | 0 | 0 | 0 | 0 | [11 empty] | Yancyville Farm 2 LLC | 100 | Strata Solar LLC | 100
solar pv | Redmon Solar Farm LLC | 59114_G_1 | 59114 | G | 1 |  | Solar PV |  | S_VACA | North Carolina | 37 | Rowan | 159 | 37159 | 2 | 0 | 2015 | 9999 |  |  | N | Solar | [13 empty] | 0 | 0 | 0 | 0 | [11 empty] | Redmon Solar Farm LLC | 100 | Entropy Solar Integrators LLC | 100
solar pv | Anderson Farm LLC | 59115_G_1 | 59115 | G | 1 |  | Solar PV |  | S_VACA | North Carolina | 37 | Sampson | 163 | 37163 | 1.9 | 0 | 2014 | 9999 |  |  | N | Solar | [13 empty] | 0 | 0 | 0 | 0 | [11 empty] | Anderson Solar LLC | 100 | Solbridge Energy LLC | 100
biomass | Woodbine Landfill Plant | 59116_G_V1021 | 59116 | G | V1021 |  | Landfill Gas |  | PJM_EMAC | New Jersey | 34 | Cape May | 9 | 34009 | 2.1 | 14103 | 2013 | 9999 |  |  | N | Landfill Gas | [13 empty] | 0.22117 | 0.22117 | 0.22117 | 0.22117 | [11 empty] | Cape May County Municipal Utilities Authority | 100 | Cape May County Municipal Utilities Authority | 100
solar pv | DD Fayetteville Solar NC LLC | 59117_G_PV1 | 59117 | G | PV1 |  | Solar PV |  | S_VACA | North Carolina | 37 | Bladen | 17 | 37017 | 23.1 | 0 | 2015 | 9999 |  |  | N | Solar | [13 empty] | 0 | 0 | 0 | 0 | [11 empty] | DD Fayetteville Solar NC LLC | 100 | Tangent Energy Solutions Inc | 100
onshore wind | Cameron Wind 1 LLC | 59118_G_CAM1 | 59118 | G | CAM1 |  | Onshore Wind |  | ERC_REST | Texas | 48 | Cameron | 61 | 48061 | 165 | 0 | 2015 | 9999 |  |  | N | Wind | [13 empty] | 0 | 0 | 0 | 0 | [11 empty] | Cameron Wind 1 LLC | 100 | Ikea Systems BV | 100
solar pv | Warsaw I | 59119_G_PV1 | 59119 | G | PV1 |  | Solar PV |  | S_VACA | North Carolina | 37 | Duplin | 61 | 37061 | 2 | 0 | 2013 | 9999 |  |  | N | Solar | [13 empty] | 0 | 0 | 0 | 0 | [11 empty] | Warsaw Solar LLC (PA) | 100 | FLS Energy Inc | 100
solar pv | Warsaw II | 59120_G_PV1 | 59120 | G | PV1 |  | Solar PV |  | S_VACA | North Carolina | 37 | Duplin | 61 | 37061 | 2 | 0 | 2013 | 9999 |  |  | N | Solar | [13 empty] | 0 | 0 | 0 | 0 | [11 empty] | Warsaw Solar 2 LLC | 100 | FLS Energy Inc | 100
solar pv | Acushnet-Braley Road 1 | 59121_G_57449 | 59121 | G | 57449 |  | Solar PV |  | NENGREST | Massachusetts | 25 | Bristol | 5 | 25005 | 1.9 | 0 | 2013 | 9999 |  |  | N | Solar | [13 empty] | 0 | 0 | 0 | 0 | [11 empty] | GLC (MA) Acushnet Braley Road LLC | 100 | Green Lake Capital LLC | 100
solar pv | Enerparc CA1 LLC | 59122_G_ECA11 | 59122 | G | ECA11 |  | Solar PV |  | WEC_CALN | California | 6 | San Benito | 69 | 06069 | 1.5 | 0 | 2014 | 9999 |  |  | N | Solar | [13 empty] | 0 | 0 | 0 | 0 | [11 empty] | Enerparc CA1 LLC | 100 | PNC Energy Capital LLC | 100
solar pv | Moncure Farm LLC | 59123_G_1 | 59123 | G | 1 |  | Solar PV |  | S_VACA | North Carolina | 37 | Chatham | 37 | 37037 | 3 | 0 | 2014 | 9999 |  |  | N | Solar | [13 empty] | 0 | 0 | 0 | 0 | [11 empty] | Moncure Farm LLC | 100 | Strata Solar LLC | 100
solar pv | Martin Creek Farm LLC | 59124_G_1 | 59124 | G | 1 |  | Solar PV |  | S_C_TVA | North Carolina | 37 | Vance | 181 | 37181 | 3 | 0 | 2014 | 9999 |  |  | N | Solar | [13 empty] | 0 | 0 | 0 | 0 | [11 empty] | Martin Creek Farm LLC | 100 | Strata Solar LLC | 100
solar pv | Kinston | 59125_G_1 | 59125 | G | 1 |  | Solar PV |  | S_VACA | North Carolina | 37 | Lenoir | 107 | 37107 | 2 | 0 | 2014 | 9999 |  |  | N | Solar | [13 empty] | 0 | 0 | 0 | 0 | [11 empty] | Kinston Solar LLC | 100 | Strata Solar LLC | 100
solar pv | Daniel Farm LLC | 59126_G_1 | 59126 | G | 1 |  | Solar PV |  | S_VACA | North Carolina | 37 | Davie | 59 | 37059 | 5 | 0 | 2014 | 9999 |  |  | N | Solar | [13 empty] | 0 | 0 | 0 | 0 | [11 empty] | Daniel Farm LLC | 100 | Daniel Farm LLC | 100
solar pv | Bailey Farm LLC | 59127_G_1 | 59127 | G | 1 |  | Solar PV |  | S_VACA | North Carolina | 37 | Nash | 127 | 37127 | 5 | 0 | 2013 | 9999 |  |  | N | Solar | [13 empty] | 0 | 0 | 0 | 0 | [11 empty] | Bailey Farm LLC | 100 | Bailey Farm LLC | 100
solar pv | Acushnet- High Hill | 59128_G_57449 | 59128 | G | 57449 |  | Solar PV |  | NENGREST | Massachusetts | 25 | Bristol | 5 | 25005 | 3.2 | 0 | 2013 | 9999 |  |  | N | Solar | [13 empty] | 0 | 0 | 0 | 0 | [11 empty] | GLC (MA) Acushnet High Hill Road LLC | 100 | Green Lake Capital LLC | 100
solar pv | CSD 2- Freedom High | 59129_G_57449 | 59129 | G | 57449 |  | Solar PV |  | WEC_CALN | California | 6 | Contra Costa | 13 | 06013 | 1.1 | 0 | 2013 | 9999 |  |  | N | Solar | [13 empty] | 0 | 0 | 0 | 0 | [11 empty] | GLC (CA) CSD 2 LLC | 100 | US Bancorp | 100
solar pv | CSD 2 - Heritage High | 59130_G_57449 | 59130 | G | 57449 |  | Solar PV |  | WEC_CALN | California | 6 | Contra Costa | 13 | 06013 | 1.3 | 0 | 2013 | 9999 |  |  | N | Solar | [13 empty] | 0 | 0 | 0 | 0 | [11 empty] | GLC (CA) CSD 2 LLC | 100 | US Bancorp | 100
solar pv | Dartmouth Landfill | 59131_G_57449 | 59131 | G | 57449 |  | Solar PV |  | NENGREST | Massachusetts | 25 | Bristol | 5 | 25005 | 1.3 | 0 | 2013 | 9999 |  |  | N | Solar | [13 empty] | 0 | 0 | 0 | 0 | [11 empty] | GLC (MA) Dartmouth LLC | 100 | Green Lake Capital LLC | 100
solar pv | EAFB - North Base | 59132_G_57449 | 59132 | G | 57449 |  | Solar PV |  | WECC_SCE | California | 6 | Kern | 29 | 06029 | 1.1 | 0 | 2012 | 9999 |  |  | N | Solar | [13 empty] | 0 | 0 | 0 | 0 | [11 empty] | GLC (CA) Edwards Afb LLC | 100 | Consolidated Edison Inc | 100
solar pv | EAFB - South Base | 59133_G_57449 | 59133 | G | 57449 |  | Solar PV |  | WECC_SCE | California | 6 | Kern | 29 | 06029 | 1.1 | 0 | 2012 | 9999 |  |  | N | Solar | [13 empty] | 0 | 0 | 0 | 0 | [11 empty] | GLC (CA) Edwards Afb LLC | 100 | Consolidated Edison Inc | 100
solar pv | Easton Landfill | 59134_G_57449 | 59134 | G | 57449 |  | Solar PV |  | NENGREST | Massachusetts | 25 | Bristol | 5 | 25005 | 1.9 | 0 | 2013 | 9999 |  |  | N | Solar | [13 empty] | 0 | 0 | 0 | 0 | [11 empty] | GLC (MA) Easton LLC | 100 | Green Lake Capital LLC | 100
solar pv | Ludlow Landfill | 59135_G_57449 | 59135 | G | 57449 |  | Solar PV |  | NENGREST | Massachusetts | 25 | Hampden | 13 | 25013 | 2.6 | 0 | 2013 | 9999 |  |  | N | Solar | [13 empty] | 0 | 0 | 0 | 0 | [11 empty] | GLC (MA) Ludlow LLC | 100 | Green Lake Capital LLC | 100
solar pv | Methuen Landfill | 59136_G_57449 | 59136 | G | 57449 |  | Solar PV |  | NENGREST | Massachusetts | 25 | Essex | 9 | 25009 | 1.3 | 0 | 2013 | 9999 |  |  | N | Solar | [13 empty] | 0 | 0 | 0 | 0 | [11 empty] | GLC (MA) Methuen LLC | 100 | Green Lake Capital LLC | 100
solar pv | Plymouth Site 1 | 59137_G_57449 | 59137 | G | 57449 |  | Solar PV |  | NENGREST | Massachusetts | 25 | Plymouth | 23 | 25023 | 5.6 | 0 | 2013 | 9999 |  |  | N | Solar | [13 empty] | 0 | 0 | 0 | 0 | [11 empty] | GLC (MA) Plymouth Site 1 LLC | 100 | Green Lake Capital LLC | 100
solar pv | SDCCD - Miramar | 59138_G_57449 | 59138 | G | 57449 |  | Solar PV |  | WEC_SDGE | California | 6 | San Diego | 73 | 06073 | 1.1 | 0 | 2011 | 9999 |  |  | N | Solar | [13 empty] | 0 | 0 | 0 | 0 | [11 empty] | GLC (CA) SDCCD LLC | 100 | Green Lake Capital LLC | 100
solar pv | SDCWA - Twin Oaks | 59139_G_57449 | 59139 | G | 57449 |  | Solar PV |  | WEC_SDGE | California | 6 | San Diego | 73 | 06073 | 1.1 | 0 | 2011 | 9999 |  |  | N | Solar | [13 empty] | 0 | 0 | 0 | 0 | [11 empty] | GLC (CA) Aqua SD LLC | 100 | Green Lake Capital LLC | 100
solar pv | EDF Lancaster | 59140_G_INV-1 | 59140 | G | INV-1 |  | Solar PV |  | NENGREST | Massachusetts | 25 | Worcester | 27 | 25027 | 4.5 | 0 | 2014 | 9999 |  |  | N | Solar | [13 empty] | 0 | 0 | 0 | 0 | [11 empty] | Ugt Renewable Energy 10 LLC | 100 | EDF Group | 100
biomass | Manatee County LFGTE | 59142_G_IC1 | 59142 | G | IC1 |  | Landfill Gas |  | FRCC | Florida | 12 | Manatee | 81 | 12081 | 1.6 | 13500 | 2013 | 9999 |  |  | N | Landfill Gas | [13 empty] | 0.36421 | 0.36421 | 0.36421 | 0.36421 | [11 empty] | Manatee Green Power LLC | 100 | Manatee Green Power LLC | 100
biomass | Front Range Project | 59143_G_FR-1 | 59143 | G | FR-1 |  | Landfill Gas |  | WECC_CO | Colorado | 8 | Weld | 123 | 08123 | 3.1 | 13500 | 2011 | 9999 |  |  | N | Landfill Gas | [13 empty] | 0.22117 | 0.22117 | 0.22117 | 0.22117 | [11 empty] | Timberline Energy LLC | 100 | Archaea Energy Inc | 100
solar pv | Brighton PV Solar Plant | 59144_G_15755 | 59144 | G | 15755 |  | Solar PV |  | WECC_CO | Colorado | 8 | Adams | 1 | 08001 | 1.8 | 0 | 2012 | 9999 |  |  | N | Solar | [13 empty] | 0 | 0 | 0 | 0 | [11 empty] | United Power Inc | 100 | United Power Inc | 100
natural gas peaker | Freeport LP Pretreatment Facility | 59145_G_65GTG | 59145 | G | 65GTG |  | Combustion Turbine |  | ERC_REST | Texas | 48 | Brazoria | 39 | 48039 | 77.5 | 12369 | 2019 | 9999 |  |  | N | Natural Gas | [13 empty] | 0.011 | 0.011 | 0.011 | 0.011 | [11 empty] | Freeport LNG Development | 100 | Freeport LNG Development | 100
solar pv | XPF Solar Field | 59146_G_PV1 | 59146 | G | PV1 |  | Solar PV |  | S_VACA | North Carolina | 37 | Durham | 63 | 37063 | 3 | 0 | 2014 | 9999 |  |  | N | Solar | [13 empty] | 0 | 0 | 0 | 0 | [11 empty] | United Therapeutics Corp | 100 | United Therapeutics Corp | 100
onshore wind | Fair Wind | 59147_G_1 | 59147 | G | 1 |  | Onshore Wind |  | PJM_AP | Maryland | 24 | Garrett | 23 | 24023 | 30 | 0 | 2015 | 9999 |  |  | N | Wind | [13 empty] | 0 | 0 | 0 | 0 | [11 empty] | Fair Wind Power Partners LLC | 100 | Exelon Corp | 100
solar pv | Green Farm | 59148_G_GREEN | 59148 | G | GREEN |  | Solar PV |  | PJM_Dom | North Carolina | 37 | Martin | 117 | 37117 | 5 | 0 | 2016 | 9999 |  |  | N | Solar | [13 empty] | 0 | 0 | 0 | 0 | [11 empty] | Green Farm Solar LLC | 100 | Downs Farm Solar LLC | 100
solar pv | Simons Farm | 59149_G_SIMON | 59149 | G | SIMON |  | Solar PV |  | PJM_Dom | North Carolina | 37 | Hertford | 91 | 37091 | 5 | 0 | 2016 | 9999 |  |  | N | Solar | [13 empty] | 0 | 0 | 0 | 0 | [11 empty] | Carolina Solar Energy II LLC | 100 | Carolina Solar Energy | 100
solar pv | RE Mustang LLC | 59150_G_PV1 | 59150 | G | PV1 |  | Solar PV |  | WEC_CALN | California | 6 | Kings | 31 | 06031 | 100 | 0 | 2016 | 9999 |  |  | N | Solar | [13 empty] | 0 | 0 | 0 | 0 | [11 empty] | RE Mustang LLC | 100 | Canadian Solar Inc | 100
solar pv | Thornton PV1 | 59152_G_THOR1 | 59152 | G | THOR1 |  | Solar PV |  | S_VACA | North Carolina | 37 | Greene | 79 | 37079 | 5 | 0 | 2015 | 9999 |  |  | N | Solar | [13 empty] | 0 | 0 | 0 | 0 | [11 empty] | Fresh Air Energy XVI LLC | 100 | Ecoplexus Inc | 100
solar pv | Watson Seed Farm PV1 | 59153_G_WAT1 | 59153 | G | WAT1 |  | Solar PV |  | S_VACA | North Carolina | 37 | Nash | 127 | 37127 | 20 | 0 | 2015 | 9999 |  |  | N | Solar | [13 empty] | 0 | 0 | 0 | 0 | [11 empty] | Fresh Air Energy II LLC | 100 | Ecoplexus Inc | 100
solar pv | Bradley PV1 | 59154_G_BRAD1 | 59154 | G | BRAD1 |  | Solar PV |  | PJM_Dom | North Carolina | 37 | Hertford | 91 | 37091 | 5 | 0 | 2015 | 9999 |  |  | N | Solar | [13 empty] | 0 | 0 | 0 | 0 | [11 empty] | Fresh Air Energy IX LLC | 100 | Ecoplexus Inc | 100
solar pv | Shawboro PV1 | 59155_G_SHAW1 | 59155 | G | SHAW1 |  | Solar PV |  | PJM_Dom | North Carolina | 37 | Currituck | 53 | 37053 | 20 | 0 | 2015 | 9999 |  |  | N | Solar | [13 empty] | 0 | 0 | 0 | 0 | [11 empty] | Fresh Air Energy X LLC | 100 | Ecoplexus Inc | 100
solar pv | Carter PV1 | 59156_G_CTR1 | 59156 | G | CTR1 |  | Solar PV |  | S_VACA | North Carolina | 37 | Cumberland | 51 | 37051 | 5 | 0 | 2014 | 9999 |  |  | N | Solar | [13 empty] | 0 | 0 | 0 | 0 | [11 empty] | Fresh Air Energy XIV LLC | 100 | Ecoplexus Inc | 100
solar pv | Pecan PV1 | 59157_G_PEC1 | 59157 | G | PEC1 |  | Solar PV |  | S_VACA | North Carolina | 37 | Richmond | 153 | 37153 | 5 | 0 | 2014 | 9999 |  |  | N | Solar | [13 empty] | 0 | 0 | 0 | 0 | [11 empty] | Fresh Air Energy XIII LLC | 100 | Ecoplexus Inc | 100
solar pv | Langley PV1 | 59158_G_LNG1 | 59158 | G | LNG1 |  | Solar PV |  | S_VACA | North Carolina | 37 | Wilson | 195 | 37195 | 5 | 0 | 2014 | 9999 |  |  | N | Solar | [13 empty] | 0 | 0 | 0 | 0 | [11 empty] | Fresh Air Energy XII LLC | 100 | Ecoplexus Inc | 100
solar pv | Mariposa Solar Center LLC | 59162_G_MSC 1 | 59162 | G | MSC 1 |  | Solar PV |  | S_VACA | North Carolina | 37 | Gaston | 71 | 37071 | 5 | 0 | 2016 | 9999 |  |  | N | Solar | [13 empty] | 0 | 0 | 0 | 0 | [11 empty] | Mariposa Solar Center LLC | 100 | Heliosage Energy LLC | 100
solar pv | Highland Solar Center LLC | 59163_G_HSC 1 | 59163 | G | HSC 1 |  | Solar PV |  | S_VACA | North Carolina | 37 | Lenoir | 107 | 37107 | 5 | 0 | 2015 | 9999 |  |  | N | Solar | [13 empty] | 0 | 0 | 0 | 0 | [11 empty] | Highland Solar Center LLC | 100 | Heliosage Energy LLC | 100
solar pv | Elm City Solar Facility | 59164_G_NSC 1 | 59164 | G | NSC 1 |  | Solar PV |  | S_VACA | North Carolina | 37 | Wilson | 195 | 37195 | 40 | 0 | 2016 | 9999 |  |  | N | Solar | [13 empty] | 0 | 0 | 0 | 0 | [11 empty] | Nan Solar Center LLC | 100 | Heliosage Energy LLC | 100
solar pv | Bridgeport Disposal Solar Farm | 59166_G_BRIDG | 59166 | G | BRIDG |  | Solar PV |  | PJM_EMAC | New Jersey | 34 | Gloucester | 15 | 34015 | 1.2 | 0 | 2011 | 9999 |  |  | N | Solar | [13 empty] | 0 | 0 | 0 | 0 | [11 empty] | Clean Harbors Environmental Services | 100 | Clean Harbors Environmental Services | 100
solar pv | Lancaster Solar 1 | 59167_G_LS1 | 59167 | G | LS1 |  | Solar PV |  | WEC_LADW | California | 6 | Los Angeles | 37 | 06037 | 1.5 | 0 | 2014 | 9999 |  |  | N | Solar | [13 empty] | 0 | 0 | 0 | 0 | [11 empty] | Antelope Valley Solar LLC | 100 | Antelope Valley Solar LLC | 100
solar pv | Avalon Solar | 59168_G_AS | 59168 | G | AS |  | Solar PV |  | WECC_AZ | Arizona | 4 | Pima | 19 | 04019 | 29 | 0 | 2014 | 9999 |  |  | N | Solar | [13 empty] | 0 | 0 | 0 | 0 | [11 empty] | Avalon Solar Partners LLC | 100 | Capital Dynamics | 100
solar pv | Lancaster Solar 2 | 59169_G_LS2 | 59169 | G | LS2 |  | Solar PV |  | WEC_LADW | California | 6 | Los Angeles | 37 | 06037 | 1.5 | 0 | 2014 | 9999 |  |  | N | Solar | [13 empty] | 0 | 0 | 0 | 0 | [11 empty] | Antelope Valley Solar LLC | 100 | Antelope Valley Solar LLC | 100
solar pv | Jakana Solar | 59170_G_5MWPV | 59170 | G | 5MWPV |  | Solar PV |  | PJM_Dom | North Carolina | 37 | Martin | 117 | 37117 | 5 | 0 | 2014 | 9999 |  |  | N | Solar | [13 empty] | 0 | 0 | 0 | 0 | [11 empty] | Jakana Solar LLC | 100 | Iberdrola SA | 100
solar pv | Windsor Solar | 59171_G_5MWPV | 59171 | G | 5MWPV |  | Solar PV |  | PJM_Dom | North Carolina | 37 | Bertie | 15 | 37015 | 5 | 0 | 2014 | 9999 |  |  | N | Solar | [13 empty] | 0 | 0 | 0 | 0 | [11 empty] | Windsor Solar LLC | 100 | Iberdrola SA | 100
solar pv | Belmont | 59172_G_PV1 | 59172 | G | PV1 |  | Solar PV |  | MIS_INKY | Indiana | 18 | Marion | 97 | 18097 | 3.8 | 0 | 2015 | 9999 |  |  | N | Solar | [13 empty] | 0 | 0 | 0 | 0 | [11 empty] | Marion Solar LLC | 100 | Marion Solar LLC | 100
solar pv | Bethel Solar | 59173_G_5MWPV | 59173 | G | 5MWPV |  | Solar PV |  | S_VACA | North Carolina | 37 | Pitt | 147 | 37147 | 5 | 0 | 2015 | 9999 |  |  | N | Solar | [13 empty] | 0 | 0 | 0 | 0 | [11 empty] | Bethel Solar LLC | 100 | Iberdrola SA | 100
solar pv | Lewiston Solar | 59174_G_5MWPV | 59174 | G | 5MWPV |  | Solar PV |  | PJM_Dom | North Carolina | 37 | Bertie | 15 | 37015 | 5 | 0 | 2014 | 9999 |  |  | N | Solar | [13 empty] | 0 | 0 | 0 | 0 | [11 empty] | Lewiston Solar LLC | 100 | Community Energy Inc (Cei) | 100
solar pv | Woodland Solar | 59175_G_5MWPV | 59175 | G | 5MWPV |  | Solar PV |  | PJM_Dom | North Carolina | 37 | Northampton | 131 | 37131 | 5 | 0 | 2016 | 9999 |  |  | N | Solar | [13 empty] | 0 | 0 | 0 | 0 | [11 empty] | Woodland Solar LLC | 100 | Community Energy Inc (Cei) | 100
solar pv | Williamston Solar | 59176_G_5MWPV | 59176 | G | 5MWPV |  | Solar PV |  | PJM_Dom | North Carolina | 37 | Martin | 117 | 37117 | 5 | 0 | 2014 | 9999 |  |  | N | Solar | [13 empty] | 0 | 0 | 0 | 0 | [11 empty] | Williamston Solar LLC | 100 | Iberdrola SA | 100
solar pv | Winton Solar | 59177_G_5MWPV | 59177 | G | 5MWPV |  | Solar PV |  | PJM_Dom | North Carolina | 37 | Hertford | 91 | 37091 | 5 | 0 | 2016 | 9999 |  |  | N | Solar | [13 empty] | 0 | 0 | 0 | 0 | [11 empty] | Winton Solar LLC | 100 | Community Energy Inc (Cei) | 100
solar pv | Franklin 1 | 59178_G_KRS04 | 59178 | G | KRS04 |  | Solar PV |  | NENGREST | Massachusetts | 25 | Norfolk | 21 | 25021 | 3 | 0 | 2013 | 9999 |  |  | N | Solar | [13 empty] | 0 | 0 | 0 | 0 | [11 empty] | Kearsarge Franklin LLC | 100 | Kearsarge Energy LP | 100
solar pv | Franklin 2 | 59179_G_KRS05 | 59179 | G | KRS05 |  | Solar PV |  | NENGREST | Massachusetts | 25 | Norfolk | 21 | 25021 | 4 | 0 | 2013 | 9999 |  |  | N | Solar | [13 empty] | 0 | 0 | 0 | 0 | [11 empty] | KS Five LLC | 100 | Kearsarge Energy LP | 100
solar pv | Marion Solar LNG | 59180_G_PV1 | 59180 | G | PV1 |  | Solar PV |  | MIS_INKY | Indiana | 18 | Marion | 97 | 18097 | 1.5 | 0 | 2015 | 9999 |  |  | N | Solar | [13 empty] | 0 | 0 | 0 | 0 | [11 empty] | Marion Solar LLC | 100 | Marion Solar LLC | 100
municipal solid waste | AgriReNew | 59181_G_00001 | 59181 | G | 00001 |  | Non-Fossil Waste |  | MIS_MIDA | Iowa | 19 | Scott | 163 | 19163 | 1 | 12120 | 2013 | 9999 |  |  | Y | Non-Fossil Waste | [13 empty] | 0 | 0 | 0 | 0 | [11 empty] | AgriReNew | 100 | Sievers Family Farms LLC | 100
solar pv | Hesperia | 59182_G_10-94 | 59182 | G | 10-94 |  | Solar PV |  | WECC_SCE | California | 6 | San Bernardino | 71 | 06071 | 1.5 | 0 | 2014 | 9999 |  |  | N | Solar | [13 empty] | 0 | 0 | 0 | 0 | [11 empty] | SunE Solar XV Lessor LLC | 100 | Brookfield Asset Management Inc | 100
solar pv | CID Solar, LLC | 59183_G_PV1 | 59183 | G | PV1 |  | Solar PV |  | WEC_CALN | California | 6 | Kings | 31 | 06031 | 20 | 0 | 2014 | 9999 |  |  | N | Solar | [13 empty] | 0 | 0 | 0 | 0 | [11 empty] | CID Solar LLC | 100 | Dominion Energy Inc | 100
solar pv | Mulberry Farm LLC | 59184_G_PV1 | 59184 | G | PV1 |  | Solar PV |  | S_C_TVA | Tennessee | 47 | McNairy | 109 | 47109 | 15.8 | 0 | 2014 | 9999 |  |  | N | Solar | [13 empty] | 0 | 0 | 0 | 0 | [11 empty] | Mulberry Farm LLC | 100 | Dominion Energy Inc | 100
solar pv | Jacobstown | 59185_G_PV1 | 59185 | G | PV1 |  | Solar PV |  | PJM_EMAC | New Jersey | 34 | Burlington | 5 | 34005 | 5 | 0 | 2014 | 9999 |  |  | N | Solar | [13 empty] | 0 | 0 | 0 | 0 | [11 empty] | Jacobtown Solar LLC | 100 | Jacobtown Solar LLC | 100
solar pv | West Pemberton | 59186_G_PV1 | 59186 | G | PV1 |  | Solar PV |  | PJM_EMAC | New Jersey | 34 | Burlington | 5 | 34005 | 7 | 0 | 2014 | 9999 |  |  | N | Solar | [13 empty] | 0 | 0 | 0 | 0 | [11 empty] | NJR Clean Energy Ventures II Corp | 100 | New Jersey Resources Corp | 100
onshore wind | Beethoven Wind | 59187_G_B&H80 | 59187 | G | B&H80 |  | Onshore Wind |  | SPP_WAUE | South Dakota | 46 | Bon Homme | 9 | 46009 | 80 | 0 | 2015 | 9999 |  |  | N | Wind | [13 empty] | 0 | 0 | 0 | 0 | [11 empty] | NorthWestern Corp | 100 | NorthWestern Corp | 100
solar pv | Selmer Farm LLC | 59188_G_PV1 | 59188 | G | PV1 |  | Solar PV |  | S_C_TVA | Tennessee | 47 | McNairy | 109 | 47109 | 15.8 | 0 | 2014 | 9999 |  |  | N | Solar | [13 empty] | 0 | 0 | 0 | 0 | [11 empty] | Selmer Farm LLC | 100 | Dominion Energy Inc | 100
solar pv | East Wayne Solar LLC | 59189_G_1 | 59189 | G | 1 |  | Solar PV |  | S_VACA | North Carolina | 37 | Wayne | 191 | 37191 | 2 | 0 | 2014 | 9999 |  |  | N | Solar | [13 empty] | 0 | 0 | 0 | 0 | [11 empty] | East Wayne Solar LLC | 100 | East Wayne Solar LLC | 100
solar pv | Vickers | 59190_G_1 | 59190 | G | 1 |  | Solar PV |  | S_VACA | North Carolina | 37 | Chatham | 37 | 37037 | 2 | 0 | 2014 | 9999 |  |  | N | Solar | [13 empty] | 0 | 0 | 0 | 0 | [11 empty] | Vickers Farm LLC | 100 | Strata Solar LLC | 100
solar pv | Soluga Farms 1 | 59191_G_1 | 59191 | G | 1 |  | Solar PV |  | S_VACA | North Carolina | 37 | Sampson | 163 | 37163 | 5 | 0 | 2014 | 9999 |  |  | N | Solar | [13 empty] | 0 | 0 | 0 | 0 | [11 empty] | Soluga Farms I LLC | 100 | Strata Solar LLC | 100
solar pv | Soluga Farms 2 LLC | 59192_G_1 | 59192 | G | 1 |  | Solar PV |  | S_VACA | North Carolina | 37 | Bladen | 17 | 37017 | 5 | 0 | 2014 | 9999 |  |  | N | Solar | [13 empty] | 0 | 0 | 0 | 0 | [11 empty] | Soluga Farms II LLC | 100 | Strata Solar LLC | 100
onshore wind | Chapman Ranch Wind I | 59193_G_CHA1 | 59193 | G | CHA1 |  | Onshore Wind |  | ERC_REST | Texas | 48 | Nueces | 355 | 48355 | 249 | 0 | 2017 | 9999 |  |  | N | Wind | [13 empty] | 0 | 0 | 0 | 0 | [11 empty] | Chapman Ranch Wind I LLC | 100 | Apex Clean Energy Inc | 100
natural gas peaker | Portable Generator 2 | 59194_G_IC1 | 59194 | G | IC1 |  | Combustion Turbine | IC Engine | MIS_MAPP | North Dakota | 38 | Williams | 105 | 38105 | 2 | 10745 | 2012 | 9999 |  |  | N | Distillate Fuel Oil | [13 empty] | 1.6498 | 1.6498 | 1.6498 | 1.6498 | [11 empty] | MDU Resources Group Inc | 100 | MDU Resources Group Inc | 100
natural gas peaker | Portable Generator 3 | 59195_G_IC2 | 59195 | G | IC2 |  | Combustion Turbine | IC Engine | MIS_MAPP | North Dakota | 38 | Williams | 105 | 38105 | 2 | 10745 | 2012 | 9999 |  |  | N | Distillate Fuel Oil | [13 empty] | 1.6498 | 1.6498 | 1.6498 | 1.6498 | [11 empty] | MDU Resources Group Inc | 100 | MDU Resources Group Inc | 100
natural gas peaker | Univ Minnesota CHP Plant | 59197_G_CTG-1 | 59197 | G | CTG-1 |  | Combustion Turbine |  | MIS_MNWI | Minnesota | 27 | Hennepin | 53 | 27053 | 17 | 11475 | 2017 | 9999 |  |  | Y | Natural Gas, Distillate Fuel Oil | [13 empty] | 0.011 | 0.011 | 0.011 | 0.011 | [11 empty] | Veolia Energy North America | 100 | Veolia Environnement SA | 100
solar pv | Sterling PV 3 | 59198_G_STER3 | 59198 | G | STER3 |  | Solar PV |  | WECC_CO | Colorado | 8 | Logan | 75 | 08075 | 1.6 | 0 | 2014 | 9999 |  |  | N | Solar | [13 empty] | 0 | 0 | 0 | 0 | [11 empty] | Fresh Air Energy VII LLC | 100 | Ecoplexus Inc | 100
solar pv | Mesa PV1 | 59199_G_MESA1 | 59199 | G | MESA1 |  | Solar PV |  | WECC_CO | Colorado | 8 | Mesa | 77 | 08077 | 1.6 | 0 | 2014 | 9999 |  |  | N | Solar | [13 empty] | 0 | 0 | 0 | 0 | [11 empty] | Fresh Air Energy VIII LLC | 100 | Ecoplexus Inc | 100
onshore wind | Border Winds Wind Farm | 59200_G_1 | 59200 | G | 1 |  | Onshore Wind |  | MIS_MAPP | North Dakota | 38 | Rolette | 79 | 38079 | 148 | 0 | 2015 | 9999 |  |  | N | Wind | [13 empty] | 0 | 0 | 0 | 0 | [11 empty] | Northern States Power Co (Minnesota) | 100 | Xcel Energy Inc | 100
onshore wind | Pleasant Valley Wind Farm | 59201_G_1 | 59201 | G | 1 |  | Onshore Wind |  | MIS_MNWI | Minnesota | 27 | Mower | 99 | 27099 | 196 | 0 | 2015 | 9999 |  |  | N | Wind | [13 empty] | 0 | 0 | 0 | 0 | [11 empty] | Northern States Power Co (Minnesota) | 100 | Xcel Energy Inc | 100
solar pv | Farmersville | 59203_G_PV1 | 59203 | G | PV1 |  | Solar PV |  | WECC_SCE | California | 6 | Tulare | 107 | 06107 | 1.5 | 0 | 2014 | 9999 |  |  | N | Solar | [13 empty] | 0 | 0 | 0 | 0 | [11 empty] | Sequoia PV 1 LLC | 100 | US Bancorp | 100
solar pv | Farmersville | 59203_G_PV2 | 59203 | G | PV2 |  | Solar PV |  | WECC_SCE | California | 6 | Tulare | 107 | 06107 | 1.5 | 0 | 2014 | 9999 |  |  | N | Solar | [13 empty] | 0 | 0 | 0 | 0 | [11 empty] | Sequoia PV 1 LLC | 100 | US Bancorp | 100
solar pv | Farmersville | 59203_G_PV3 | 59203 | G | PV3 |  | Solar PV |  | WECC_SCE | California | 6 | Tulare | 107 | 06107 | 1.5 | 0 | 2014 | 9999 |  |  | N | Solar | [13 empty] | 0 | 0 | 0 | 0 | [11 empty] | Sequoia PV 1 LLC | 100 | US Bancorp | 100
solar pv | OCI Alamo 3 LLC | 59204_G_OCIA3 | 59204 | G | OCIA3 |  | Solar PV |  | ERC_REST | Texas | 48 | Bexar | 29 | 48029 | 5.5 | 0 | 2015 | 9999 |  |  | N | Solar | [13 empty] | 0 | 0 | 0 | 0 | [11 empty] | CED Alamo 3 LLC | 100 | Consolidated Edison Inc | 100
solar pv | OCI Alamo 5 LLC | 59205_G_OCIA5 | 59205 | G | OCIA5 |  | Solar PV |  | ERC_REST | Texas | 48 | Uvalde | 463 | 48463 | 100 | 0 | 2015 | 9999 |  |  | N | Solar | [13 empty] | 0 | 0 | 0 | 0 | [11 empty] | CED Alamo 5 LLC | 100 | Consolidated Edison Inc | 100
solar pv | Alamo 6 | 59206_G_OCIA6 | 59206 | G | OCIA6 |  | Solar PV |  | ERC_WEST | Texas | 48 | Pecos | 371 | 48371 | 116 | 0 | 2017 | 9999 |  |  | N | Solar | [13 empty] | 0 | 0 | 0 | 0 | [11 empty] | OCI Solar Power LLC | 100 | OCI Company Ltd | 100
solar pv | OCI Alamo 7 LLC | 59207_G_OCIA7 | 59207 | G | OCIA7 |  | Solar PV |  | ERC_WEST | Texas | 48 | Haskell | 207 | 48207 | 100 | 0 | 2016 | 9999 |  |  | N | Solar | [13 empty] | 0 | 0 | 0 | 0 | [11 empty] | CED Alamo 7 LLC | 100 | Consolidated Edison Inc | 100
solar pv | Clipperton Holdings | 59213_G_PV1 | 59213 | G | PV1 |  | Solar PV |  | S_VACA | North Carolina | 37 | Sampson | 163 | 37163 | 5 | 0 | 2017 | 9999 |  |  | N | Solar | [13 empty] | 0 | 0 | 0 | 0 | [11 empty] | Clipperton Holdings LLC | 100 | Birdseye Renewable Energy | 100
solar pv | Tiburon Holdings | 59217_G_PV1 | 59217 | G | PV1 |  | Solar PV |  | S_VACA | North Carolina | 37 | Davie | 59 | 37059 | 5 | 0 | 2016 | 9999 |  |  | N | Solar | [13 empty] | 0 | 0 | 0 | 0 | [11 empty] | Tiburon Holdings LLC | 100 | Birdseye Renewable Energy | 100
solar pv | Porterville 6 and 7 | 59219_G_PV1 | 59219 | G | PV1 |  | Solar PV |  | WECC_SCE | California | 6 | Tulare | 107 | 06107 | 1.5 | 0 | 2014 | 9999 |  |  | N | Solar | [13 empty] | 0 | 0 | 0 | 0 | [11 empty] | Tulare County Solar LLC | 100 | D E Shaw & Co LP | 100
solar pv | Porterville 6 and 7 | 59219_G_PV2 | 59219 | G | PV2 |  | Solar PV |  | WECC_SCE | California | 6 | Tulare | 107 | 06107 | 1.5 | 0 | 2014 | 9999 |  |  | N | Solar | [13 empty] | 0 | 0 | 0 | 0 | [11 empty] | Tulare County Solar LLC | 100 | D E Shaw & Co LP | 100
natural gas combined cycle | Wildcat Point Generation Facility | 59220_G_CT1 | 59220 | G | CT1 | 90940 | Combined Cycle |  | PJM_EMAC | Maryland | 24 | Cecil | 15 | 24015 | 310.3 | 7050 | 2018 | 9999 |  |  | N | Natural Gas |  |  |  | DLNB | SCR | [8 empty] | 0.0070973 | 0.0070973 | 0.0070973 | 0.0070973 | [11 empty] | Old Dominion Electric Coop | 100 | Old Dominion Electric Coop | 100
natural gas combined cycle | Wildcat Point Generation Facility | 59220_G_CT2 | 59220 | G | CT2 | 90941 | Combined Cycle |  | PJM_EMAC | Maryland | 24 | Cecil | 15 | 24015 | 310.3 | 7050 | 2018 | 9999 |  |  | N | Natural Gas |  |  |  | DLNB | SCR | [8 empty] | 0.0070973 | 0.0070973 | 0.0070973 | 0.0070973 | [11 empty] | Old Dominion Electric Coop | 100 | Old Dominion Electric Coop | 100
natural gas combined cycle | Wildcat Point Generation Facility | 59220_G_ST1 | 59220 | G | ST1 | 90940 | Combined Cycle |  | PJM_EMAC | Maryland | 24 | Cecil | 15 | 24015 | 493 | 7050 | 2018 | 9999 |  |  | N | Natural Gas |  |  |  |  | SCR | [8 empty] | 0.0070973 | 0.0070973 | 0.0070973 | 0.0070973 | [11 empty] | Old Dominion Electric Coop | 100 | Old Dominion Electric Coop | 100
biomass | Pecan Row Landfill To Electric Facility | 59221_G_GM04 | 59221 | G | GM04 |  | Landfill Gas |  | S_SOU | Georgia | 13 | Lowndes | 185 | 13185 | 1.6 | 13500 | 1977 | 9999 |  |  | N | Landfill Gas | [13 empty] | 0.22117 | 0.22117 | 0.22117 | 0.22117 | [11 empty] | Bio Energy (Georgia II) LLC | 100 | Energy Developments | 100
biomass | Pecan Row Landfill To Electric Facility | 59221_G_GEN1 | 59221 | G | GEN1 |  | Landfill Gas |  | S_SOU | Georgia | 13 | Lowndes | 185 | 13185 | 1.6 | 13500 | 2013 | 9999 |  |  | N | Landfill Gas | [13 empty] | 0.22117 | 0.22117 | 0.22117 | 0.22117 | [11 empty] | Bio Energy (Georgia II) LLC | 100 | Energy Developments | 100
biomass | Pecan Row Landfill To Electric Facility | 59221_G_GEN2 | 59221 | G | GEN2 |  | Landfill Gas |  | S_SOU | Georgia | 13 | Lowndes | 185 | 13185 | 1.6 | 13500 | 2013 | 9999 |  |  | N | Landfill Gas | [13 empty] | 0.22117 | 0.22117 | 0.22117 | 0.22117 | [11 empty] | Bio Energy (Georgia II) LLC | 100 | Energy Developments | 100
biomass | Pecan Row Landfill To Electric Facility | 59221_G_GEN3 | 59221 | G | GEN3 |  | Landfill Gas |  | S_SOU | Georgia | 13 | Lowndes | 185 | 13185 | 1.6 | 13500 | 2013 | 9999 |  |  | N | Landfill Gas | [13 empty] | 0.22117 | 0.22117 | 0.22117 | 0.22117 | [11 empty] | Bio Energy (Georgia II) LLC | 100 | Energy Developments | 100
onshore wind | Passadumkeag Windpark LLC | 59222_G_Q357 | 59222 | G | Q357 |  | Onshore Wind |  | NENG_ME | Maine | 23 | Penobscot | 19 | 23019 | 39.9 | 0 | 2016 | 9999 |  |  | N | Wind | [13 empty] | 0 | 0 | 0 | 0 | [11 empty] | Passadumkeag Windpark LLC | 100 | Southern Co | 100
onshore wind | Optimum Wind 5 LLC | 59223_G_WT1 | 59223 | G | WT1 |  | Onshore Wind |  | MIS_MIDA | Iowa | 19 | Story | 169 | 19169 | 3 | 0 | 2017 | 9999 |  |  | N | Wind | [13 empty] | 0 | 0 | 0 | 0 | [11 empty] | Optimum Wind 7 LLC | 100 | Optimum Renewables LLC | 100
onshore wind | Optimum Wind 6 LLC | 59224_G_WT1 | 59224 | G | WT1 |  | Onshore Wind |  | MIS_MIDA | Iowa | 19 | Story | 169 | 19169 | 3 | 0 | 2017 | 9999 |  |  | N | Wind | [13 empty] | 0 | 0 | 0 | 0 | [11 empty] | Optimum Wind 6 LLC | 100 | Optimum Renewables LLC | 100
onshore wind | Optimum Wind 7 LLC | 59225_G_WT1 | 59225 | G | WT1 |  | Onshore Wind |  | MIS_MIDA | Iowa | 19 | Story | 169 | 19169 | 3 | 0 | 2017 | 9999 |  |  | N | Wind | [13 empty] | 0 | 0 | 0 | 0 | [11 empty] | Optimum Wind 7 LLC | 100 | Optimum Renewables LLC | 100
onshore wind | Optimum Wind 4 LLC | 59226_G_WT1 | 59226 | G | WT1 |  | Onshore Wind |  | MIS_MIDA | Iowa | 19 | Story | 169 | 19169 | 3 | 0 | 2017 | 9999 |  |  | N | Wind | [13 empty] | 0 | 0 | 0 | 0 | [11 empty] | Optimum Wind 4 LLC | 100 | Optimum Renewables LLC | 100
onshore wind | Optimum Wind 3 LLC | 59227_G_WT1 | 59227 | G | WT1 |  | Onshore Wind |  | MIS_MIDA | Iowa | 19 | Story | 169 | 19169 | 3 | 0 | 2017 | 9999 |  |  | N | Wind | [13 empty] | 0 | 0 | 0 | 0 | [11 empty] | Optimum Wind 7 LLC | 100 | Optimum Renewables LLC | 100
onshore wind | Leonardo Wind 1 LLC | 59228_G_WT1 | 59228 | G | WT1 |  | Onshore Wind |  | MIS_IA | Iowa | 19 | Hardin | 83 | 19083 | 3 | 0 | 2016 | 9999 |  |  | N | Wind | [13 empty] | 0 | 0 | 0 | 0 | [11 empty] | Leonardo Wind 1 LLC | 100 | Optimum Renewables LLC | 100
onshore wind | Venus Wind 3 LLC | 59230_G_WT1 | 59230 | G | WT1 |  | Onshore Wind |  | MIS_IA | Iowa | 19 | Poweshiek | 157 | 19157 | 3 | 0 | 2017 | 9999 |  |  | N | Wind | [13 empty] | 0 | 0 | 0 | 0 | [11 empty] | Venus Wind 3 LLC | 100 | Optimum Renewables LLC | 100
onshore wind | Michelangelo Wind 1 LLC | 59231_G_WT1 | 59231 | G | WT1 |  | Onshore Wind |  | MIS_MIDA | Iowa | 19 | Story | 169 | 19169 | 3 | 0 | 2017 | 9999 |  |  | N | Wind | [13 empty] | 0 | 0 | 0 | 0 | [11 empty] | Michelangelo Wind 1 LLC | 100 | Optimum Renewables LLC | 100
onshore wind | Michelangelo Wind 4 LLC | 59232_G_WT1 | 59232 | G | WT1 |  | Onshore Wind |  | MIS_MIDA | Iowa | 19 | Boone | 15 | 19015 | 3 | 0 | 2016 | 9999 |  |  | N | Wind | [13 empty] | 0 | 0 | 0 | 0 | [11 empty] | Michelangelo Wind 4 LLC | 100 | Optimum Renewables LLC | 100
onshore wind | Arbuckle Mountain Wind Farm LLC | 59234_G_GEN1 | 59234 | G | GEN1 |  | Onshore Wind |  | SPP_WEST | Oklahoma | 40 | Murray | 99 | 40099 | 100 | 0 | 2015 | 9999 |  |  | N | Wind | [13 empty] | 0 | 0 | 0 | 0 | [11 empty] | Arbuckle Mountain Wind Farm LLC | 100 | Energias de Portugal SA | 100
onshore wind | Rising Tree Wind Farm II | 59235_G_GEN1 | 59235 | G | GEN1 |  | Onshore Wind |  | WECC_SCE | California | 6 | Kern | 29 | 06029 | 19.8 | 0 | 2015 | 9999 |  |  | N | Wind | [13 empty] | 0 | 0 | 0 | 0 | [11 empty] | Rising Tree Wind Farm II LLC | 100 | Energias de Portugal SA | 100
onshore wind | Rising Tree Wind Farm III | 59236_G_GEN1 | 59236 | G | GEN1 |  | Onshore Wind |  | WECC_SCE | California | 6 | Kern | 29 | 06029 | 99 | 0 | 2015 | 9999 |  |  | N | Wind | [13 empty] | 0 | 0 | 0 | 0 | [11 empty] | Rising Tree Wind Farm III LLC | 100 | Energias de Portugal SA | 100
solar pv | Lone Valley Solar Park II LLC | 59237_G_CPII | 59237 | G | CPII |  | Solar PV |  | WECC_SCE | California | 6 | San Bernardino | 71 | 06071 | 20 | 0 | 2014 | 9999 |  |  | N | Solar | [13 empty] | 0 | 0 | 0 | 0 | [11 empty] | Lone Valley Solar Park II LLC | 100 | Munchener Rückversicherungs Gesellschaft Aktiengesellschaft | 100
onshore wind | Windthorst-2 | 59238_G_WND2 | 59238 | G | WND2 |  | Onshore Wind |  | ERC_WEST | Texas | 48 | Archer | 9 | 48009 | 67.6 | 0 | 2014 | 9999 |  |  | N | Wind | [13 empty] | 0 | 0 | 0 | 0 | [11 empty] | Windthorst 2 LLC | 100 | Black Rock Inc | 100
solar pv | Eagle Springs Solar LLC | 59239_G_ESS01 | 59239 | G | ESS01 |  | Solar PV |  | WECC_CO | Colorado | 8 | Garfield | 45 | 08045 | 1 | 0 | 2013 | 9999 |  |  | N | Solar | [13 empty] | 0 | 0 | 0 | 0 | [11 empty] | Eagle Springs Solar LLC | 100 | Eagle Springs Solar LLC | 100
biomass | Green Gas-Port Charlotte LLC | 59240_G_G1 | 59240 | G | G1 |  | Landfill Gas |  | FRCC | Florida | 12 | Charlotte | 15 | 12015 | 1.4 | 13500 | 2011 | 9999 |  |  | N | Landfill Gas | [13 empty] | 0.22117 | 0.22117 | 0.22117 | 0.22117 | [11 empty] | Lime Energy | 100 | Lime Energy | 100
biomass | Green Gas-Port Charlotte LLC | 59240_G_G2 | 59240 | G | G2 |  | Landfill Gas |  | FRCC | Florida | 12 | Charlotte | 15 | 12015 | 1.4 | 13500 | 2011 | 9999 |  |  | N | Landfill Gas | [13 empty] | 0.22117 | 0.22117 | 0.22117 | 0.22117 | [11 empty] | Lime Energy | 100 | Lime Energy | 100
solar pv | Brockelman | 59241_G_BROCK | 59241 | G | BROCK |  | Solar PV |  | NENGREST | Massachusetts | 25 | Worcester | 27 | 25027 | 3 | 0 | 2013 | 9999 |  |  | N | Solar | [13 empty] | 0 | 0 | 0 | 0 | [11 empty] | Integrys MA Solar LLC | 100 | WEC Energy Group Inc | 100
solar pv | Beverly | 59242_G_BVRLY | 59242 | G | BVRLY |  | Solar PV |  | NENGREST | Massachusetts | 25 | Essex | 9 | 25009 | 2 | 0 | 2014 | 9999 |  |  | N | Solar | [13 empty] | 0 | 0 | 0 | 0 | [11 empty] | Cabot Beverly LLC | 100 | WEC Energy Group Inc | 100
onshore wind | Lorenzo Wind | 59244_G_FIBE1 | 59244 | G | FIBE1 |  | Onshore Wind |  | ERC_WEST | Texas | 48 | Crosby | 107 | 48107 | 80 | 0 | 2018 | 9999 |  |  | N | Wind | [13 empty] | 0 | 0 | 0 | 0 | [11 empty] | Lorenzo Wind LLC | 100 | NextEra Energy Inc | 100
onshore wind | Fluvanna | 59245_G_FLUV1 | 59245 | G | FLUV1 |  | Onshore Wind |  | ERC_WEST | Texas | 48 | Scurry | 415 | 48415 | 155.4 | 0 | 2017 | 9999 |  |  | N | Wind | [13 empty] | 0 | 0 | 0 | 0 | [11 empty] | Fluvanna Wind Energy LLC | 100 | Tri Global Energy | 100
onshore wind | Goodnight | 59246_G_GOOD1 | 59246 | G | GOOD1 |  | Onshore Wind |  | SPP_SPS | Texas | 48 | Armstrong | 11 | 48011 | 500 | 0 | 2021 | 9999 |  |  | N | Wind | [13 empty] | 0 | 0 | 0 | 0 | [11 empty] | FGE Goodnight LLC | 100 | FGE Power | 100
onshore wind | Hale Community Wind Farm | 59247_G_HALE1 | 59247 | G | HALE1 |  | Onshore Wind |  | SPP_SPS | Texas | 48 | Hale | 189 | 48189 | 478 | 0 | 2019 | 9999 |  |  | N | Wind | [13 empty] | 0 | 0 | 0 | 0 | [11 empty] | Hale Wind Energy LLC | 100 | Xcel Energy Inc | 100
solar pv | CCMUA | 59248_G_CCMUA | 59248 | G | CCMUA |  | Solar PV |  | PJM_EMAC | New Jersey | 34 | Camden | 7 | 34007 | 1.5 | 0 | 2012 | 9999 |  |  | N | Solar | [13 empty] | 0 | 0 | 0 | 0 | [11 empty] | Camden Solar Center LLC | 100 | WEC Energy Group Inc | 100
solar pv | Rio Bravo Solar 1 LLC | 59249_G_PV1 | 59249 | G | PV1 |  | Solar PV |  | WECC_SCE | California | 6 | Kern | 29 | 06029 | 19.5 | 0 | 2016 | 9999 |  |  | N | Solar | [13 empty] | 0 | 0 | 0 | 0 | [11 empty] | Rio Bravo Solar I LLC | 100 | Duke Energy Corp | 100
solar pv | Rio Bravo Solar II LLC | 59250_G_PV1 | 59250 | G | PV1 |  | Solar PV |  | WECC_SCE | California | 6 | Kern | 29 | 06029 | 19.5 | 0 | 2016 | 9999 |  |  | N | Solar | [13 empty] | 0 | 0 | 0 | 0 | [11 empty] | Rio Bravo Solar I LLC | 100 | Duke Energy Corp | 100
solar pv | Caprock Solar 1 LLC | 59251_G_PV1 | 59251 | G | PV1 |  | Solar PV |  | WECC_NM | New Mexico | 35 | Quay | 37 | 35037 | 24.4 | 0 | 2016 | 9999 |  |  | N | Solar | [13 empty] | 0 | 0 | 0 | 0 | [11 empty] | Caprock Solar 1 LLC | 100 | Duke Energy Corp | 100
solar pv | Wildwood Solar II | 59253_G_PV1 | 59253 | G | PV1 |  | Solar PV |  | WECC_SCE | California | 6 | Kern | 29 | 06029 | 14.7 | 0 | 2017 | 9999 |  |  | N | Solar | [13 empty] | 0 | 0 | 0 | 0 | [11 empty] | Wildwood Solar II LLC | 100 | Duke Energy Corp | 100
biomass | Johnston LFG Turbine Plant | 59254_G_GENS1 | 59254 | G | GENS1 |  | Landfill Gas |  | NENGREST | Rhode Island | 44 | Providence | 7 | 44007 | 8.9 | 13500 | 2013 | 9999 |  |  | N | Landfill Gas | [13 empty] | 0.22117 | 0.22117 | 0.22117 | 0.22117 | [11 empty] | Rhode Island LFG Genco LLC | 100 | Energy Developments | 100
biomass | Johnston LFG Turbine Plant | 59254_G_GENT1 | 59254 | G | GENT1 |  | Landfill Gas |  | NENGREST | Rhode Island | 44 | Providence | 7 | 44007 | 5.5 | 13500 | 2013 | 9999 |  |  | N | Landfill Gas | [13 empty] | 0.22117 | 0.22117 | 0.22117 | 0.22117 | [11 empty] | Rhode Island LFG Genco LLC | 100 | Energy Developments | 100
biomass | Johnston LFG Turbine Plant | 59254_G_GENT2 | 59254 | G | GENT2 |  | Landfill Gas |  | NENGREST | Rhode Island | 44 | Providence | 7 | 44007 | 5.5 | 13500 | 2013 | 9999 |  |  | N | Landfill Gas | [13 empty] | 0.22117 | 0.22117 | 0.22117 | 0.22117 | [11 empty] | Rhode Island LFG Genco LLC | 100 | Energy Developments | 100
biomass | Johnston LFG Turbine Plant | 59254_G_GENT3 | 59254 | G | GENT3 |  | Landfill Gas |  | NENGREST | Rhode Island | 44 | Providence | 7 | 44007 | 5.5 | 13500 | 2013 | 9999 |  |  | N | Landfill Gas | [13 empty] | 0.22117 | 0.22117 | 0.22117 | 0.22117 | [11 empty] | Rhode Island LFG Genco LLC | 100 | Energy Developments | 100
biomass | Johnston LFG Turbine Plant | 59254_G_GENT4 | 59254 | G | GENT4 |  | Landfill Gas |  | NENGREST | Rhode Island | 44 | Providence | 7 | 44007 | 5.5 | 13500 | 2013 | 9999 |  |  | N | Landfill Gas | [13 empty] | 0.22117 | 0.22117 | 0.22117 | 0.22117 | [11 empty] | Rhode Island LFG Genco LLC | 100 | Energy Developments | 100
0 | Verizon-Torrance | 59261_G_VZ300 | 59261 | G | VZ300 |  | Fuel Cell |  | WEC_LADW | California | 6 | Los Angeles | 37 | 06037 | 1 | 7247 | 2013 | 9999 |  |  | N | Natural Gas | [13 empty] | 0 | 0 | 0 | 0 | [11 empty] | Bloom Energy Corp | 100 | Bloom Energy Corp | 100
solar pv | Lancaster Little Rock | 59262_G_LLRC | 59262 | G | LLRC |  | Solar PV |  | WEC_LADW | California | 6 | Los Angeles | 37 | 06037 | 5 | 0 | 2014 | 9999 |  |  | N | Solar | [13 empty] | 0 | 0 | 0 | 0 | [11 empty] | Lancaster Little Rock C LLC | 100 | Sustainable Power Group LLC | 100
solar pv | Merced Solar LLC | 59265_G_PV8 | 59265 | G | PV8 |  | Solar PV |  | WEC_CALN | California | 6 | Merced | 47 | 06047 | 1.5 | 0 | 2014 | 9999 |  |  | N | Solar | [13 empty] | 0 | 0 | 0 | 0 | [11 empty] | Merced Solar LLC | 100 | Allco Renewable Energy Limited | 100
solar pv | Mission Solar LLC | 59267_G_PV9 | 59267 | G | PV9 |  | Solar PV |  | WEC_CALN | California | 6 | Merced | 47 | 06047 | 1.5 | 0 | 2014 | 9999 |  |  | N | Solar | [13 empty] | 0 | 0 | 0 | 0 | [11 empty] | Mission Solar LLC | 100 | Allco Renewable Energy Limited | 100
solar pv | Hollister Solar LLC | 59268_G_PV10 | 59268 | G | PV10 |  | Solar PV |  | WEC_CALN | California | 6 | San Benito | 69 | 06069 | 1.5 | 0 | 2014 | 9999 |  |  | N | Solar | [13 empty] | 0 | 0 | 0 | 0 | [11 empty] | Hollister Solar LLC | 100 | Hollister Solar LLC | 100
solar pv | Victor Mesa Linda B2 | 59269_G_VMLB2 | 59269 | G | VMLB2 |  | Solar PV |  | WECC_SCE | California | 6 | San Bernardino | 71 | 06071 | 1.6 | 0 | 2014 | 9999 |  |  | N | Solar | [13 empty] | 0 | 0 | 0 | 0 | [11 empty] | Victor Mesa Linda B2 LLC | 100 | Borrego Solar Systems Inc | 100
solar pv | Victor Mesa Linda C2 | 59270_G_VMLC2 | 59270 | G | VMLC2 |  | Solar PV |  | WECC_SCE | California | 6 | San Bernardino | 71 | 06071 | 1.6 | 0 | 2014 | 9999 |  |  | N | Solar | [13 empty] | 0 | 0 | 0 | 0 | [11 empty] | Victor Mesa Linda C2 LLC | 100 | Borrego Solar Systems Inc | 100
solar pv | Victor Mesa Linda D2 | 59271_G_VMLD2 | 59271 | G | VMLD2 |  | Solar PV |  | WECC_SCE | California | 6 | San Bernardino | 71 | 06071 | 1.6 | 0 | 2014 | 9999 |  |  | N | Solar | [13 empty] | 0 | 0 | 0 | 0 | [11 empty] | Victor Mesa Linda D2 LLC | 100 | Borrego Solar Systems Inc | 100
solar pv | Victor Mesa Linda E2 | 59272_G_VMLE2 | 59272 | G | VMLE2 |  | Solar PV |  | WECC_SCE | California | 6 | San Bernardino | 71 | 06071 | 1.6 | 0 | 2014 | 9999 |  |  | N | Solar | [13 empty] | 0 | 0 | 0 | 0 | [11 empty] | Victor Mesa Linda E2 LLC | 100 | Borrego Solar Systems Inc | 100
solar pv | SEPV Palmdale East | 59273_G_PALME | 59273 | G | PALME |  | Solar PV |  | WEC_LADW | California | 6 | Los Angeles | 37 | 06037 | 9 | 0 | 2015 | 9999 |  |  | N | Solar | [13 empty] | 0 | 0 | 0 | 0 | [11 empty] | Sustainable Power Group LLC | 100 | Sustainable Power Group LLC | 100
solar pv | Sutter Greenworks LLC | 59274_G_SUTTG | 59274 | G | SUTTG |  | Solar PV |  | NY_Z_K | New York | 36 | Suffolk | 103 | 36103 | 4 | 0 | 2015 | 9999 |  |  | N | Solar | [13 empty] | 0 | 0 | 0 | 0 | [11 empty] | Sutter Greenworks LLC | 100 | Sustainable Power Group LLC | 100
solar pv | Sterlington Greenworks LLC | 59275_G_STERG | 59275 | G | STERG |  | Solar PV |  | NY_Z_K | New York | 36 | Suffolk | 103 | 36103 | 1 | 0 | 2015 | 9999 |  |  | N | Solar | [13 empty] | 0 | 0 | 0 | 0 | [11 empty] | Sterlington Greenworks LLC | 100 | Sustainable Power Group LLC | 100
solar pv | Leavenworth Greenworks LLC | 59276_G_LEAVG | 59276 | G | LEAVG |  | Solar PV |  | NY_Z_K | New York | 36 | Suffolk | 103 | 36103 | 7 | 0 | 2016 | 9999 |  |  | N | Solar | [13 empty] | 0 | 0 | 0 | 0 | [11 empty] | Leavenworth Greenworks LLC | 100 | Sustainable Power Group LLC | 100
solar pv | Medford WWTP | 59277_G_MED1 | 59277 | G | MED1 |  | Solar PV |  | PJM_EMAC | New Jersey | 34 | Burlington | 5 | 34005 | 1.3 | 0 | 2013 | 9999 |  |  | N | Solar | [13 empty] | 0 | 0 | 0 | 0 | [11 empty] | NJR Clean Energy Ventures Corp | 100 | New Jersey Resources Corp | 100
solar pv | Reeves South | 59278_G_REEV1 | 59278 | G | REEV1 |  | Solar PV |  | PJM_EMAC | New Jersey | 34 | Burlington | 5 | 34005 | 1 | 0 | 2013 | 9999 |  |  | N | Solar | [13 empty] | 0 | 0 | 0 | 0 | [11 empty] | Earl F Stahl Jr | 100 | Earl F Stahl Jr | 100
0 | Life Technologies - Pleasanton | 59279_G_LFT01 | 59279 | G | LFT01 |  | Fuel Cell |  | WEC_CALN | California | 6 | Alameda | 1 | 06001 | 1 | 7526 | 2013 | 9999 |  |  | N | Natural Gas | [13 empty] | 0 | 0 | 0 | 0 | [11 empty] | Life Technologies Corp | 100 | Life Technologies Corp | 100
0 | Kellogg's - San Jose | 59280_G_KLG00 | 59280 | G | KLG00 |  | Fuel Cell |  | WEC_CALN | California | 6 | Santa Clara | 85 | 06085 | 1 | 7405 | 2013 | 9999 |  |  | N | Natural Gas | [13 empty] | 0 | 0 | 0 | 0 | [11 empty] | Bloom Energy Corp | 100 | Bloom Energy Corp | 100
solar pv | California PV Energy at ISD WWTP | 59283_G_W4236 | 59283 | G | W4236 |  | Solar PV |  | WEC_CALN | California | 6 | Contra Costa | 13 | 06013 | 1 | 0 | 2014 | 9999 |  |  | N | Solar | [13 empty] | 0 | 0 | 0 | 0 | [11 empty] | Constellation Solar Arizona LLC | 100 | Exelon Corp | 100
onshore wind | Mammoth Plains | 59284_G_GE1.7 | 59284 | G | GE1.7 |  | Onshore Wind |  | SPP_WEST | Oklahoma | 40 | Dewey | 43 | 40043 | 199 | 0 | 2014 | 9999 |  |  | N | Wind | [13 empty] | 0 | 0 | 0 | 0 | [11 empty] | Mammoth Plains Wind Project LLC | 100 | NextEra Energy Inc | 100
onshore wind | Rattlesnake Creek Wind Project | 59292_G_RCWP | 59292 | G | RCWP |  | Onshore Wind |  | SPP_NEBR | Nebraska | 31 | Dixon | 51 | 31051 | 318.1 | 0 | 2019 | 9999 |  |  | N | Wind | [13 empty] | 0 | 0 | 0 | 0 | [11 empty] | Enel Green Power Rattlesnake Creek Wind Project LLC | 100 | Enel SpA | 100
onshore wind | WED NK Green | 59295_G_NKG1 | 59295 | G | NKG1 |  | Onshore Wind |  | NENGREST | Rhode Island | 44 | Washington | 9 | 44009 | 1.5 | 0 | 2012 | 9999 |  |  | N | Wind | [13 empty] | 0 | 0 | 0 | 0 | [11 empty] | Wed NK Green LLC | 100 | Wind Energy Development | 100
onshore wind | Northwest Ohio Wind | 59296_G_NWOH1 | 59296 | G | NWOH1 |  | Onshore Wind |  | PJM_West | Ohio | 39 | Paulding | 125 | 39125 | 105 | 0 | 2018 | 9999 |  |  | N | Wind | [13 empty] | 0 | 0 | 0 | 0 | [11 empty] | Northwest Ohio Wind Energy LLC | 100 | CMS Energy Corp | 100
solar pv | Carrier Clinic | 59297_G_CARRI | 59297 | G | CARRI |  | Solar PV |  | PJM_EMAC | New Jersey | 34 | Somerset | 35 | 34035 | 1.5 | 0 | 2009 | 9999 |  |  | N | Solar | [13 empty] | 0 | 0 | 0 | 0 | [11 empty] | EDF Renewables Inc | 100 | EDF Group | 100
biomass | Waste Mangement Redwood LFGTE | 59299_G_RED1 | 59299 | G | RED1 |  | Landfill Gas |  | WEC_CALN | California | 6 | Marin | 41 | 06041 | 2 | 13500 | 2017 | 9999 |  |  | N | Landfill Gas | [13 empty] | 0.09 | 0.09 | 0.09 | 0.09 | [11 empty] | WM Renewable Energy LLC | 100 | Waste Management Inc | 100
biomass | Waste Mangement Redwood LFGTE | 59299_G_RED2 | 59299 | G | RED2 |  | Landfill Gas |  | WEC_CALN | California | 6 | Marin | 41 | 06041 | 2 | 13500 | 2017 | 9999 |  |  | N | Landfill Gas | [13 empty] | 0.09 | 0.09 | 0.09 | 0.09 | [11 empty] | WM Renewable Energy LLC | 100 | Waste Management Inc | 100
solar pv | Hanford 1 and 2 | 59300_G_HAN1 | 59300 | G | HAN1 |  | Solar PV |  | WEC_CALN | California | 6 | Kings | 31 | 06031 | 1.5 | 0 | 2014 | 9999 |  |  | N | Solar | [13 empty] | 0 | 0 | 0 | 0 | [11 empty] | Sequoia PV 2 LLC | 100 | Immodo Group | 100
solar pv | Hanford 1 and 2 | 59300_G_HAN2 | 59300 | G | HAN2 |  | Solar PV |  | WEC_CALN | California | 6 | Kings | 31 | 06031 | 1.5 | 0 | 2014 | 9999 |  |  | N | Solar | [13 empty] | 0 | 0 | 0 | 0 | [11 empty] | Sequoia PV 2 LLC | 100 | Immodo Group | 100
onshore wind | WED Coventry 1 | 59301_G_WEDC1 | 59301 | G | WEDC1 |  | Onshore Wind |  | NENGREST | Rhode Island | 44 | Kent | 3 | 44003 | 1.5 | 0 | 2016 | 9999 |  |  | N | Wind | [13 empty] | 0 | 0 | 0 | 0 | [11 empty] | WED Coventry One LLC | 100 | Wind Energy Development | 100
onshore wind | WED Coventry 2 | 59302_G_COV2 | 59302 | G | COV2 |  | Onshore Wind |  | NENGREST | Rhode Island | 44 | Kent | 3 | 44003 | 1.5 | 0 | 2016 | 9999 |  |  | N | Wind | [13 empty] | 0 | 0 | 0 | 0 | [11 empty] | WED Coventry Two LLC | 100 | Wind Energy Development | 100
onshore wind | WED Coventry 2 | 59302_G_COV2A | 59302 | G | COV2A |  | Onshore Wind |  | NENGREST | Rhode Island | 44 | Kent | 3 | 44003 | 1.5 | 0 | 2016 | 9999 |  |  | N | Wind | [13 empty] | 0 | 0 | 0 | 0 | [11 empty] | WED Coventry Two LLC | 100 | Wind Energy Development | 100
onshore wind | WED Coventry 2 | 59302_G_COV2B | 59302 | G | COV2B |  | Onshore Wind |  | NENGREST | Rhode Island | 44 | Kent | 3 | 44003 | 1.5 | 0 | 2016 | 9999 |  |  | N | Wind | [13 empty] | 0 | 0 | 0 | 0 | [11 empty] | WED Coventry Two LLC | 100 | Wind Energy Development | 100
onshore wind | WED Coventry 3 | 59305_G_WEDC3 | 59305 | G | WEDC3 |  | Onshore Wind |  | NENGREST | Rhode Island | 44 | Kent | 3 | 44003 | 1.5 | 0 | 2016 | 9999 |  |  | N | Wind | [13 empty] | 0 | 0 | 0 | 0 | [11 empty] | WED Coventry Three LLC | 100 | Wind Energy Development | 100
onshore wind | WED Coventry 4 | 59306_G_WEDC4 | 59306 | G | WEDC4 |  | Onshore Wind |  | NENGREST | Rhode Island | 44 | Kent | 3 | 44003 | 1.5 | 0 | 2016 | 9999 |  |  | N | Wind | [13 empty] | 0 | 0 | 0 | 0 | [11 empty] | WED Coventry Four LLC | 100 | Wind Energy Development | 100
solar pv | Beacon Solar Plant Site 5 | 59308_G_BEAC5 | 59308 | G | BEAC5 |  | Solar PV |  | WECC_SCE | California | 6 | Kern | 29 | 06029 | 37.8 | 0 | 2017 | 9999 |  |  | N | Solar | [13 empty] | 0 | 0 | 0 | 0 | [11 empty] | Beacon Site 5 LLC | 100 | TortoiseEcofin | 100
solar pv | Beacon Solar Plant Site 2 | 59309_G_BEAC2 | 59309 | G | BEAC2 |  | Solar PV |  | WECC_SCE | California | 6 | Kern | 29 | 06029 | 47.3 | 0 | 2017 | 9999 |  |  | N | Solar | [13 empty] | 0 | 0 | 0 | 0 | [11 empty] | Beacon Site 2 LLC | 100 | TortoiseEcofin | 100
biomass | Black Oak Power Producers | 59310_G_GEN1 | 59310 | G | GEN1 |  | Landfill Gas |  | S_D_AECI | Missouri | 29 | Wright | 229 | 29229 | 1.9 | 13500 | 2014 | 9999 |  |  | N | Landfill Gas | [13 empty] | 0.22117 | 0.22117 | 0.22117 | 0.22117 | [11 empty] | Black Oak Power Producers LLC | 100 | Wca Waste Corp | 100
biomass | Black Oak Power Producers | 59310_G_GEN2 | 59310 | G | GEN2 |  | Landfill Gas |  | S_D_AECI | Missouri | 29 | Wright | 229 | 29229 | 1.9 | 13500 | 2014 | 9999 |  |  | N | Landfill Gas | [13 empty] | 0.22117 | 0.22117 | 0.22117 | 0.22117 | [11 empty] | Black Oak Power Producers LLC | 100 | Wca Waste Corp | 100
onshore wind | Seiling Wind I | 59311_G_SEIL1 | 59311 | G | SEIL1 |  | Onshore Wind |  | SPP_WEST | Oklahoma | 40 | Dewey | 43 | 40043 | 199 | 0 | 2014 | 9999 |  |  | N | Wind | [13 empty] | 0 | 0 | 0 | 0 | [11 empty] | Seiling Wind LLC | 100 | NextEra Energy Inc | 100
onshore wind | Seiling Wind II | 59312_G_SEIL2 | 59312 | G | SEIL2 |  | Onshore Wind |  | SPP_WEST | Oklahoma | 40 | Dewey | 43 | 40043 | 98.6 | 0 | 2014 | 9999 |  |  | N | Wind | [13 empty] | 0 | 0 | 0 | 0 | [11 empty] | Seiling Wind II LLC | 100 | NextEra Energy Inc | 100
onshore wind | WED Coventry 5 | 59313_G_COV5 | 59313 | G | COV5 |  | Onshore Wind |  | NENGREST | Rhode Island | 44 | Kent | 3 | 44003 | 1.5 | 0 | 2017 | 9999 |  |  | N | Wind | [13 empty] | 0 | 0 | 0 | 0 | [11 empty] | WED Coventry Five LLC | 100 | Wind Energy Development | 100
onshore wind | WED Coventry 6 | 59314_G_COV6 | 59314 | G | COV6 |  | Onshore Wind |  | NENGREST | Rhode Island | 44 | Kent | 3 | 44003 | 1.5 | 0 | 2016 | 9999 |  |  | N | Wind | [13 empty] | 0 | 0 | 0 | 0 | [11 empty] | WED Coventry One LLC | 100 | Wind Energy Development | 100
onshore wind | WED Coventry 6 | 59314_G_COV6A | 59314 | G | COV6A |  | Onshore Wind |  | NENGREST | Rhode Island | 44 | Kent | 3 | 44003 | 1.5 | 0 | 2016 | 9999 |  |  | N | Wind | [13 empty] | 0 | 0 | 0 | 0 | [11 empty] | WED Coventry Three LLC | 100 | Wind Energy Development | 100
onshore wind | WED Coventry 6 | 59314_G_COV6B | 59314 | G | COV6B |  | Onshore Wind |  | NENGREST | Rhode Island | 44 | Kent | 3 | 44003 | 1.5 | 0 | 2016 | 9999 |  |  | N | Wind | [13 empty] | 0 | 0 | 0 | 0 | [11 empty] | WED Coventry Four LLC | 100 | Wind Energy Development | 100
solar pv | Hecate Energy Beacon Solar 1 | 59315_G_BEAC1 | 59315 | G | BEAC1 |  | Solar PV |  | WECC_SCE | California | 6 | Kern | 29 | 06029 | 51 | 0 | 2017 | 9999 |  |  | N | Solar | [13 empty] | 0 | 0 | 0 | 0 | [11 empty] | Beacon Solar 1 LLC | 100 | FTP Power LLC | 100
solar pv | Hecate Energy Beacon Solar 3 | 59316_G_BEAC3 | 59316 | G | BEAC3 |  | Solar PV |  | WECC_SCE | California | 6 | Kern | 29 | 06029 | 51 | 0 | 2016 | 9999 |  |  | N | Solar | [13 empty] | 0 | 0 | 0 | 0 | [11 empty] | Beacon Solar 3 LLC | 100 | FTP Power LLC | 100
solar pv | Hecate Energy Beacon Solar 4 | 59317_G_BEAC4 | 59317 | G | BEAC4 |  | Solar PV |  | WECC_SCE | California | 6 | Kern | 29 | 06029 | 47 | 0 | 2016 | 9999 |  |  | N | Solar | [13 empty] | 0 | 0 | 0 | 0 | [11 empty] | Beacon Solar 4 LLC | 100 | FTP Power LLC | 100
solar pv | North Run | 59318_G_NRUN1 | 59318 | G | NRUN1 |  | Solar PV |  | PJM_EMAC | New Jersey | 34 | Burlington | 5 | 34005 | 5 | 0 | 2015 | 9999 |  |  | N | Solar | [13 empty] | 0 | 0 | 0 | 0 | [11 empty] | NJR Clean Energy Ventures Corp | 100 | New Jersey Resources Corp | 100
solar pv | Rock Solid | 59319_G_ROCK1 | 59319 | G | ROCK1 |  | Solar PV |  | PJM_EMAC | New Jersey | 34 | Monmouth | 25 | 34025 | 8 | 0 | 2014 | 9999 |  |  | N | Solar | [13 empty] | 0 | 0 | 0 | 0 | [11 empty] | NJR Clean Energy Ventures II Corp | 100 | New Jersey Resources Corp | 100
onshore wind | Los Vientos Windpower III | 59320_G_GEN1 | 59320 | G | GEN1 |  | Onshore Wind |  | ERC_REST | Texas | 48 | Starr | 427 | 48427 | 200 | 0 | 2015 | 9999 |  |  | N | Wind | [13 empty] | 0 | 0 | 0 | 0 | [11 empty] | Los Vientos Windpower III LLC | 100 | Duke Energy Corp | 100
onshore wind | Los Vientos Windpower IV | 59321_G_GEN1 | 59321 | G | GEN1 |  | Onshore Wind |  | ERC_REST | Texas | 48 | Starr | 427 | 48427 | 200 | 0 | 2016 | 9999 |  |  | N | Wind | [13 empty] | 0 | 0 | 0 | 0 | [11 empty] | Los Vientos Windpower IV LLC | 100 | Duke Energy Corp | 100
solar pv | Pumpjack Solar I | 59322_G_GEN1 | 59322 | G | GEN1 |  | Solar PV |  | WECC_SCE | California | 6 | Kern | 29 | 06029 | 20 | 0 | 2015 | 9999 |  |  | N | Solar | [13 empty] | 0 | 0 | 0 | 0 | [11 empty] | Pumpjack Solar I LLC | 100 | Duke Energy Corp | 100
solar pv | Sacramento (SMUD) | 59323_G_SMUPV | 59323 | G | SMUPV |  | Solar PV |  | WEC_BANC | California | 6 | Sacramento | 67 | 06067 | 1.5 | 0 | 2014 | 9999 |  |  | N | Solar | [13 empty] | 0 | 0 | 0 | 0 | [11 empty] | Sacramento CA (City of) | 100 | Sacramento CA (City of) | 100
solar pv | MCCo Solar Generating Facility | 59324_G_MCCO1 | 59324 | G | MCCO1 |  | Solar PV |  | PJM_ATSI | Ohio | 39 | Cuyahoga | 35 | 39035 | 0.9 | 0 | 2014 | 9999 |  |  | N | Solar | [13 empty] | 0 | 0 | 0 | 0 | [11 empty] | Medical Center Co | 100 | Medical Center Co | 100
natural gas combined cycle | Kings Mountain Energy Center | 59325_G_KMEC1 | 59325 | G | KMEC1 | 91012 | Combined Cycle |  | S_VACA | North Carolina | 37 | Cleveland | 45 | 37045 | 259 | 7050 | 2018 | 9999 |  |  | N | Natural Gas |  |  |  |  | SCR | [8 empty] | 0.0058173 | 0.0058173 | 0.0058173 | 0.0058173 | [11 empty] | NTE Energy LLC | 100 | NTE Energy LLC | 100
natural gas combined cycle | Kings Mountain Energy Center | 59325_G_KMEC2 | 59325 | G | KMEC2 | 91012 | Combined Cycle |  | S_VACA | North Carolina | 37 | Cleveland | 45 | 37045 | 227 | 7050 | 2018 | 9999 |  |  | N | Natural Gas |  |  |  | LNB + NH3 | SCR | [8 empty] | 0.0058173 | 0.0058173 | 0.0058173 | 0.0058173 | [11 empty] | NTE Energy LLC | 100 | NTE Energy LLC | 100
natural gas combined cycle | Middletown Energy Center | 59326_G_MEC1 | 59326 | G | MEC1 | 91013 | Combined Cycle |  | PJM_West | Ohio | 39 | Butler | 17 | 39017 | 252.3 | 7050 | 2018 | 9999 |  |  | N | Natural Gas |  |  |  | DLNB | SCR | [8 empty] | 0.0061302 | 0.0061302 | 0.0061302 | 0.0061302 | [11 empty] | Ohio Power Partners LLC | 100 | NTE Energy LLC | 100
natural gas combined cycle | Middletown Energy Center | 59326_G_MEC2 | 59326 | G | MEC2 | 91013 | Combined Cycle |  | PJM_West | Ohio | 39 | Butler | 17 | 39017 | 215.7 | 7050 | 2018 | 9999 |  |  | N | Natural Gas |  |  |  | LNB + NH3 | SCR | [8 empty] | 0.0061302 | 0.0061302 | 0.0061302 | 0.0061302 | [11 empty] | Ohio Power Partners LLC | 100 | NTE Energy LLC | 100
solar pv | Marlboro Mushrooms Solar Field | 59327_G_GEN1 | 59327 | G | GEN1 |  | Solar PV |  | PJM_EMAC | Pennsylvania | 42 | Chester | 29 | 42029 | 1 | 0 | 2011 | 9999 |  |  | N | Solar | [13 empty] | 0 | 0 | 0 | 0 | [11 empty] | Southern Energy Management | 100 | Southern Energy Management | 100
onshore wind | Golden Acorn Casino | 59328_G_GAC1 | 59328 | G | GAC1 |  | Onshore Wind |  | WEC_SDGE | California | 6 | San Diego | 73 | 06073 | 1 | 0 | 2014 | 9999 |  |  | N | Wind | [13 empty] | 0 | 0 | 0 | 0 | [11 empty] | Foundation CA Fund VII Manager LLC | 100 | Foundation Windpower | 100
onshore wind | City of Soledad Water Reclamation | 59329_G_SOL1 | 59329 | G | SOL1 |  | Onshore Wind |  | WEC_CALN | California | 6 | Monterey | 53 | 06053 | 1 | 0 | 2014 | 9999 |  |  | N | Wind | [13 empty] | 0 | 0 | 0 | 0 | [11 empty] | Foundation CA Fund VII Manager LLC | 100 | Foundation Windpower | 100
onshore wind | Taylor Farms | 59330_G_TAY1 | 59330 | G | TAY1 |  | Onshore Wind |  | WEC_CALN | California | 6 | Monterey | 53 | 06053 | 1 | 0 | 2014 | 9999 |  |  | N | Wind | [13 empty] | 0 | 0 | 0 | 0 | [11 empty] | Foundation CA Fund VII Manager LLC | 100 | Foundation Windpower | 100
onshore wind | Anheuser-Busch #2 | 59331_G_ANB2 | 59331 | G | ANB2 |  | Onshore Wind |  | WEC_CALN | California | 6 | Solano | 95 | 06095 | 1.6 | 0 | 2014 | 9999 |  |  | N | Wind | [13 empty] | 0 | 0 | 0 | 0 | [11 empty] | Foundation CA Fund VII Manager LLC | 100 | Foundation Windpower | 100
onshore wind | Mesquite Creek Wind | 59332_G_MSCRK | 59332 | G | MSCRK |  | Onshore Wind |  | ERC_WEST | Texas | 48 | Dawson | 115 | 48115 | 211.2 | 0 | 2015 | 9999 |  |  | N | Wind | [13 empty] | 0 | 0 | 0 | 0 | [11 empty] | Mesquite Creek Wind LLC | 100 | Sumitomo Corp | 100
solar pv | Faison Solar | 59333_G_FAIS1 | 59333 | G | FAIS1 |  | Solar PV |  | S_VACA | North Carolina | 37 | Duplin | 61 | 37061 | 2 | 0 | 2015 | 9999 |  |  | N | Solar | [13 empty] | 0 | 0 | 0 | 0 | [11 empty] | Faison Solar LLC | 100 | Faison Solar LLC | 100
solar pv | Catalina Solar 2, LLC | 59334_G_INV-1 | 59334 | G | INV-1 |  | Solar PV |  | WECC_SCE | California | 6 | Kern | 29 | 06029 | 18 | 0 | 2015 | 9999 |  |  | N | Solar | [13 empty] | 0 | 0 | 0 | 0 | [11 empty] | Catalina Solar 2 LLC | 100 | EDF Group | 100
municipal solid waste | MCLB Landfill Gas to Energy | 59335_G_GEN1 | 59335 | G | GEN1 |  | Non-Fossil Waste |  | S_SOU | Georgia | 13 | Dougherty | 95 | 13095 | 1.9 | 7042 | 2011 | 9999 |  |  | Y | Non-Fossil Waste | [13 empty] | 0 | 0 | 0 | 0 | [11 empty] | Marine Corps Logistics Base | 100 | US Marine Corps | 100
solar pv | Harrell's Hill Solar Center LLC | 59337_G_HHS1 | 59337 | G | HHS1 |  | Solar PV |  | S_VACA | North Carolina | 37 | Wayne | 191 | 37191 | 5 | 0 | 2015 | 9999 |  |  | N | Solar | [13 empty] | 0 | 0 | 0 | 0 | [11 empty] | Harrells Hill Solar Center LLC | 100 | Heliosage Energy LLC | 100
natural gas combined cycle | Gila River Power Block 1 | 59338_G_CTG1 | 59338 | G | CTG1 | 8508 | Combined Cycle |  | WECC_AZ | Arizona | 4 | Maricopa | 13 | 04013 | 146 | 7352 | 2003 | 9999 |  |  | N | Natural Gas |  |  |  | DLNB | SCR | [8 empty] | 0.010743 | 0.010743 | 0.010743 | 0.010743 | [11 empty] | CXA Sundevil I Inc | 100 | Beal Bank USA | 100
natural gas combined cycle | Gila River Power Block 1 | 59338_G_CTG2 | 59338 | G | CTG2 | 8510 | Combined Cycle |  | WECC_AZ | Arizona | 4 | Maricopa | 13 | 04013 | 146 | 7352 | 2003 | 9999 |  |  | N | Natural Gas |  |  |  | DLNB | SCR | [8 empty] | 0.010743 | 0.010743 | 0.010743 | 0.010743 | [11 empty] | CXA Sundevil I Inc | 100 | Beal Bank USA | 100
natural gas combined cycle | Gila River Power Block 1 | 59338_G_ST9 | 59338 | G | ST9 | 8508 | Combined Cycle |  | WECC_AZ | Arizona | 4 | Maricopa | 13 | 04013 | 223 | 7352 | 2003 | 9999 |  |  | N | Natural Gas |  |  |  | LNB + NH3 | SCR | [8 empty] | 0.010743 | 0.010743 | 0.010743 | 0.010743 | [11 empty] | CXA Sundevil I Inc | 100 | Beal Bank USA | 100
solar pv | Quinto Solar PV Project | 59339_G_SSC13 | 59339 | G | SSC13 |  | Solar PV |  | WEC_CALN | California | 6 | Merced | 47 | 06047 | 105.1 | 0 | 2015 | 9999 |  |  | N | Solar | [13 empty] | 0 | 0 | 0 | 0 | [11 empty] | Solar Star California XIII LLC | 100 | APG Asset Management US Inc | 100
hydro | Dorena Hydro-Electric Facility | 59357_G_FRNCS | 59357 | G | FRNCS |  | Hydro |  | WECC_PNW | Oregon | 41 | Lane | 39 | 41039 | 1.4 | 0 | 2014 | 9999 |  |  | N | Hydro | [13 empty] | 0 | 0 | 0 | 0 | [11 empty] | Dorena Hydro LLC | 100 | Riverbank Power Corp | 100
hydro | Dorena Hydro-Electric Facility | 59357_G_KAPLN | 59357 | G | KAPLN |  | Hydro |  | WECC_PNW | Oregon | 41 | Lane | 39 | 41039 | 6.1 | 0 | 2014 | 9999 |  |  | N | Hydro | [13 empty] | 0 | 0 | 0 | 0 | [11 empty] | Dorena Hydro LLC | 100 | Riverbank Power Corp | 100
solar pv | Devens | 59358_G_MA2 | 59358 | G | MA2 |  | Solar PV |  | NENGREST | Massachusetts | 25 | Middlesex | 17 | 25017 | 2 | 0 | 2014 | 9999 |  |  | N | Solar | [13 empty] | 0 | 0 | 0 | 0 | [11 empty] | SLX Project 1070 LLC | 100 | Green States Energy Inc | 100
solar pv | SCE-Snowline-Duncan Road (North) | 59359_G_10400 | 59359 | G | 10400 |  | Solar PV |  | WECC_SCE | California | 6 | San Bernardino | 71 | 06071 | 1.5 | 0 | 2014 | 9999 |  |  | N | Solar | [13 empty] | 0 | 0 | 0 | 0 | [11 empty] | SunE Solar XV Lessor LLC | 100 | Brookfield Asset Management Inc | 100
solar pv | SCE-Snowline-Duncan Road (South) | 59360_G_11113 | 59360 | G | 11113 |  | Solar PV |  | WECC_SCE | California | 6 | San Bernardino | 71 | 06071 | 1 | 0 | 2014 | 9999 |  |  | N | Solar | [13 empty] | 0 | 0 | 0 | 0 | [11 empty] | SunE Solar XV Lessor LLC | 100 | Brookfield Asset Management Inc | 100
solar pv | Browne Solar LLC | 59361_G_PV1 | 59361 | G | PV1 |  | Solar PV |  | NENGREST | Massachusetts | 25 | Hampden | 13 | 25013 | 1.4 | 0 | 2014 | 9999 |  |  | N | Solar | [13 empty] | 0 | 0 | 0 | 0 | [11 empty] | Sunray Power LLC | 100 | Sunray Power LLC | 100
solar pv | Indian Hill Solar LLC | 59362_G_PV1 | 59362 | G | PV1 |  | Solar PV |  | NENGREST | Massachusetts | 25 | Hampden | 13 | 25013 | 1.4 | 0 | 2014 | 9999 |  |  | N | Solar | [13 empty] | 0 | 0 | 0 | 0 | [11 empty] | Sunray Power LLC | 100 | Sunray Power LLC | 100
solar pv | State Street Solar LLC | 59363_G_PV1 | 59363 | G | PV1 |  | Solar PV |  | NENGREST | Massachusetts | 25 | Hampden | 13 | 25013 | 1.4 | 0 | 2014 | 9999 |  |  | N | Solar | [13 empty] | 0 | 0 | 0 | 0 | [11 empty] | SR Solar 7 LLC | 100 | Sunray Power LLC | 100
solar pv | Plainfield One Solar LLC | 59364_G_PV1 | 59364 | G | PV1 |  | Solar PV |  | PJM_EMAC | New Jersey | 34 | Somerset | 35 | 34035 | 1.3 | 0 | 2011 | 9999 |  |  | N | Solar | [13 empty] | 0 | 0 | 0 | 0 | [11 empty] | Plainfield One Solar LLC | 100 | Sunray Power LLC | 100
solar pv | 24 Applegate Solar LLC | 59365_G_PV1 | 59365 | G | PV1 |  | Solar PV |  | PJM_EMAC | New Jersey | 34 | Mercer | 21 | 34021 | 4.9 | 0 | 2014 | 9999 |  |  | N | Solar | [13 empty] | 0 | 0 | 0 | 0 | [11 empty] | 24 Applegate Solar LLC | 100 | Sunray Power LLC | 100
solar pv | G&S Wantage Solar LLC | 59366_G_PV1 | 59366 | G | PV1 |  | Solar PV |  | PJM_EMAC | New Jersey | 34 | Sussex | 37 | 34037 | 8.5 | 0 | 2014 | 9999 |  |  | N | Solar | [13 empty] | 0 | 0 | 0 | 0 | [11 empty] | G&S Solar Installers LLC | 100 | Sunray Power LLC | 100
solar pv | Engelhard Solar LLC | 59367_G_PV1 | 59367 | G | PV1 |  | Solar PV |  | PJM_EMAC | New Jersey | 34 | Middlesex | 23 | 34023 | 1.1 | 0 | 2012 | 9999 |  |  | N | Solar | [13 empty] | 0 | 0 | 0 | 0 | [11 empty] | Engelhard Solar LLC | 100 | Sunray Power LLC | 100
solar pv | Westborough Solar LLC | 59368_G_PV1 | 59368 | G | PV1 |  | Solar PV |  | NENGREST | Massachusetts | 25 | Worcester | 27 | 25027 | 2.2 | 0 | 2014 | 9999 |  |  | N | Solar | [13 empty] | 0 | 0 | 0 | 0 | [11 empty] | Westborough Solar LLC | 100 | Sunray Power LLC | 100
solar pv | 4 Applegate Solar LLC | 59370_G_PV1 | 59370 | G | PV1 |  | Solar PV |  | PJM_EMAC | New Jersey | 34 | Mercer | 21 | 34021 | 1.8 | 0 | 2012 | 9999 |  |  | N | Solar | [13 empty] | 0 | 0 | 0 | 0 | [11 empty] | G&S Solar Installers LLC | 100 | Sunray Power LLC | 100
solar pv | 12 Applegate Solar LLC | 59371_G_PV1 | 59371 | G | PV1 |  | Solar PV |  | PJM_EMAC | New Jersey | 34 | Mercer | 21 | 34021 | 1.9 | 0 | 2012 | 9999 |  |  | N | Solar | [13 empty] | 0 | 0 | 0 | 0 | [11 empty] | 12 Applegate Solar LLC | 100 | Sunray Power LLC | 100
solar pv | Old Mill Solar | 59374_G_OMSLR | 59374 | G | OMSLR |  | Solar PV |  | WECC_PNW | Oregon | 41 | Klamath | 35 | 41035 | 5 | 0 | 2015 | 9999 |  |  | N | Solar | [13 empty] | 0 | 0 | 0 | 0 | [11 empty] | Old Mill Solar LLC | 100 | Obsidian Finance Group LLC | 100
solar pv | Rose Hill | 59375_G_ROSE1 | 59375 | G | ROSE1 |  | Solar PV |  | S_VACA | North Carolina | 37 | Duplin | 61 | 37061 | 2 | 0 | 2012 | 9999 |  |  | N | Solar | [13 empty] | 0 | 0 | 0 | 0 | [11 empty] | Rose Hill Solar LLC | 100 | FLS Energy Inc | 100
solar pv | Dunn | 59376_G_DUNN1 | 59376 | G | DUNN1 |  | Solar PV |  | S_VACA | North Carolina | 37 | Harnett | 85 | 37085 | 2 | 0 | 2012 | 9999 |  |  | N | Solar | [13 empty] | 0 | 0 | 0 | 0 | [11 empty] | Dunn Solar LLC | 100 | FLS Energy Inc | 100
solar pv | Town of Cary | 59377_G_CARY1 | 59377 | G | CARY1 |  | Solar PV |  | S_VACA | North Carolina | 37 | Duplin | 61 | 37061 | 1.5 | 0 | 2012 | 9999 |  |  | N | Solar | [13 empty] | 0 | 0 | 0 | 0 | [11 empty] | FLS Owner 80 LLC | 100 | FLS Energy Inc | 100
natural gas peaker | Wapsie Valley Creamery Back Up Generator | 59379_G_1 | 59379 | G | 1 |  | Combustion Turbine | IC Engine | MIS_IA | Iowa | 19 | Buchanan | 19 | 19019 | 1.1 | 13469 | 2015 | 9999 |  |  | N | Distillate Fuel Oil | [13 empty] | 1.6498 | 1.6498 | 1.6498 | 1.6498 | [11 empty] | Wapsie Valley Creamery | 100 | Wapsie Valley Creamery | 100
solar pv | Wildwood Solar I, LLC | 59380_G_WLD1 | 59380 | G | WLD1 |  | Solar PV |  | WECC_SCE | California | 6 | Kern | 29 | 06029 | 19.5 | 0 | 2015 | 9999 |  |  | N | Solar | [13 empty] | 0 | 0 | 0 | 0 | [11 empty] | Wildwood Solar I LLC | 100 | Duke Energy Corp | 100
municipal solid waste | East Kansas Agri-Energy, LLC | 59383_G_KATO | 59383 | G | KATO |  | Non-Fossil Waste |  | SPP_N | Kansas | 20 | Anderson | 3 | 20003 | 0.8 | 11084 | 2005 | 9999 |  |  | N | Non-Fossil Waste | [13 empty] | 0 | 0 | 0 | 0 | [11 empty] | East Kansas Agri Energy LLC | 100 | East Kansas Agri Energy LLC | 100
onshore wind | South Plains Wind Phase I | 59384_G_1 | 59384 | G | 1 |  | Onshore Wind |  | ERC_PHDL | Texas | 48 | Floyd | 153 | 48153 | 200 | 0 | 2015 | 9999 |  |  | N | Wind | [13 empty] | 0 | 0 | 0 | 0 | [11 empty] | South Plains Wind Energy LLC | 100 | Tri Global Energy | 100
solar pv | Enterprise Solar, LLC | 59386_G_ENTS1 | 59386 | G | ENTS1 |  | Solar PV |  | WECC_UT | Utah | 49 | Iron | 21 | 49021 | 80 | 0 | 2016 | 9999 |  |  | N | Solar | [13 empty] | 0 | 0 | 0 | 0 | [11 empty] | Enterprise Solar LLC | 100 | Global Infrastructure Partners | 100
solar pv | Escalante Solar I, LLC | 59387_G_ESCS1 | 59387 | G | ESCS1 |  | Solar PV |  | WECC_UT | Utah | 49 | Beaver | 1 | 49001 | 80 | 0 | 2016 | 9999 |  |  | N | Solar | [13 empty] | 0 | 0 | 0 | 0 | [11 empty] | Escalante Solar I LLC | 100 | Global Infrastructure Partners | 100
solar pv | Escalante Solar II, LLC | 59388_G_ESCS2 | 59388 | G | ESCS2 |  | Solar PV |  | WECC_UT | Utah | 49 | Beaver | 1 | 49001 | 80 | 0 | 2016 | 9999 |  |  | N | Solar | [13 empty] | 0 | 0 | 0 | 0 | [11 empty] | Escalante Solar II LLC | 100 | Global Infrastructure Partners | 100
solar pv | Escalante Solar III, LLC | 59389_G_ESCS3 | 59389 | G | ESCS3 |  | Solar PV |  | WECC_UT | Utah | 49 | Beaver | 1 | 49001 | 80 | 0 | 2016 | 9999 |  |  | N | Solar | [13 empty] | 0 | 0 | 0 | 0 | [11 empty] | Escalante Solar III LLC | 100 | Global Infrastructure Partners | 100
solar pv | True North | 59390_G_TNE1 | 59390 | G | TNE1 |  | Solar PV |  | NENGREST | Massachusetts | 25 | Essex | 9 | 25009 | 4.8 | 0 | 2012 | 9999 |  |  | N | Solar | [13 empty] | 0 | 0 | 0 | 0 | [11 empty] | True North Energy | 100 | Capital Dynamics | 100
natural gas peaker | Red Gate Power Plant | 59391_G_ENG01 | 59391 | G | ENG01 |  | Combustion Turbine | IC Engine | ERC_REST | Texas | 48 | Hidalgo | 215 | 48215 | 18.3 | 10745 | 2016 | 9999 |  |  | N | Natural Gas | [13 empty] | 0.0083 | 0.0083 | 0.0083 | 0.0083 | [11 empty] | South Texas Electric Coop Inc | 100 | South Texas Electric Coop Inc | 100
natural gas peaker | Red Gate Power Plant | 59391_G_ENG02 | 59391 | G | ENG02 |  | Combustion Turbine | IC Engine | ERC_REST | Texas | 48 | Hidalgo | 215 | 48215 | 18.3 | 10745 | 2016 | 9999 |  |  | N | Natural Gas | [13 empty] | 0.00791 | 0.00791 | 0.00791 | 0.00791 | [11 empty] | South Texas Electric Coop Inc | 100 | South Texas Electric Coop Inc | 100
natural gas peaker | Red Gate Power Plant | 59391_G_ENG03 | 59391 | G | ENG03 |  | Combustion Turbine | IC Engine | ERC_REST | Texas | 48 | Hidalgo | 215 | 48215 | 18.3 | 10745 | 2016 | 9999 |  |  | N | Natural Gas | [13 empty] | 0.00798 | 0.00798 | 0.00798 | 0.00798 | [11 empty] | South Texas Electric Coop Inc | 100 | South Texas Electric Coop Inc | 100
natural gas peaker | Red Gate Power Plant | 59391_G_ENG04 | 59391 | G | ENG04 |  | Combustion Turbine | IC Engine | ERC_REST | Texas | 48 | Hidalgo | 215 | 48215 | 18.3 | 10745 | 2016 | 9999 |  |  | N | Natural Gas | [13 empty] | 0.00661 | 0.00661 | 0.00661 | 0.00661 | [11 empty] | South Texas Electric Coop Inc | 100 | South Texas Electric Coop Inc | 100
natural gas peaker | Red Gate Power Plant | 59391_G_ENG05 | 59391 | G | ENG05 |  | Combustion Turbine | IC Engine | ERC_REST | Texas | 48 | Hidalgo | 215 | 48215 | 18.3 | 10745 | 2016 | 9999 |  |  | N | Natural Gas | [13 empty] | 0.0066 | 0.0066 | 0.0066 | 0.0066 | [11 empty] | South Texas Electric Coop Inc | 100 | South Texas Electric Coop Inc | 100
natural gas peaker | Red Gate Power Plant | 59391_G_ENG06 | 59391 | G | ENG06 |  | Combustion Turbine | IC Engine | ERC_REST | Texas | 48 | Hidalgo | 215 | 48215 | 18.3 | 10745 | 2016 | 9999 |  |  | N | Natural Gas | [13 empty] | 0.00661 | 0.00661 | 0.00661 | 0.00661 | [11 empty] | South Texas Electric Coop Inc | 100 | South Texas Electric Coop Inc | 100
natural gas peaker | Red Gate Power Plant | 59391_G_ENG07 | 59391 | G | ENG07 |  | Combustion Turbine | IC Engine | ERC_REST | Texas | 48 | Hidalgo | 215 | 48215 | 18.3 | 10745 | 2016 | 9999 |  |  | N | Natural Gas | [13 empty] | 0.00676 | 0.00676 | 0.00676 | 0.00676 | [11 empty] | South Texas Electric Coop Inc | 100 | South Texas Electric Coop Inc | 100
natural gas peaker | Red Gate Power Plant | 59391_G_ENG08 | 59391 | G | ENG08 |  | Combustion Turbine | IC Engine | ERC_REST | Texas | 48 | Hidalgo | 215 | 48215 | 18.3 | 10745 | 2016 | 9999 |  |  | N | Natural Gas | [13 empty] | 0.00704 | 0.00704 | 0.00704 | 0.00704 | [11 empty] | South Texas Electric Coop Inc | 100 | South Texas Electric Coop Inc | 100
natural gas peaker | Red Gate Power Plant | 59391_G_ENG09 | 59391 | G | ENG09 |  | Combustion Turbine | IC Engine | ERC_REST | Texas | 48 | Hidalgo | 215 | 48215 | 18.3 | 10745 | 2016 | 9999 |  |  | N | Natural Gas | [13 empty] | 0.00672 | 0.00672 | 0.00672 | 0.00672 | [11 empty] | South Texas Electric Coop Inc | 100 | South Texas Electric Coop Inc | 100
natural gas peaker | Red Gate Power Plant | 59391_G_ENG10 | 59391 | G | ENG10 |  | Combustion Turbine | IC Engine | ERC_REST | Texas | 48 | Hidalgo | 215 | 48215 | 18.3 | 10745 | 2016 | 9999 |  |  | N | Natural Gas | [13 empty] | 0.00871 | 0.00871 | 0.00871 | 0.00871 | [11 empty] | South Texas Electric Coop Inc | 100 | South Texas Electric Coop Inc | 100
natural gas peaker | Red Gate Power Plant | 59391_G_ENG11 | 59391 | G | ENG11 |  | Combustion Turbine | IC Engine | ERC_REST | Texas | 48 | Hidalgo | 215 | 48215 | 18.3 | 10745 | 2016 | 9999 |  |  | N | Natural Gas | [13 empty] | 0.00868 | 0.00868 | 0.00868 | 0.00868 | [11 empty] | South Texas Electric Coop Inc | 100 | South Texas Electric Coop Inc | 100
natural gas peaker | Red Gate Power Plant | 59391_G_ENG12 | 59391 | G | ENG12 |  | Combustion Turbine | IC Engine | ERC_REST | Texas | 48 | Hidalgo | 215 | 48215 | 18.3 | 10745 | 2016 | 9999 |  |  | N | Natural Gas | [13 empty] | 0.00852 | 0.00852 | 0.00852 | 0.00852 | [11 empty] | South Texas Electric Coop Inc | 100 | South Texas Electric Coop Inc | 100
biomass | Blue Ridge Generating | 59392_G_GEN1 | 59392 | G | GEN1 |  | Landfill Gas |  | PJM_West | Kentucky | 21 | Estill | 65 | 21065 | 1.2 | 13500 | 2013 | 9999 |  |  | N | Landfill Gas | [13 empty] | 0.22117 | 0.22117 | 0.22117 | 0.22117 | [11 empty] | Advanced Waste Services | 100 | Advanced Waste Services | 100
solar pv | Eubank Landfill Solar Array | 59393_G_ESNM1 | 59393 | G | ESNM1 |  | Solar PV |  | WECC_NM | New Mexico | 35 | Bernalillo | 1 | 35001 | 2 | 0 | 2013 | 9999 |  |  | N | Solar | [13 empty] | 0 | 0 | 0 | 0 | [11 empty] | Emcore Solar | 100 | Emcore Corp | 100
solar pv | Grafton Solar | 59394_G_KRS03 | 59394 | G | KRS03 |  | Solar PV |  | NENGREST | Massachusetts | 25 | Worcester | 27 | 25027 | 1.5 | 0 | 2013 | 9999 |  |  | N | Solar | [13 empty] | 0 | 0 | 0 | 0 | [11 empty] | Kearsarge Grafton LLC | 100 | Kearsarge Energy LP | 100
solar pv | Shaffer | 59396_G_SHF01 | 59396 | G | SHF01 |  | Solar PV |  | NENGREST | Massachusetts | 25 | Middlesex | 17 | 25017 | 5 | 0 | 2014 | 9999 |  |  | N | Solar | [13 empty] | 0 | 0 | 0 | 0 | [11 empty] | CD US Solar MT3 LLC | 100 | Capital Dynamics | 100
solar pv | Searchlight Solar | 59404_G_1 | 59404 | G | 1 |  | Solar PV |  | WECC_SNV | Nevada | 32 | Clark | 3 | 32003 | 17.5 | 0 | 2014 | 9999 |  |  | N | Solar | [13 empty] | 0 | 0 | 0 | 0 | [11 empty] | American Capital Energy Searchlight Solar LLC | 100 | D E Shaw & Co LP | 100
solar pv | Diamond Valley Solar Project | 59405_G_PV11 | 59405 | G | PV11 |  | Solar PV |  | WECC_SCE | California | 6 | Riverside | 65 | 06065 | 1.3 | 0 | 2015 | 9999 |  |  | N | Solar | [13 empty] | 0 | 0 | 0 | 0 | [11 empty] | Diamond Valley Solar LLC | 100 | Allco Renewable Energy Limited | 100
solar pv | Facile Solar | 59406_G_SYS1 | 59406 | G | SYS1 |  | Solar PV |  | S_VACA | North Carolina | 37 | Alamance | 1 | 37001 | 2 | 0 | 2015 | 9999 |  |  | N | Solar | [13 empty] | 0 | 0 | 0 | 0 | [11 empty] | Loy Farm Solar LLC | 100 | Loy Farm Solar LLC | 100
solar pv | Newman Solar | 59407_G_NEW1 | 59407 | G | NEW1 |  | Solar PV |  | WECC_NM | Texas | 48 | El Paso | 141 | 48141 | 10.3 | 0 | 2014 | 9999 |  |  | N | Solar | [13 empty] | 0 | 0 | 0 | 0 | [11 empty] | Newman Solar LLC | 100 | Public Service Enterprise Group Inc | 100
solar pv | Shafter Solar LLC | 59408_G_1 | 59408 | G | 1 |  | Solar PV |  | WECC_SCE | California | 6 | Kern | 29 | 06029 | 20 | 0 | 2015 | 9999 |  |  | N | Solar | [13 empty] | 0 | 0 | 0 | 0 | [11 empty] | Shafter Solar LLC | 100 | NextEra Energy Inc | 100
solar pv | Madelyn Solar, LLC | 59409_G_SNL17 | 59409 | G | SNL17 |  | Solar PV |  | WECC_SCE | California | 6 | San Bernardino | 71 | 06071 | 1 | 0 | 2014 | 9999 |  |  | N | Solar | [13 empty] | 0 | 0 | 0 | 0 | [11 empty] | Madelyn Solar LLC | 100 | Cate Street Capital Inc | 100
solar pv | Rudy Solar, LLC | 59410_G_SNL19 | 59410 | G | SNL19 |  | Solar PV |  | WECC_SCE | California | 6 | San Bernardino | 71 | 06071 | 1.5 | 0 | 2014 | 9999 |  |  | N | Solar | [13 empty] | 0 | 0 | 0 | 0 | [11 empty] | Rudy Solar LLC | 100 | Cate Street Capital Inc | 100
solar pv | Mitchell Solar, LLC | 59411_G_SNL18 | 59411 | G | SNL18 |  | Solar PV |  | WECC_SCE | California | 6 | San Bernardino | 71 | 06071 | 1.5 | 0 | 2014 | 9999 |  |  | N | Solar | [13 empty] | 0 | 0 | 0 | 0 | [11 empty] | Mitchell Solar LLC | 100 | Cate Street Capital Inc | 100
solar pv | Algonquin SKIC20 Solar LLC | 59412_G_SKI20 | 59412 | G | SKI20 |  | Solar PV |  | WECC_SCE | California | 6 | Kern | 29 | 06029 | 20 | 0 | 2015 | 9999 |  |  | N | Solar | [13 empty] | 0 | 0 | 0 | 0 | [11 empty] | Algonquin SKIC 20 Solar LLC | 100 | Algonquin Power & Utilities Corp | 100
solar pv | Corcoran Solar 2 | 59413_G_C2CA | 59413 | G | C2CA |  | Solar PV |  | WEC_CALN | California | 6 | Kings | 31 | 06031 | 19.8 | 0 | 2015 | 9999 |  |  | N | Solar | [13 empty] | 0 | 0 | 0 | 0 | [11 empty] | SPS Corcoran West LLC | 100 | Enco Utility Service LLC | 100
solar pv | Atwell Island West Solar | 59414_G_AWCA | 59414 | G | AWCA |  | Solar PV |  | WECC_SCE | California | 6 | Tulare | 107 | 06107 | 20 | 0 | 2015 | 9999 |  |  | N | Solar | [13 empty] | 0 | 0 | 0 | 0 | [11 empty] | CED Atwell Island West LLC | 100 | Consolidated Edison Inc | 100
natural gas peaker | Backus Microgrid Project | 59415_G_BMP1 | 59415 | G | BMP1 |  | Combustion Turbine | IC Engine | NENG_CT | Connecticut | 9 | New London | 11 | 09011 | 2.5 | 10745 | 2014 | 9999 |  |  | N | Distillate Fuel Oil | [13 empty] | 1.6498 | 1.6498 | 1.6498 | 1.6498 | [11 empty] | Connecticut Municipal Electric Energy Coop | 100 | Connecticut Municipal Electric Energy Coop | 100
natural gas peaker | Backus Microgrid Project | 59415_G_BMP2 | 59415 | G | BMP2 |  | Combustion Turbine | IC Engine | NENG_CT | Connecticut | 9 | New London | 11 | 09011 | 2.5 | 10745 | 2014 | 9999 |  |  | N | Distillate Fuel Oil | [13 empty] | 1.6498 | 1.6498 | 1.6498 | 1.6498 | [11 empty] | Connecticut Municipal Electric Energy Coop | 100 | Connecticut Municipal Electric Energy Coop | 100
natural gas peaker | Backus Microgrid Project | 59415_G_BMP3 | 59415 | G | BMP3 |  | Combustion Turbine | IC Engine | NENG_CT | Connecticut | 9 | New London | 11 | 09011 | 2.5 | 10745 | 2014 | 9999 |  |  | N | Distillate Fuel Oil | [13 empty] | 1.6498 | 1.6498 | 1.6498 | 1.6498 | [11 empty] | Connecticut Municipal Electric Energy Coop | 100 | Connecticut Municipal Electric Energy Coop | 100
natural gas peaker | Backus Microgrid Project | 59415_G_BMP4 | 59415 | G | BMP4 |  | Combustion Turbine | IC Engine | NENG_CT | Connecticut | 9 | New London | 11 | 09011 | 2.5 | 10745 | 2014 | 9999 |  |  | N | Distillate Fuel Oil | [13 empty] | 1.6498 | 1.6498 | 1.6498 | 1.6498 | [11 empty] | Connecticut Municipal Electric Energy Coop | 100 | Connecticut Municipal Electric Energy Coop | 100
solar pv | Anaheim Solar Energy Plant | 59416_G_PV1 | 59416 | G | PV1 |  | Solar PV |  | WECC_SCE | California | 6 | Orange | 59 | 06059 | 2 | 0 | 2014 | 9999 |  |  | N | Solar | [13 empty] | 0 | 0 | 0 | 0 | [11 empty] | Anaheim Public Utilities Dept | 100 | Anaheim CA (City of) | 100
onshore wind | Pleasant Hill Wind Energy Project | 59417_G_WT1 | 59417 | G | WT1 |  | Onshore Wind |  | ERC_WEST | Texas | 48 | Crosby | 107 | 48107 | 20 | 0 | 2015 | 9999 |  |  | N | Wind | [13 empty] | 0 | 0 | 0 | 0 | [11 empty] | Crosby County Wind Farm LLC | 100 | Tri Global Energy | 100
solar pv | SCE-Snowline-White Road (South) | 59421_G_11111 | 59421 | G | 11111 |  | Solar PV |  | WECC_SCE | California | 6 | San Bernardino | 71 | 06071 | 1.5 | 0 | 2014 | 9999 |  |  | N | Solar | [13 empty] | 0 | 0 | 0 | 0 | [11 empty] | SunE Solar XV Lessor LLC | 100 | Brookfield Asset Management Inc | 100
solar pv | SCE-Snowline-White Road (North) | 59422_G_10401 | 59422 | G | 10401 |  | Solar PV |  | WECC_SCE | California | 6 | San Bernardino | 71 | 06071 | 1.5 | 0 | 2014 | 9999 |  |  | N | Solar | [13 empty] | 0 | 0 | 0 | 0 | [11 empty] | SunE Solar XV Lessor LLC | 100 | Brookfield Asset Management Inc | 100
solar pv | SCE-Snowline-White Rd (Central) | 59423_G_10402 | 59423 | G | 10402 |  | Solar PV |  | WECC_SCE | California | 6 | San Bernardino | 71 | 06071 | 1.5 | 0 | 2014 | 9999 |  |  | N | Solar | [13 empty] | 0 | 0 | 0 | 0 | [11 empty] | SunE Solar XV Lessor LLC | 100 | Brookfield Asset Management Inc | 100
solar pv | IND Solar Farm (Phase IIA) | 59424_G_IND2A | 59424 | G | IND2A |  | Solar PV |  | MIS_INKY | Indiana | 18 | Marion | 97 | 18097 | 7.5 | 0 | 2014 | 9999 |  |  | N | Solar | [13 empty] | 0 | 0 | 0 | 0 | [11 empty] | Indy Airport Solar Project II LLC | 100 | James Wesley Taylor | 100
biomass | Zimmerman Energy | 59425_G_ZE-#1 | 59425 | G | ZE-#1 |  | Landfill Gas |  | MIS_INKY | Indiana | 18 | Marshall | 99 | 18099 | 1.9 | 13500 | 2014 | 9999 |  |  | N | Landfill Gas | [13 empty] | 0.22117 | 0.22117 | 0.22117 | 0.22117 | [11 empty] | Zimmerman Energy LLC | 100 | Ares Management LP | 100
biomass | Zimmerman Energy | 59425_G_ZE-#2 | 59425 | G | ZE-#2 |  | Landfill Gas |  | MIS_INKY | Indiana | 18 | Marshall | 99 | 18099 | 1.9 | 13500 | 2014 | 9999 |  |  | N | Landfill Gas | [13 empty] | 0.22117 | 0.22117 | 0.22117 | 0.22117 | [11 empty] | Zimmerman Energy LLC | 100 | Ares Management LP | 100
biomass | Zimmerman Energy | 59425_G_ZE-#3 | 59425 | G | ZE-#3 |  | Landfill Gas |  | MIS_INKY | Indiana | 18 | Marshall | 99 | 18099 | 1.9 | 13500 | 2014 | 9999 |  |  | N | Landfill Gas | [13 empty] | 0.22117 | 0.22117 | 0.22117 | 0.22117 | [11 empty] | Zimmerman Energy LLC | 100 | Ares Management LP | 100
solar pv | GKS Solar | 59426_G_GKS1 | 59426 | G | GKS1 |  | Solar PV |  | PJM_Dom | North Carolina | 37 | Perquimans | 143 | 37143 | 5 | 0 | 2015 | 9999 |  |  | N | Solar | [13 empty] | 0 | 0 | 0 | 0 | [11 empty] | SolNCPower1 LLC | 100 | Solon Group | 100
solar pv | Two Mile Solar | 59427_G_TMS1 | 59427 | G | TMS1 |  | Solar PV |  | PJM_Dom | North Carolina | 37 | Perquimans | 143 | 37143 | 5 | 0 | 2015 | 9999 |  |  | N | Solar | [13 empty] | 0 | 0 | 0 | 0 | [11 empty] | SolNCPower1 LLC | 100 | Solon Group | 100
hydro | Baker Creek Hydroelectric | 59428_G_GENE1 | 59428 | G | GENE1 |  | Hydro |  | WEC_CALN | California | 6 | Humboldt | 23 | 06023 | 1.4 | 0 | 2014 | 9999 |  |  | N | Hydro | [13 empty] | 0 | 0 | 0 | 0 | [11 empty] | Albert Hunt | 100 | Albert Hunt | 100
hydro | Baker Creek Hydroelectric | 59428_G_GENE2 | 59428 | G | GENE2 |  | Hydro |  | WEC_CALN | California | 6 | Humboldt | 23 | 06023 | 0.1 | 0 | 2014 | 9999 |  |  | N | Hydro | [13 empty] | 0 | 0 | 0 | 0 | [11 empty] | Albert Hunt | 100 | Albert Hunt | 100
solar pv | Downs Farm Solar | 59429_G_DOWN1 | 59429 | G | DOWN1 |  | Solar PV |  | PJM_Dom | North Carolina | 37 | Hertford | 91 | 37091 | 5 | 0 | 2015 | 9999 |  |  | N | Solar | [13 empty] | 0 | 0 | 0 | 0 | [11 empty] | Downs Farm Solar LLC | 100 | Downs Farm Solar LLC | 100
solar pv | NRG Solar Las Vegas MB-1 | 59430_G_MB-1 | 59430 | G | MB-1 |  | Solar PV |  | WECC_SNV | Nevada | 32 | Clark | 3 | 32003 | 5 | 0 | 2015 | 9999 |  |  | N | Solar | [13 empty] | 0 | 0 | 0 | 0 | [11 empty] | NRG Energy Inc | 100 | NRG Energy Inc | 100
solar pv | Sierra Solar Greenworks | 59431_G_SSG1 | 59431 | G | SSG1 |  | Solar PV |  | WEC_LADW | California | 6 | Los Angeles | 37 | 06037 | 18 | 0 | 2015 | 9999 |  |  | N | Solar | [13 empty] | 0 | 0 | 0 | 0 | [11 empty] | SPW Solar Holdings 1 LLC | 100 | SPW Solar Managing Member 1 LLC | 100
solar pv | Duke Building 87 | 59432_G_DUK87 | 59432 | G | DUK87 |  | Solar PV |  | MIS_INKY | Indiana | 18 | Marion | 97 | 18097 | 2.7 | 0 | 2014 | 9999 |  |  | N | Solar | [13 empty] | 0 | 0 | 0 | 0 | [11 empty] | Half Moon Ventures LLC | 100 | Half Moon Ventures LLC | 100
solar pv | Duke Building 98 | 59433_G_DUK98 | 59433 | G | DUK98 |  | Solar PV |  | MIS_INKY | Indiana | 18 | Marion | 97 | 18097 | 2.7 | 0 | 2014 | 9999 |  |  | N | Solar | [13 empty] | 0 | 0 | 0 | 0 | [11 empty] | Half Moon Ventures LLC | 100 | Half Moon Ventures LLC | 100
solar pv | Duke Building 129 | 59434_G_DU129 | 59434 | G | DU129 |  | Solar PV |  | MIS_INKY | Indiana | 18 | Marion | 97 | 18097 | 3.4 | 0 | 2014 | 9999 |  |  | N | Solar | [13 empty] | 0 | 0 | 0 | 0 | [11 empty] | Half Moon Ventures LLC | 100 | Half Moon Ventures LLC | 100
onshore wind | Oak Tree Energy | 59435_G_OTE14 | 59435 | G | OTE14 |  | Onshore Wind |  | SPP_WAUE | South Dakota | 46 | Clark | 25 | 46025 | 19.5 | 0 | 2014 | 9999 |  |  | N | Wind | [13 empty] | 0 | 0 | 0 | 0 | [11 empty] | Consolidated Edison Development Inc | 100 | Consolidated Edison Inc | 100
biomass | Lennon Generating | 59436_G_3 | 59436 | G | 3 |  | Landfill Gas |  | MIS_LMI | Michigan | 26 | Shiawassee | 155 | 26155 | 0.8 | 13500 | 2001 | 9999 |  |  | N | Landfill Gas | [13 empty] | 0.22117 | 0.22117 | 0.22117 | 0.22117 | [11 empty] | WM Renewable Energy LLC | 100 | Waste Management Inc | 100
biomass | Lennon Generating | 59436_G_4 | 59436 | G | 4 |  | Landfill Gas |  | MIS_LMI | Michigan | 26 | Shiawassee | 155 | 26155 | 0.8 | 13500 | 2006 | 9999 |  |  | N | Landfill Gas | [13 empty] | 0.22117 | 0.22117 | 0.22117 | 0.22117 | [11 empty] | WM Renewable Energy LLC | 100 | Waste Management Inc | 100
biomass | Lennon Generating | 59436_G_5 | 59436 | G | 5 |  | Landfill Gas |  | MIS_LMI | Michigan | 26 | Shiawassee | 155 | 26155 | 0.8 | 13500 | 2007 | 9999 |  |  | N | Landfill Gas | [13 empty] | 0.22117 | 0.22117 | 0.22117 | 0.22117 | [11 empty] | WM Renewable Energy LLC | 100 | Waste Management Inc | 100
biomass | Lennon Generating | 59436_G_6 | 59436 | G | 6 |  | Landfill Gas |  | MIS_LMI | Michigan | 26 | Shiawassee | 155 | 26155 | 0.8 | 13500 | 2007 | 9999 |  |  | N | Landfill Gas | [13 empty] | 0.22117 | 0.22117 | 0.22117 | 0.22117 | [11 empty] | WM Renewable Energy LLC | 100 | Waste Management Inc | 100
biomass | Lennon Generating | 59436_G_10 | 59436 | G | 10 |  | Landfill Gas |  | MIS_LMI | Michigan | 26 | Shiawassee | 155 | 26155 | 1.5 | 13500 | 2012 | 9999 |  |  | N | Landfill Gas | [13 empty] | 0.22117 | 0.22117 | 0.22117 | 0.22117 | [11 empty] | WM Renewable Energy LLC | 100 | Waste Management Inc | 100
biomass | Lennon Generating | 59436_G_9 | 59436 | G | 9 |  | Landfill Gas |  | MIS_LMI | Michigan | 26 | Shiawassee | 155 | 26155 | 1.5 | 13500 | 2012 | 9999 |  |  | N | Landfill Gas | [13 empty] | 0.22117 | 0.22117 | 0.22117 | 0.22117 | [11 empty] | WM Renewable Energy LLC | 100 | Waste Management Inc | 100
biomass | Lennon Generating | 59436_G_7 | 59436 | G | 7 |  | Landfill Gas |  | MIS_LMI | Michigan | 26 | Shiawassee | 155 | 26155 | 1.5 | 13500 | 2014 | 9999 |  |  | N | Landfill Gas | [13 empty] | 0.22117 | 0.22117 | 0.22117 | 0.22117 | [11 empty] | WM Renewable Energy LLC | 100 | Waste Management Inc | 100
biomass | Lennon Generating | 59436_G_8 | 59436 | G | 8 |  | Landfill Gas |  | MIS_LMI | Michigan | 26 | Shiawassee | 155 | 26155 | 1.5 | 13500 | 2014 | 9999 |  |  | N | Landfill Gas | [13 empty] | 0.22117 | 0.22117 | 0.22117 | 0.22117 | [11 empty] | WM Renewable Energy LLC | 100 | Waste Management Inc | 100
hydro | Stillwater B | 59437_G_SWB-1 | 59437 | G | SWB-1 |  | Hydro |  | NENG_ME | Maine | 23 | Penobscot | 19 | 23019 | 0.8 | 0 | 2013 | 9999 |  |  | N | Hydro | [13 empty] | 0 | 0 | 0 | 0 | [11 empty] | Black Bear Development Holdings LLC | 100 | Brookfield Asset Management Inc | 100
hydro | Stillwater B | 59437_G_SWB-2 | 59437 | G | SWB-2 |  | Hydro |  | NENG_ME | Maine | 23 | Penobscot | 19 | 23019 | 0.8 | 0 | 2013 | 9999 |  |  | N | Hydro | [13 empty] | 0 | 0 | 0 | 0 | [11 empty] | Black Bear Development Holdings LLC | 100 | Brookfield Asset Management Inc | 100
hydro | Stillwater B | 59437_G_SWB-3 | 59437 | G | SWB-3 |  | Hydro |  | NENG_ME | Maine | 23 | Penobscot | 19 | 23019 | 0.8 | 0 | 2013 | 9999 |  |  | N | Hydro | [13 empty] | 0 | 0 | 0 | 0 | [11 empty] | Black Bear Development Holdings LLC | 100 | Brookfield Asset Management Inc | 100
hydro | Orono B | 59438_G_ORB-1 | 59438 | G | ORB-1 |  | Hydro |  | NENG_ME | Maine | 23 | Penobscot | 19 | 23019 | 1.3 | 0 | 2013 | 9999 |  |  | N | Hydro | [13 empty] | 0 | 0 | 0 | 0 | [11 empty] | Black Bear Development Holdings LLC | 100 | Brookfield Asset Management Inc | 100
hydro | Orono B | 59438_G_ORB-2 | 59438 | G | ORB-2 |  | Hydro |  | NENG_ME | Maine | 23 | Penobscot | 19 | 23019 | 1.3 | 0 | 2013 | 9999 |  |  | N | Hydro | [13 empty] | 0 | 0 | 0 | 0 | [11 empty] | Black Bear Development Holdings LLC | 100 | Brookfield Asset Management Inc | 100
hydro | Orono B | 59438_G_ORB-3 | 59438 | G | ORB-3 |  | Hydro |  | NENG_ME | Maine | 23 | Penobscot | 19 | 23019 | 1.3 | 0 | 2013 | 9999 |  |  | N | Hydro | [13 empty] | 0 | 0 | 0 | 0 | [11 empty] | Black Bear Development Holdings LLC | 100 | Brookfield Asset Management Inc | 100
biomass | COC Surry LFG, LLC | 59439_G_UNIT1 | 59439 | G | UNIT1 |  | Landfill Gas |  | S_VACA | North Carolina | 37 | Surry | 171 | 37171 | 1.5 | 13500 | 2013 | 9999 |  |  | N | Landfill Gas | [13 empty] | 0.22117 | 0.22117 | 0.22117 | 0.22117 | [11 empty] | Coc Surry LFG LLC | 100 | Barnabas Investment Group LLC | 100
solar pv | Adelanto Solar II, LLC | 59440_G_SAS | 59440 | G | SAS |  | Solar PV |  | WECC_SCE | California | 6 | San Bernardino | 71 | 06071 | 7 | 0 | 2015 | 9999 |  |  | N | Solar | [13 empty] | 0 | 0 | 0 | 0 | [11 empty] | Adelanto Solar II LLC | 100 | NextEra Energy Inc | 100
solar pv | Adelanto Solar, LLC | 59441_G_SAS | 59441 | G | SAS |  | Solar PV |  | WECC_SCE | California | 6 | San Bernardino | 71 | 06071 | 20 | 0 | 2015 | 9999 |  |  | N | Solar | [13 empty] | 0 | 0 | 0 | 0 | [11 empty] | Adelanto Solar LLC | 100 | NextEra Energy Inc | 100
onshore wind | Logans Gap Wind LLC | 59442_G_1 | 59442 | G | 1 |  | Onshore Wind |  | ERC_REST | Texas | 48 | Comanche | 93 | 48093 | 200.1 | 0 | 2015 | 9999 |  |  | N | Wind | [13 empty] | 0 | 0 | 0 | 0 | [11 empty] | Logans Gap Wind LLC | 100 | Riverstone Holdings LLC | 100
solar pv | TA-Acacia, LLC | 59443_G_WAS1 | 59443 | G | WAS1 |  | Solar PV |  | WEC_LADW | California | 6 | Los Angeles | 37 | 06037 | 20 | 0 | 2014 | 9999 |  |  | N | Solar | [13 empty] | 0 | 0 | 0 | 0 | [11 empty] | Dominion Solar Holdings LLC | 100 | Dominion Energy Inc | 100
solar pv | Desert Star Hybrid | 59444_G_PV1 | 59444 | G | PV1 |  | Solar PV |  | WECC_AZ | Arizona | 4 | Maricopa | 13 | 04013 | 10 | 0 | 2015 | 9999 |  |  | N | Solar | [13 empty] | 0 | 0 | 0 | 0 | [11 empty] | Arizona Public Service Co | 100 | Pinnacle West Capital Corp | 100
solar pv | St. Albans SPEED Project | 59445_G_PV1 | 59445 | G | PV1 |  | Solar PV |  | NENGREST | Vermont | 50 | Franklin | 11 | 50011 | 2 | 0 | 2013 | 9999 |  |  | N | Solar | [13 empty] | 0 | 0 | 0 | 0 | [11 empty] | St Albans Solar Partners LLC | 100 | St Albans Solar Partners LLC | 100
solar pv | Cranbury | 59446_G_CRANB | 59446 | G | CRANB |  | Solar PV |  | PJM_EMAC | New Jersey | 34 | Middlesex | 23 | 34023 | 5 | 0 | 2011 | 9999 |  |  | N | Solar | [13 empty] | 0 | 0 | 0 | 0 | [11 empty] | RE Cranbury Solar 1 LLC | 100 | Canadian Solar Inc | 100
solar pv | Decatur County Solar Project | 59449_G_DCSP1 | 59449 | G | DCSP1 |  | Solar PV |  | S_SOU | Georgia | 13 | Decatur | 87 | 13087 | 19 | 0 | 2015 | 9999 |  |  | N | Solar | [13 empty] | 0 | 0 | 0 | 0 | [11 empty] | Decatur County Solar Project LLC | 100 | Southern Co | 100
solar pv | Decatur Parkway Solar Project, LLC | 59450_G_DPSP1 | 59450 | G | DPSP1 |  | Solar PV |  | S_SOU | Georgia | 13 | Decatur | 87 | 13087 | 80 | 0 | 2015 | 9999 |  |  | N | Solar | [13 empty] | 0 | 0 | 0 | 0 | [11 empty] | SP Decatur Parkway Solar LLC | 100 | Southern Co | 100
solar pv | CBC Solar Energy Gen Fac Phase 2 | 59451_G_PV2 | 59451 | G | PV2 |  | Solar PV |  | S_VACA | North Carolina | 37 | Wake | 183 | 37183 | 2.5 | 0 | 2013 | 9999 |  |  | N | Solar | [13 empty] | 0 | 0 | 0 | 0 | [11 empty] | CBC Alternative Energy LLC | 100 | CBC Alternative Energy LLC | 100
solar pv | Valencia Solar | 59454_G_VALEN | 59454 | G | VALEN |  | Solar PV |  | WECC_AZ | Arizona | 4 | Pima | 19 | 04019 | 10 | 0 | 2013 | 9999 |  |  | N | Solar | [13 empty] | 0 | 0 | 0 | 0 | [11 empty] | Valencia Solar LLC | 100 | RWE Group | 100
solar pv | Tech Park Solar | 59455_G_TECHP | 59455 | G | TECHP |  | Solar PV |  | WECC_AZ | Arizona | 4 | Pima | 19 | 04019 | 5 | 0 | 2012 | 9999 |  |  | N | Solar | [13 empty] | 0 | 0 | 0 | 0 | [11 empty] | Tech Park Solar LLC | 100 | RWE Group | 100
solar pv | Hickory Ridge Landfill Solar Project | 59459_G_5088 | 59459 | G | 5088 |  | Solar PV |  | S_SOU | Georgia | 13 | DeKalb | 89 | 13089 | 1 | 0 | 2011 | 9999 |  |  | N | Solar | [13 empty] | 0 | 0 | 0 | 0 | [11 empty] | Republic Services Group LLC | 100 | Republic Service Inc | 100
onshore wind | Kay Wind, LLC | 59460_G_KNG1 | 59460 | G | KNG1 |  | Onshore Wind |  | SPP_WEST | Oklahoma | 40 | Kay | 71 | 40071 | 299 | 0 | 2015 | 9999 |  |  | N | Wind | [13 empty] | 0 | 0 | 0 | 0 | [11 empty] | Kay Wind LLC | 100 | Southern Co | 100
biomass | Bowerman Power LFG, LLC | 59461_G_GEN01 | 59461 | G | GEN01 |  | Landfill Gas |  | WECC_SCE | California | 6 | Orange | 59 | 06059 | 3.4 | 13500 | 2016 | 9999 |  |  | N | Landfill Gas | [13 empty] | 0.02632 | 0.02632 | 0.02632 | 0.02632 | [11 empty] | Bowerman Power LFG LLC | 100 | Montauk Energy Holdings LLC | 100
biomass | Bowerman Power LFG, LLC | 59461_G_GEN02 | 59461 | G | GEN02 |  | Landfill Gas |  | WECC_SCE | California | 6 | Orange | 59 | 06059 | 3.4 | 13500 | 2016 | 9999 |  |  | N | Landfill Gas | [13 empty] | 0.02632 | 0.02632 | 0.02632 | 0.02632 | [11 empty] | Bowerman Power LFG LLC | 100 | Montauk Energy Holdings LLC | 100
biomass | Bowerman Power LFG, LLC | 59461_G_GEN03 | 59461 | G | GEN03 |  | Landfill Gas |  | WECC_SCE | California | 6 | Orange | 59 | 06059 | 3.4 | 13500 | 2016 | 9999 |  |  | N | Landfill Gas | [13 empty] | 0.02632 | 0.02632 | 0.02632 | 0.02632 | [11 empty] | Bowerman Power LFG LLC | 100 | Montauk Energy Holdings LLC | 100
biomass | Bowerman Power LFG, LLC | 59461_G_GEN04 | 59461 | G | GEN04 |  | Landfill Gas |  | WECC_SCE | California | 6 | Orange | 59 | 06059 | 3.4 | 13500 | 2016 | 9999 |  |  | N | Landfill Gas | [13 empty] | 0.02632 | 0.02632 | 0.02632 | 0.02632 | [11 empty] | Bowerman Power LFG LLC | 100 | Montauk Energy Holdings LLC | 100
biomass | Bowerman Power LFG, LLC | 59461_G_GEN05 | 59461 | G | GEN05 |  | Landfill Gas |  | WECC_SCE | California | 6 | Orange | 59 | 06059 | 3.4 | 13500 | 2016 | 9999 |  |  | N | Landfill Gas | [13 empty] | 0.02632 | 0.02632 | 0.02632 | 0.02632 | [11 empty] | Bowerman Power LFG LLC | 100 | Montauk Energy Holdings LLC | 100
biomass | Bowerman Power LFG, LLC | 59461_G_GEN06 | 59461 | G | GEN06 |  | Landfill Gas |  | WECC_SCE | California | 6 | Orange | 59 | 06059 | 3.4 | 13500 | 2016 | 9999 |  |  | N | Landfill Gas | [13 empty] | 0.02632 | 0.02632 | 0.02632 | 0.02632 | [11 empty] | Bowerman Power LFG LLC | 100 | Montauk Energy Holdings LLC | 100
biomass | Bowerman Power LFG, LLC | 59461_G_GEN07 | 59461 | G | GEN07 |  | Landfill Gas |  | WECC_SCE | California | 6 | Orange | 59 | 06059 | 3.4 | 13500 | 2016 | 9999 |  |  | N | Landfill Gas | [13 empty] | 0.02632 | 0.02632 | 0.02632 | 0.02632 | [11 empty] | Bowerman Power LFG LLC | 100 | Montauk Energy Holdings LLC | 100
solar pv | Denver Intl Airport IV Solar | 59462_G_DIA4 | 59462 | G | DIA4 |  | Solar PV |  | WECC_CO | Colorado | 8 | Denver | 31 | 08031 | 1.5 | 0 | 2014 | 9999 |  |  | N | Solar | [13 empty] | 0 | 0 | 0 | 0 | [11 empty] | Denver Solar IV LLC | 100 | Denver Solar IV LLC | 100
solar pv | Ayers Village Solar | 59463_G_1 | 59463 | G | 1 |  | Solar PV |  | NENGREST | Massachusetts | 25 | Essex | 9 | 25009 | 2 | 0 | 2014 | 9999 |  |  | N | Solar | [13 empty] | 0 | 0 | 0 | 0 | [11 empty] | Ayers Village Solar LLC | 100 | D E Shaw & Co LP | 100
solar pv | Monson Solar | 59464_G_2 | 59464 | G | 2 |  | Solar PV |  | NENGREST | Massachusetts | 25 | Hampden | 13 | 25013 | 3 | 0 | 2014 | 9999 |  |  | N | Solar | [13 empty] | 0 | 0 | 0 | 0 | [11 empty] | DESRI V Massachusetts Solar Holdco LLC | 100 | D E Shaw & Co LP | 100
solar pv | Sullivan Solar | 59465_G_1 | 59465 | G | 1 |  | Solar PV |  | NENGREST | Massachusetts | 25 | Bristol | 5 | 25005 | 1.5 | 0 | 2014 | 9999 |  |  | N | Solar | [13 empty] | 0 | 0 | 0 | 0 | [11 empty] | BWC Origination 3 LLC | 100 | D E Shaw & Co LP | 100
solar pv | Winchendon Solar | 59466_G_3 | 59466 | G | 3 |  | Solar PV |  | NENGREST | Massachusetts | 25 | Worcester | 27 | 25027 | 1.9 | 0 | 2014 | 9999 |  |  | N | Solar | [13 empty] | 0 | 0 | 0 | 0 | [11 empty] | Winchendon Solar LLC | 100 | D E Shaw & Co LP | 100
natural gas peaker | Coldwater Peaking Plant | 59467_G_GEN1 | 59467 | G | GEN1 |  | Combustion Turbine | IC Engine | MIS_LMI | Michigan | 26 | Branch | 23 | 26023 | 4.3 | 10745 | 2015 | 9999 |  |  | N | Natural Gas | [13 empty] | 0.0269 | 0.0269 | 0.0269 | 0.0269 | [11 empty] | Coldwater Board of Public Utility | 100 | Coldwater Board of Public Utility | 100
natural gas peaker | Coldwater Peaking Plant | 59467_G_GEN2 | 59467 | G | GEN2 |  | Combustion Turbine | IC Engine | MIS_LMI | Michigan | 26 | Branch | 23 | 26023 | 4.3 | 10745 | 2015 | 9999 |  |  | N | Natural Gas | [13 empty] | 0.0269 | 0.0269 | 0.0269 | 0.0269 | [11 empty] | Coldwater Board of Public Utility | 100 | Coldwater Board of Public Utility | 100
natural gas peaker | Coldwater Peaking Plant | 59467_G_GEN3 | 59467 | G | GEN3 |  | Combustion Turbine | IC Engine | MIS_LMI | Michigan | 26 | Branch | 23 | 26023 | 4.3 | 10745 | 2015 | 9999 |  |  | N | Natural Gas | [13 empty] | 0.0269 | 0.0269 | 0.0269 | 0.0269 | [11 empty] | Coldwater Board of Public Utility | 100 | Coldwater Board of Public Utility | 100
solar pv | KS Solar Six LLC | 59468_G_HUBB | 59468 | G | HUBB |  | Solar PV |  | NENGREST | Massachusetts | 25 | Worcester | 27 | 25027 | 2 | 0 | 2013 | 9999 |  |  | N | Solar | [13 empty] | 0 | 0 | 0 | 0 | [11 empty] | KS Solar Six LLC | 100 | Kearsarge Energy LP | 100
solar pv | Alamo Solar | 59469_G_ALAMO | 59469 | G | ALAMO |  | Solar PV |  | WECC_SCE | California | 6 | San Bernardino | 71 | 06071 | 20 | 0 | 2015 | 9999 |  |  | N | Solar | [13 empty] | 0 | 0 | 0 | 0 | [11 empty] | Alamo Solar LLC | 100 | Dominion Energy Inc | 100
solar pv | Cornell Snyder Road Solar Array | 59470_G_CSR1 | 59470 | G | CSR1 |  | Solar PV |  | NY_Z_C&E | New York | 36 | Tompkins | 109 | 36109 | 1.8 | 0 | 2014 | 9999 |  |  | N | Solar | [13 empty] | 0 | 0 | 0 | 0 | [11 empty] | Ulysses Solar LLC | 100 | Odyssey Solar 1 LLC | 100
solar pv | Ft. Churchill PV | 59472_G_NVC7 | 59472 | G | NVC7 |  | Solar PV |  | WECC_NNV | Nevada | 32 | Lyon | 19 | 32019 | 19.9 | 0 | 2015 | 9999 |  |  | N | Solar | [13 empty] | 0 | 0 | 0 | 0 | [11 empty] | Apple Inc | 100 | Apple Inc | 100
solar pv | Apple Campus 2 PV | 59473_G_AC2PV | 59473 | G | AC2PV |  | Solar PV |  | WEC_CALN | California | 6 | Santa Clara | 85 | 06085 | 14.4 | 0 | 2017 | 9999 |  |  | N | Solar | [13 empty] | 0 | 0 | 0 | 0 | [11 empty] | Apple Inc | 100 | Apple Inc | 100
solar pv | Apple Data Center PV3 | 59474_G_DCPV3 | 59474 | G | DCPV3 |  | Solar PV |  | S_VACA | North Carolina | 37 | Catawba | 35 | 37035 | 17.5 | 0 | 2015 | 9999 |  |  | N | Solar | [13 empty] | 0 | 0 | 0 | 0 | [11 empty] | Apple Inc | 100 | Apple Inc | 100
onshore wind | Palo Duro Wind | 59475_G_GE1.7 | 59475 | G | GE1.7 |  | Onshore Wind |  | SPP_SPS | Texas | 48 | Ochiltree | 357 | 48357 | 249.9 | 0 | 2014 | 9999 |  |  | N | Wind | [13 empty] | 0 | 0 | 0 | 0 | [11 empty] | Palo Duro Wind Energy LLC | 100 | NextEra Energy Inc | 100
solar pv | Clarendon Solar Farm | 59476_G_VT001 | 59476 | G | VT001 |  | Solar PV |  | NENGREST | Vermont | 50 | Rutland | 21 | 50021 | 2 | 0 | 2014 | 9999 |  |  | N | Solar | [13 empty] | 0 | 0 | 0 | 0 | [11 empty] | Clarendon Solar Farm LLC | 100 | Clarendon Solar Farm LLC | 100
solar pv | Claire Solar Farm | 59477_G_CSF1 | 59477 | G | CSF1 |  | Solar PV |  | NENGREST | Vermont | 50 | Chittenden | 7 | 50007 | 2.2 | 0 | 2014 | 9999 |  |  | N | Solar | [13 empty] | 0 | 0 | 0 | 0 | [11 empty] | Claire Solar Partners LLC | 100 | Claire Solar Partners LLC | 100
solar pv | IMPA Richmond Solar Park | 59478_G_SRICH | 59478 | G | SRICH |  | Solar PV |  | PJM_West | Indiana | 18 | Wayne | 177 | 18177 | 1 | 0 | 2014 | 9999 |  |  | N | Solar | [13 empty] | 0 | 0 | 0 | 0 | [11 empty] | Indiana Municipal Power Agency | 100 | Indiana Municipal Power Agency | 100
solar pv | IMPA Frankton Solar Park | 59479_G_SFRAN | 59479 | G | SFRAN |  | Solar PV |  | PJM_West | Indiana | 18 | Madison | 95 | 18095 | 1 | 0 | 2014 | 9999 |  |  | N | Solar | [13 empty] | 0 | 0 | 0 | 0 | [11 empty] | Indiana Municipal Power Agency | 100 | Indiana Municipal Power Agency | 100
solar pv | IMPA Rensselaer Solar Park | 59480_G_SRENS | 59480 | G | SRENS |  | Solar PV |  | MIS_INKY | Indiana | 18 | Jasper | 73 | 18073 | 1 | 0 | 2014 | 9999 |  |  | N | Solar | [13 empty] | 0 | 0 | 0 | 0 | [11 empty] | Indiana Municipal Power Agency | 100 | Indiana Municipal Power Agency | 100
solar pv | IMPA Peru Solar Park | 59481_G_SPERU | 59481 | G | SPERU |  | Solar PV |  | MIS_INKY | Indiana | 18 | Miami | 103 | 18103 | 3 | 0 | 2015 | 9999 |  |  | N | Solar | [13 empty] | 0 | 0 | 0 | 0 | [11 empty] | Indiana Municipal Power Agency | 100 | Indiana Municipal Power Agency | 100
solar pv | IMPA Tell City Solar Park | 59482_G_STELL | 59482 | G | STELL |  | Solar PV |  | MIS_INKY | Indiana | 18 | Perry | 123 | 18123 | 1 | 0 | 2015 | 9999 |  |  | N | Solar | [13 empty] | 0 | 0 | 0 | 0 | [11 empty] | Indiana Municipal Power Agency | 100 | Indiana Municipal Power Agency | 100
solar pv | IMPA Crawfordsville Solar Park | 59483_G_SCRAW | 59483 | G | SCRAW |  | Solar PV |  | MIS_INKY | Indiana | 18 | Montgomery | 107 | 18107 | 3 | 0 | 2015 | 9999 |  |  | N | Solar | [13 empty] | 0 | 0 | 0 | 0 | [11 empty] | Indiana Municipal Power Agency | 100 | Indiana Municipal Power Agency | 100
solar pv | Hadley Solar NG, LLC | 59484_G_PV1 | 59484 | G | PV1 |  | Solar PV |  | NENGREST | Massachusetts | 25 | Hampshire | 15 | 25015 | 2 | 0 | 2014 | 9999 |  |  | N | Solar | [13 empty] | 0 | 0 | 0 | 0 | [11 empty] | Nugen Energy LLC | 100 | Millennium Ethanol LLC | 100
solar pv | 265 Pleasant Solar NG, LLC | 59485_G_PV2 | 59485 | G | PV2 |  | Solar PV |  | NENGREST | Massachusetts | 25 | Worcester | 27 | 25027 | 1.9 | 0 | 2014 | 9999 |  |  | N | Solar | [13 empty] | 0 | 0 | 0 | 0 | [11 empty] | Nugen Energy LLC | 100 | Millennium Ethanol LLC | 100
solar pv | Lanier Solar | 59486_G_LANIE | 59486 | G | LANIE |  | Solar PV |  | S_VACA | North Carolina | 37 | Duplin | 61 | 37061 | 4.9 | 0 | 2016 | 9999 |  |  | N | Solar | [13 empty] | 0 | 0 | 0 | 0 | [11 empty] | Lanier Solar LLC | 100 | Sustainable Energy Solutions LLC | 100
solar pv | Highwater Solar I | 59487_G_HIGHW | 59487 | G | HIGHW |  | Solar PV |  | S_VACA | North Carolina | 37 | Wayne | 191 | 37191 | 4.9 | 0 | 2015 | 9999 |  |  | N | Solar | [13 empty] | 0 | 0 | 0 | 0 | [11 empty] | Highwater Solar I LLC | 100 | Sustainable Energy Solutions LLC | 100
solar pv | Bearford Solar II | 59488_G_BEARF | 59488 | G | BEARF |  | Solar PV |  | S_VACA | North Carolina | 37 | Pender | 141 | 37141 | 4.9 | 0 | 2018 | 9999 |  |  | N | Solar | [13 empty] | 0 | 0 | 0 | 0 | [11 empty] | Bearford Solar II LLC | 100 | Sustainable Energy Solutions LLC | 100
solar pv | Anthony Wayne Solar #1 | 59489_G_AWS1 | 59489 | G | AWS1 |  | Solar PV |  | PJM_ATSI | Ohio | 39 | Lucas | 95 | 39095 | 1.7 | 0 | 2014 | 9999 |  |  | N | Solar | [13 empty] | 0 | 0 | 0 | 0 | [11 empty] | Rudolph/Libbe Inc | 100 | Rudolph/Libbe Inc | 100
onshore wind | Jett Creek Windfarm (Burnt River) | 59490_G_JCW | 59490 | G | JCW |  | Onshore Wind |  | WECC_PNW | Oregon | 41 | Baker | 1 | 41001 | 10 | 0 | 2017 | 9999 |  |  | N | Wind | [13 empty] | 0 | 0 | 0 | 0 | [11 empty] | Jett Creek Windfarm LLC | 100 | Oregon Windfarms LLC | 100
onshore wind | Benson Creek Windfarm (Burnt River) | 59491_G_BCW | 59491 | G | BCW |  | Onshore Wind |  | WECC_PNW | Oregon | 41 | Baker | 1 | 41001 | 10 | 0 | 2017 | 9999 |  |  | N | Wind | [13 empty] | 0 | 0 | 0 | 0 | [11 empty] | Benson Creek Windfarm LLC | 100 | Oregon Intl Holdings LLC | 100
onshore wind | Durbin Creek Windfarm (Burnt River) | 59492_G_DCW | 59492 | G | DCW |  | Onshore Wind |  | WECC_PNW | Oregon | 41 | Baker | 1 | 41001 | 10 | 0 | 2017 | 9999 |  |  | N | Wind | [13 empty] | 0 | 0 | 0 | 0 | [11 empty] | Durbin Creek Windfarm LLC | 100 | Oregon Windfarms LLC | 100
onshore wind | Prospector Windfarm (Burnt River) | 59493_G_PW | 59493 | G | PW |  | Onshore Wind |  | WECC_PNW | Oregon | 41 | Baker | 1 | 41001 | 10 | 0 | 2017 | 9999 |  |  | N | Wind | [13 empty] | 0 | 0 | 0 | 0 | [11 empty] | Prospector Windfarm LLC | 100 | Oregon Intl Holdings LLC | 100
onshore wind | Willow Spring Windfarm (Burnt River) | 59494_G_WSW | 59494 | G | WSW |  | Onshore Wind |  | WECC_PNW | Oregon | 41 | Baker | 1 | 41001 | 10 | 0 | 2017 | 9999 |  |  | N | Wind | [13 empty] | 0 | 0 | 0 | 0 | [11 empty] | Willow Spring Windfarm LLC | 100 | Oregon Windfarms LLC | 100
solar pv | Antares-GRE 314 East Lyme LLC | 59495_G_GRE01 | 59495 | G | GRE01 |  | Solar PV |  | NENG_CT | Connecticut | 9 | New London | 11 | 09011 | 4 | 0 | 2014 | 9999 |  |  | N | Solar | [13 empty] | 0 | 0 | 0 | 0 | [11 empty] | Goldman Sachs Renewable Power LLC | 100 | Goldman Sachs Group Inc (The) | 100
natural gas peaker | BYUI Central Energy Facility | 59496_G_ST601 | 59496 | G | ST601 |  | Combustion Turbine |  | WECC_ID | Idaho | 16 | Madison | 65 | 16065 | 4.6 | 8700 | 2015 | 9999 |  |  | Y | Natural Gas, Distillate Fuel Oil | [13 empty] | 0.011 | 0.011 | 0.011 | 0.011 | [11 empty] | Brigham Young University Idaho | 100 | Church of Jesus Christ of Latter Day Saints | 100
solar pv | Andrew Solar | 59497_G_PV1 | 59497 | G | PV1 |  | Solar PV |  | S_VACA | North Carolina | 37 | Craven | 49 | 37049 | 5 | 0 | 2015 | 9999 |  |  | N | Solar | [13 empty] | 0 | 0 | 0 | 0 | [11 empty] | Andrew Solar LLC | 100 | Cate Street Capital Inc | 100
solar pv | Tracy Solar | 59498_G_PV1 | 59498 | G | PV1 |  | Solar PV |  | S_VACA | North Carolina | 37 | Nash | 127 | 37127 | 10 | 0 | 2015 | 9999 |  |  | N | Solar | [13 empty] | 0 | 0 | 0 | 0 | [11 empty] | Tracy Solar LLC | 100 | Cate Street Capital LLC | 100
solar pv | Candace Solar | 59499_G_PV1 | 59499 | G | PV1 |  | Solar PV |  | S_VACA | North Carolina | 37 | Johnston | 101 | 37101 | 5 | 0 | 2016 | 9999 |  |  | N | Solar | [13 empty] | 0 | 0 | 0 | 0 | [11 empty] | Candace Solar LLC | 100 | Cate Street Capital Inc | 100
solar pv | Sarah Solar | 59500_G_SARAH | 59500 | G | SARAH |  | Solar PV |  | S_VACA | North Carolina | 37 | Franklin | 69 | 37069 | 5 | 0 | 2015 | 9999 |  |  | N | Solar | [13 empty] | 0 | 0 | 0 | 0 | [11 empty] | Sarah Solar LLC | 100 | Cate Street Capital Inc | 100
solar pv | Nitro Solar | 59501_G_NITRO | 59501 | G | NITRO |  | Solar PV |  | S_VACA | North Carolina | 37 | Johnston | 101 | 37101 | 5 | 0 | 2015 | 9999 |  |  | N | Solar | [13 empty] | 0 | 0 | 0 | 0 | [11 empty] | Nitro Solar LLC | 100 | Cate Street Capital Inc | 100
solar pv | Melinda Solar | 59502_G_PV1 | 59502 | G | PV1 |  | Solar PV |  | S_VACA | North Carolina | 37 | Vance | 181 | 37181 | 5 | 0 | 2015 | 9999 |  |  | N | Solar | [13 empty] | 0 | 0 | 0 | 0 | [11 empty] | Melinda Solar LLC | 100 | Cate Street Capital Inc | 100
solar pv | Jacob Solar | 59503_G_PV1 | 59503 | G | PV1 |  | Solar PV |  | S_VACA | North Carolina | 37 | Rockingham | 157 | 37157 | 5 | 0 | 2016 | 9999 |  |  | N | Solar | [13 empty] | 0 | 0 | 0 | 0 | [11 empty] | Jacob Solar LLC | 100 | Cate Street Capital Inc | 100
solar pv | Porter Solar | 59504_G_PV1 | 59504 | G | PV1 |  | Solar PV |  | S_VACA | North Carolina | 37 | Craven | 49 | 37049 | 5 | 0 | 2015 | 9999 |  |  | N | Solar | [13 empty] | 0 | 0 | 0 | 0 | [11 empty] | Porter Solar LLC | 100 | Cate Street Capital Inc | 100
solar pv | Sun Devil Solar | 59505_G_PV1 | 59505 | G | PV1 |  | Solar PV |  | S_VACA | North Carolina | 37 | Warren | 185 | 37185 | 5 | 0 | 2015 | 9999 |  |  | N | Solar | [13 empty] | 0 | 0 | 0 | 0 | [11 empty] | Sun Devil Solar LLC (NC) | 100 | Cate Street Capital Inc | 100
solar pv | Quincy Solar | 59506_G_PV1 | 59506 | G | PV1 |  | Solar PV |  | S_VACA | North Carolina | 37 | Cumberland | 51 | 37051 | 4 | 0 | 2015 | 9999 |  |  | N | Solar | [13 empty] | 0 | 0 | 0 | 0 | [11 empty] | Quincy Solar LLC | 100 | Cate Street Capital Inc | 100
solar pv | Kenneth Solar | 59507_G_PV1 | 59507 | G | PV1 |  | Solar PV |  | S_VACA | North Carolina | 37 | Warren | 185 | 37185 | 3 | 0 | 2016 | 9999 |  |  | N | Solar | [13 empty] | 0 | 0 | 0 | 0 | [11 empty] | Kenneth Solar LLC | 100 | Kenneth Solar LLC | 100
solar pv | Chei Solar | 59508_G_PV1 | 59508 | G | PV1 |  | Solar PV |  | S_VACA | North Carolina | 37 | Nash | 127 | 37127 | 5 | 0 | 2016 | 9999 |  |  | N | Solar | [13 empty] | 0 | 0 | 0 | 0 | [11 empty] | Chei Solar LLC | 100 | Cate Street Capital Inc | 100
solar pv | Murdock Solar | 59509_G_PV1 | 59509 | G | PV1 |  | Solar PV |  | S_VACA | North Carolina | 37 | Johnston | 101 | 37101 | 4 | 0 | 2016 | 9999 |  |  | N | Solar | [13 empty] | 0 | 0 | 0 | 0 | [11 empty] | Murdock Solar LLC | 100 | Cate Street Capital Inc | 100
solar pv | Husky Solar | 59510_G_PV1 | 59510 | G | PV1 |  | Solar PV |  | S_VACA | North Carolina | 37 | Rockingham | 157 | 37157 | 5 | 0 | 2016 | 9999 |  |  | N | Solar | [13 empty] | 0 | 0 | 0 | 0 | [11 empty] | Husky Solar LLC | 100 | Cate Street Capital Inc | 100
solar pv | Beetle Solar | 59511_G_PV1 | 59511 | G | PV1 |  | Solar PV |  | S_VACA | North Carolina | 37 | Cleveland | 45 | 37045 | 4 | 0 | 2016 | 9999 |  |  | N | Solar | [13 empty] | 0 | 0 | 0 | 0 | [11 empty] | Beetle Solar LLC | 100 | Beetle Solar LLC | 100
solar pv | Happy Solar | 59512_G_PV1 | 59512 | G | PV1 |  | Solar PV |  | S_VACA | North Carolina | 37 | Johnston | 101 | 37101 | 4 | 0 | 2016 | 9999 |  |  | N | Solar | [13 empty] | 0 | 0 | 0 | 0 | [11 empty] | Happy Solar 1 LLC | 100 | LightSource BP | 100
solar pv | Meadows PV 1 | 59513_G_MEAD1 | 59513 | G | MEAD1 |  | Solar PV |  | PJM_Dom | North Carolina | 37 | Martin | 117 | 37117 | 20 | 0 | 2016 | 9999 |  |  | N | Solar | [13 empty] | 0 | 0 | 0 | 0 | [11 empty] | Fresh Air Energy II LLC | 100 | Ecoplexus Inc | 100
solar pv | Flat Meeks PV 1 | 59514_G_FLAT1 | 59514 | G | FLAT1 |  | Solar PV |  | PJM_Dom | North Carolina | 37 | Martin | 117 | 37117 | 5 | 0 | 2017 | 9999 |  |  | N | Solar | [13 empty] | 0 | 0 | 0 | 0 | [11 empty] | Ecoplexus Inc | 100 | Ecoplexus Inc | 100
solar pv | Benthall Bridge PV 1 | 59515_G_BENT1 | 59515 | G | BENT1 |  | Solar PV |  | PJM_Dom | North Carolina | 37 | Hertford | 91 | 37091 | 5 | 0 | 2016 | 9999 |  |  | N | Solar | [13 empty] | 0 | 0 | 0 | 0 | [11 empty] | Fresh Air Energy XXI LLC | 100 | Ecoplexus Inc | 100
solar pv | American Legion PV 1 | 59516_G_AMLEG | 59516 | G | AMLEG |  | Solar PV |  | PJM_Dom | North Carolina | 37 | Halifax | 83 | 37083 | 16 | 0 | 2017 | 9999 |  |  | N | Solar | [13 empty] | 0 | 0 | 0 | 0 | [11 empty] | Fresh Air Energy XIX LLC | 100 | Ecoplexus Inc | 100
solar pv | Baker PV 1 | 59517_G_BAKE1 | 59517 | G | BAKE1 |  | Solar PV |  | PJM_Dom | North Carolina | 37 | Hertford | 91 | 37091 | 5 | 0 | 2016 | 9999 |  |  | N | Solar | [13 empty] | 0 | 0 | 0 | 0 | [11 empty] | Fresh Air Energy XXII LLC | 100 | Ecoplexus Inc | 100
solar pv | Grandy PV 1 | 59518_G_GRAND | 59518 | G | GRAND |  | Solar PV |  | PJM_Dom | North Carolina | 37 | Currituck | 53 | 37053 | 20 | 0 | 2019 | 9999 |  |  | N | Solar | [13 empty] | 0 | 0 | 0 | 0 | [11 empty] | Fresh Air Energy II LLC | 100 | Ecoplexus Inc | 100
solar pv | Old Catawba PV 1 | 59519_G_OLDC | 59519 | G | OLDC |  | Solar PV |  | S_VACA | North Carolina | 37 | Catawba | 35 | 37035 | 3.5 | 0 | 2015 | 9999 |  |  | N | Solar | [13 empty] | 0 | 0 | 0 | 0 | [11 empty] | Fresh Air Energy XV LLC | 100 | Ecoplexus Inc | 100
solar pv | Manning PV 1 | 59520_G_MANN | 59520 | G | MANN |  | Solar PV |  | S_VACA | North Carolina | 37 | Alamance | 1 | 37001 | 5 | 0 | 2018 | 9999 |  |  | N | Solar | [13 empty] | 0 | 0 | 0 | 0 | [11 empty] | Fresh Air Energy XX LLC | 100 | Ecoplexus Inc | 100
solar pv | Little River PV 1 | 59521_G_LTLRV | 59521 | G | LTLRV |  | Solar PV |  | S_VACA | North Carolina | 37 | Randolph | 151 | 37151 | 5 | 0 | 2015 | 9999 |  |  | N | Solar | [13 empty] | 0 | 0 | 0 | 0 | [11 empty] | Fresh Air Energy II LLC | 100 | Ecoplexus Inc | 100
solar pv | Giffen Solar Park | 59522_G_FRGSP | 59522 | G | FRGSP |  | Solar PV |  | WEC_CALN | California | 6 | Fresno | 19 | 06019 | 20 | 0 | 2017 | 9999 |  |  | N | Solar | [13 empty] | 0 | 0 | 0 | 0 | [11 empty] | Giffen Solar Park LLC | 100 | Boralex Inc | 100
solar pv | Five Points Solar Park | 59523_G_FRFSP | 59523 | G | FRFSP |  | Solar PV |  | WEC_CALN | California | 6 | Fresno | 19 | 06019 | 60 | 0 | 2016 | 9999 |  |  | N | Solar | [13 empty] | 0 | 0 | 0 | 0 | [11 empty] | Cre Five Points Solar California LLC | 100 | Boralex Inc | 100
solar pv | Blackwell Solar Park | 59524_G_FRBSP | 59524 | G | FRBSP |  | Solar PV |  | WECC_SCE | California | 6 | Kern | 29 | 06029 | 20 | 0 | 2019 | 9999 |  |  | N | Solar | [13 empty] | 0 | 0 | 0 | 0 | [11 empty] | Consolidated Edison Development Inc | 100 | Consolidated Edison Inc | 100
solar pv | Wright Solar Park | 59525_G_FRWSP | 59525 | G | FRWSP |  | Solar PV |  | WEC_CALN | California | 6 | Merced | 47 | 06047 | 200 | 0 | 2019 | 9999 |  |  | N | Solar | [13 empty] | 0 | 0 | 0 | 0 | [11 empty] | Wright Solar Park LLC | 100 | Centaurus Capital LP | 100
solar pv | Whitakers | 59526_G_WHIT1 | 59526 | G | WHIT1 |  | Solar PV |  | S_VACA | North Carolina | 37 | Nash | 127 | 37127 | 12 | 0 | 2015 | 9999 |  |  | N | Solar | [13 empty] | 0 | 0 | 0 | 0 | [11 empty] | Whitakers Solar LLC | 100 | SunEnergy 1 LLC | 100
solar pv | Kelford | 59527_G_KELF1 | 59527 | G | KELF1 |  | Solar PV |  | PJM_Dom | North Carolina | 37 | Bertie | 15 | 37015 | 20 | 0 | 2015 | 9999 |  |  | N | Solar | [13 empty] | 0 | 0 | 0 | 0 | [11 empty] | Kelford Solar LLC | 100 | SunEnergy 1 LLC | 100
solar pv | NRG Solar Oasis LLC | 59528_G_OASIS | 59528 | G | OASIS |  | Solar PV |  | WEC_LADW | California | 6 | Los Angeles | 37 | 06037 | 20 | 0 | 2016 | 9999 |  |  | N | Solar | [13 empty] | 0 | 0 | 0 | 0 | [11 empty] | Solar Oasis LLC | 100 | Global Infrastructure Partners | 100
biomass | Bannock County LFG to Energy | 59529_G_GEN1 | 59529 | G | GEN1 |  | Landfill Gas |  | WECC_ID | Idaho | 16 | Bannock | 5 | 16005 | 1.4 | 14103 | 2014 | 9999 |  |  | N | Landfill Gas | [13 empty] | 0.22117 | 0.22117 | 0.22117 | 0.22117 | [11 empty] | Bannock County Public Works Dept | 100 | Bannock County Public Works Dept | 100
biomass | Bannock County LFG to Energy | 59529_G_GEN 2 | 59529 | G | GEN 2 |  | Landfill Gas |  | WECC_ID | Idaho | 16 | Bannock | 5 | 16005 | 1.4 | 14103 | 2019 | 9999 |  |  | N | Landfill Gas | [13 empty] | 0.09 | 0.09 | 0.09 | 0.09 | [11 empty] | Bannock County Public Works Dept | 100 | Bannock County Public Works Dept | 100
solar pv | Pasquotank | 59530_G_PASQ1 | 59530 | G | PASQ1 |  | Solar PV |  | PJM_Dom | North Carolina | 37 | Pasquotank | 139 | 37139 | 20 | 0 | 2014 | 9999 |  |  | N | Solar | [13 empty] | 0 | 0 | 0 | 0 | [11 empty] | Colonial Eagle Solar LLC | 100 | Duke Energy Corp | 100
solar pv | Springbok Solar Farm 1 | 59532_G_SB1 | 59532 | G | SB1 |  | Solar PV |  | WECC_SCE | California | 6 | Kern | 29 | 06029 | 105 | 0 | 2016 | 9999 |  |  | N | Solar | [13 empty] | 0 | 0 | 0 | 0 | [11 empty] | 62SK 8ME LLC | 100 | Capital Dynamics | 100
solar pv | Princeton | 59533_G_PRCTN | 59533 | G | PRCTN |  | Solar PV |  | S_VACA | North Carolina | 37 | Johnston | 101 | 37101 | 5 | 0 | 2015 | 9999 |  |  | N | Solar | [13 empty] | 0 | 0 | 0 | 0 | [11 empty] | ESA Princeton NC LLC | 100 | ESA Renewables LLC | 100
solar pv | 4Oaks | 59534_G_4OAKS | 59534 | G | 4OAKS |  | Solar PV |  | S_VACA | North Carolina | 37 | Johnston | 101 | 37101 | 5 | 0 | 2015 | 9999 |  |  | N | Solar | [13 empty] | 0 | 0 | 0 | 0 | [11 empty] | ESA Four Oaks NC 1 LLC | 100 | ESA Renewables LLC | 100
solar pv | SR Hazlehurst | 59535_G_HAZLE | 59535 | G | HAZLE |  | Solar PV |  | S_SOU | Georgia | 13 | Jeff Davis | 161 | 13161 | 20 | 0 | 2015 | 9999 |  |  | N | Solar | [13 empty] | 0 | 0 | 0 | 0 | [11 empty] | Silicon Ranch Corp | 100 | Silicon Ranch Corp | 100
solar pv | Coronus Adelanto West 1 | 59536_G_AWI | 59536 | G | AWI |  | Solar PV |  | WECC_SCE | California | 6 | San Bernardino | 71 | 06071 | 1.5 | 0 | 2015 | 9999 |  |  | N | Solar | [13 empty] | 0 | 0 | 0 | 0 | [11 empty] | Industry Solar Power Generation Station 1 LLC | 100 | Sustainable Power Group LLC | 100
solar pv | Coronus Adelanto West 2 | 59537_G_AW2 | 59537 | G | AW2 |  | Solar PV |  | WECC_SCE | California | 6 | San Bernardino | 71 | 06071 | 1.5 | 0 | 2015 | 9999 |  |  | N | Solar | [13 empty] | 0 | 0 | 0 | 0 | [11 empty] | Industry Solar Power Generation Station 1 LLC | 100 | Sustainable Power Group LLC | 100
solar pv | Park Meridian #1 | 59539_G_1 | 59539 | G | 1 |  | Solar PV |  | WECC_SCE | California | 6 | Riverside | 65 | 06065 | 1.5 | 0 | 2015 | 9999 |  |  | N | Solar | [13 empty] | 0 | 0 | 0 | 0 | [11 empty] | Kona Solar LLC | 100 | Kona Solar LLC | 100
solar pv | Rancho Cucamonga Dist #1 | 59540_G_2 | 59540 | G | 2 |  | Solar PV |  | WECC_SCE | California | 6 | San Bernardino | 71 | 06071 | 1.8 | 0 | 2015 | 9999 |  |  | N | Solar | [13 empty] | 0 | 0 | 0 | 0 | [11 empty] | Kona Solar LLC | 100 | Kona Solar LLC | 100
solar pv | Terra Francesco | 59541_G_3 | 59541 | G | 3 |  | Solar PV |  | WECC_SCE | California | 6 | San Bernardino | 71 | 06071 | 1.5 | 0 | 2015 | 9999 |  |  | N | Solar | [13 empty] | 0 | 0 | 0 | 0 | [11 empty] | Kona Solar LLC | 100 | Kona Solar LLC | 100
solar pv | Innovative Solar 6 | 59542_G_IS6 | 59542 | G | IS6 |  | Solar PV |  | S_VACA | North Carolina | 37 | Buncombe | 21 | 37021 | 3.6 | 0 | 2016 | 9999 |  |  | N | Solar | [13 empty] | 0 | 0 | 0 | 0 | [11 empty] | Innovative Solar 6 LLC | 100 | Innovative Solar Systems LLC | 100
solar pv | Acton Solar Landfill | 59543_G_ACTON | 59543 | G | ACTON |  | Solar PV |  | NENGREST | Massachusetts | 25 | Middlesex | 17 | 25017 | 1.6 | 0 | 2013 | 9999 |  |  | N | Solar | [13 empty] | 0 | 0 | 0 | 0 | [11 empty] | Northeast Utilities | 100 | Eversource Energy | 100
solar pv | Parlin Solar LLC | 59544_G_PV1 | 59544 | G | PV1 |  | Solar PV |  | PJM_EMAC | New Jersey | 34 | Middlesex | 23 | 34023 | 1.3 | 0 | 2012 | 9999 |  |  | N | Solar | [13 empty] | 0 | 0 | 0 | 0 | [11 empty] | Parlin Solar LLC | 100 | Tangent Energy Solutions Inc | 100
solar pv | Springfield Solar LLC | 59545_G_PV1 | 59545 | G | PV1 |  | Solar PV |  | PJM_ATSI | Ohio | 39 | Clark | 23 | 39023 | 1.5 | 0 | 2012 | 9999 |  |  | N | Solar | [13 empty] | 0 | 0 | 0 | 0 | [11 empty] | Springfield Solar LLC | 100 | Tangent Energy Solutions Inc | 100
solar pv | Beaver Solar LLC | 59546_G_PV1 | 59546 | G | PV1 |  | Solar PV |  | PJM_ATSI | Pennsylvania | 42 | Beaver | 7 | 42007 | 1.3 | 0 | 2012 | 9999 |  |  | N | Solar | [13 empty] | 0 | 0 | 0 | 0 | [11 empty] | Beaver Solar (Tangent) LLC | 100 | Tangent Energy Solutions Inc | 100
onshore wind | Fowler Ridge IV Wind Farm LLC | 59547_G_1 | 59547 | G | 1 |  | Onshore Wind |  | PJM_West | Indiana | 18 | Benton | 7 | 18007 | 150 | 0 | 2016 | 9999 |  |  | N | Wind | [13 empty] | 0 | 0 | 0 | 0 | [11 empty] | Fowler Ridge IV Wind Farm LLC | 100 | Riverstone Holdings LLC | 100
solar pv | Creswell Alligood Solar, LLC | 59548_G_CRES1 | 59548 | G | CRES1 |  | Solar PV |  | PJM_Dom | North Carolina | 37 | Washington | 187 | 37187 | 14 | 0 | 2015 | 9999 |  |  | N | Solar | [13 empty] | 0 | 0 | 0 | 0 | [11 empty] | Creswell Solar LLC | 100 | SunEnergy 1 LLC | 100
solar pv | Everetts Wildcat Solar, LLC | 59549_G_EVER1 | 59549 | G | EVER1 |  | Solar PV |  | PJM_Dom | North Carolina | 37 | Martin | 117 | 37117 | 5 | 0 | 2015 | 9999 |  |  | N | Solar | [13 empty] | 0 | 0 | 0 | 0 | [11 empty] | Everetts Solar LLC | 100 | SunEnergy 1 LLC | 100
solar pv | Putah Creek Solar Farm | 59550_G_PCSF | 59550 | G | PCSF |  | Solar PV |  | WEC_CALN | California | 6 | Yolo | 113 | 06113 | 2 | 0 | 2014 | 9999 |  |  | N | Solar | [13 empty] | 0 | 0 | 0 | 0 | [11 empty] | Putah Creek Solar Farms LLC | 100 | Putah Creek Solar Farms LLC | 100
solar pv | FLS Solar 200, LLC | 59551_G_FLS1 | 59551 | G | FLS1 |  | Solar PV |  | S_VACA | North Carolina | 37 | Robeson | 155 | 37155 | 4.3 | 0 | 2014 | 9999 |  |  | N | Solar | [13 empty] | 0 | 0 | 0 | 0 | [11 empty] | FLS Solar 200 LLC | 100 | FLS Energy Inc | 100
solar pv | FLS Solar 170, LLC | 59552_G_FLS1 | 59552 | G | FLS1 |  | Solar PV |  | S_VACA | North Carolina | 37 | Robeson | 155 | 37155 | 2 | 0 | 2014 | 9999 |  |  | N | Solar | [13 empty] | 0 | 0 | 0 | 0 | [11 empty] | FLS Solar 170 LLC | 100 | FLS Energy Inc | 100
solar pv | Innovative Solar 14, LLC | 59553_G_FLS1 | 59553 | G | FLS1 |  | Solar PV |  | S_VACA | North Carolina | 37 | Henderson | 89 | 37089 | 1.5 | 0 | 2014 | 9999 |  |  | N | Solar | [13 empty] | 0 | 0 | 0 | 0 | [11 empty] | Innovative Solar 14 LLC | 100 | FLS Energy Inc | 100
solar pv | Innovative Solar 15, LLC | 59554_G_FLS1 | 59554 | G | FLS1 |  | Solar PV |  | S_VACA | North Carolina | 37 | Rutherford | 161 | 37161 | 1.5 | 0 | 2014 | 9999 |  |  | N | Solar | [13 empty] | 0 | 0 | 0 | 0 | [11 empty] | Innovative Solar 15 LLC | 100 | FLS Energy Inc | 100
solar pv | Vega Solar | 59555_G_VEGA1 | 59555 | G | VEGA1 |  | Solar PV |  | WEC_CALN | California | 6 | Merced | 47 | 06047 | 20 | 0 | 2015 | 9999 |  |  | N | Solar | [13 empty] | 0 | 0 | 0 | 0 | [11 empty] | FRV Vega Solar LP | 100 | SunEdison | 100
solar pv | Dalton 2 | 59556_G_1 | 59556 | G | 1 |  | Solar PV |  | S_SOU | Georgia | 13 | Murray | 213 | 13213 | 6.5 | 0 | 2014 | 9999 |  |  | N | Solar | [13 empty] | 0 | 0 | 0 | 0 | [11 empty] | Georgia Power Co | 100 | Southern Co | 100
biomass | Apple Campus 2 Fuel Cell | 59557_G_AC2FC | 59557 | G | AC2FC |  | Landfill Gas |  | WEC_CALN | California | 6 | Santa Clara | 85 | 06085 | 4 | 14103 | 2017 | 9999 |  |  | N | Landfill Gas | [13 empty] | 0.22117 | 0.22117 | 0.22117 | 0.22117 | [11 empty] | Apple Inc | 100 | Apple Inc | 100
solar pv | Sandoval Solar Energy Center | 59558_G_SSEC1 | 59558 | G | SSEC1 |  | Solar PV |  | WECC_NM | New Mexico | 35 | Sandoval | 43 | 35043 | 6.1 | 0 | 2014 | 9999 |  |  | N | Solar | [13 empty] | 0 | 0 | 0 | 0 | [11 empty] | Public Service Co of New Mexico | 100 | PNM Resources Inc | 100
solar pv | Springer Solar 1 | 59560_G_SPRG1 | 59560 | G | SPRG1 |  | Solar PV |  | WECC_NM | New Mexico | 35 | Colfax | 7 | 35007 | 0.9 | 0 | 2015 | 9999 |  |  | N | Solar | [13 empty] | 0 | 0 | 0 | 0 | [11 empty] | Springer Electric Coop Inc | 100 | Springer Electric Coop Inc | 100
solar pv | Crockett Farm | 59561_G_PV1 | 59561 | G | PV1 |  | Solar PV |  | S_VACA | North Carolina | 37 | Lenoir | 107 | 37107 | 5 | 0 | 2014 | 9999 |  |  | N | Solar | [13 empty] | 0 | 0 | 0 | 0 | [11 empty] | Crockett Farm LLC | 100 | Strata Solar LLC | 100
solar pv | Eastover Farm | 59562_G_PV1 | 59562 | G | PV1 |  | Solar PV |  | S_VACA | North Carolina | 37 | Scotland | 165 | 37165 | 5 | 0 | 2014 | 9999 |  |  | N | Solar | [13 empty] | 0 | 0 | 0 | 0 | [11 empty] | Eastover Farm LLC | 100 | Strata Solar LLC | 100
solar pv | Foxfire Solar Farm | 59563_G_PV1 | 59563 | G | PV1 |  | Solar PV |  | S_VACA | North Carolina | 37 | Moore | 125 | 37125 | 5 | 0 | 2015 | 9999 |  |  | N | Solar | [13 empty] | 0 | 0 | 0 | 0 | [11 empty] | Foxfire Farm LLC | 100 | Strata Solar LLC | 100
solar pv | Hutchinson Farm | 59564_G_PV1 | 59564 | G | PV1 |  | Solar PV |  | S_VACA | North Carolina | 37 | Cleveland | 45 | 37045 | 5 | 0 | 2014 | 9999 |  |  | N | Solar | [13 empty] | 0 | 0 | 0 | 0 | [11 empty] | Hutchinson Farm LLC | 100 | Strata Solar LLC | 100
solar pv | Keen Farm | 59565_G_PV1 | 59565 | G | PV1 |  | Solar PV |  | S_VACA | North Carolina | 37 | Johnston | 101 | 37101 | 5 | 0 | 2015 | 9999 |  |  | N | Solar | [13 empty] | 0 | 0 | 0 | 0 | [11 empty] | Keen Farm LLC | 100 | Keen Farm LLC | 100
solar pv | Ashley Solar Farm | 59566_G_PV1 | 59566 | G | PV1 |  | Solar PV |  | S_VACA | North Carolina | 37 | Yadkin | 197 | 37197 | 4 | 0 | 2015 | 9999 |  |  | N | Solar | [13 empty] | 0 | 0 | 0 | 0 | [11 empty] | Ashley Solar Farm LLC | 100 | Entropy Solar Integrators LLC | 100
solar pv | Bearford Farm Solar Project | 59567_G_PV1 | 59567 | G | PV1 |  | Solar PV |  | S_VACA | North Carolina | 37 | Pender | 141 | 37141 | 5 | 0 | 2017 | 9999 |  |  | N | Solar | [13 empty] | 0 | 0 | 0 | 0 | [11 empty] | Bearford Farm LLC | 100 | Bearford Farm LLC | 100
solar pv | Mocksville Solar | 59570_G_PV1 | 59570 | G | PV1 |  | Solar PV |  | S_VACA | North Carolina | 37 | Davie | 59 | 37059 | 15.4 | 0 | 2016 | 9999 |  |  | N | Solar | [13 empty] | 0 | 0 | 0 | 0 | [11 empty] | Duke Energy Carolinas | 100 | Duke Energy Corp | 100
solar pv | Tisbury Landfill Solar | 59573_G_TIS1 | 59573 | G | TIS1 |  | Solar PV |  | NENGREST | Massachusetts | 25 | Dukes | 7 | 25007 | 1.1 | 0 | 2014 | 9999 |  |  | N | Solar | [13 empty] | 0 | 0 | 0 | 0 | [11 empty] | CF CVEC Owner One LLC | 100 | Clean Focus Corp | 100
biomass | Southeast Berrien Generating Facility | 59574_G_SBL | 59574 | G | SBL |  | Landfill Gas |  | PJM_West | Michigan | 26 | Berrien | 21 | 26021 | 4.6 | 13500 | 2009 | 9999 |  |  | N | Landfill Gas | [13 empty] | 0.22117 | 0.22117 | 0.22117 | 0.22117 | [11 empty] | North American Natural Resources | 100 | North American Natural Resources | 100
solar pv | Manway Solar Farm | 59575_G_PV1 | 59575 | G | PV1 |  | Solar PV |  | S_VACA | North Carolina | 37 | Bladen | 17 | 37017 | 5 | 0 | 2015 | 9999 |  |  | N | Solar | [13 empty] | 0 | 0 | 0 | 0 | [11 empty] | Manway Solar LLC | 100 | Solbridge Energy LLC | 100
solar pv | Millikan Farm | 59576_G_GEN1 | 59576 | G | GEN1 |  | Solar PV |  | S_VACA | North Carolina | 37 | Randolph | 151 | 37151 | 5 | 0 | 2015 | 9999 |  |  | N | Solar | [13 empty] | 0 | 0 | 0 | 0 | [11 empty] | Millikan Farm LLC | 100 | Millikan Farm LLC | 100
solar pv | Misenheimer Farm | 59577_G_PV1 | 59577 | G | PV1 |  | Solar PV |  | S_VACA | North Carolina | 37 | Stanly | 167 | 37167 | 5 | 0 | 2015 | 9999 |  |  | N | Solar | [13 empty] | 0 | 0 | 0 | 0 | [11 empty] | Misenheimer Farm LLC | 100 | Misenheimer Farm LLC | 100
solar pv | Monroe Moore Farm | 59578_G_PV1 | 59578 | G | PV1 |  | Solar PV |  | S_VACA | North Carolina | 37 | Union | 179 | 37179 | 5 | 0 | 2016 | 9999 |  |  | N | Solar | [13 empty] | 0 | 0 | 0 | 0 | [11 empty] | Monroe Moore Farm LLC | 100 | Monroe Moore Farm LLC | 100
solar pv | Franklin Solar 2 | 59579_G_PV1 | 59579 | G | PV1 |  | Solar PV |  | S_VACA | North Carolina | 37 | Franklin | 69 | 37069 | 2 | 0 | 2014 | 9999 |  |  | N | Solar | [13 empty] | 0 | 0 | 0 | 0 | [11 empty] | Franklin Solar 2 LLC | 100 | Franklin Solar 2 LLC | 100
solar pv | Stout Farm | 59581_G_PV1 | 59581 | G | PV1 |  | Solar PV |  | S_VACA | North Carolina | 37 | Orange | 135 | 37135 | 5 | 0 | 2014 | 9999 |  |  | N | Solar | [13 empty] | 0 | 0 | 0 | 0 | [11 empty] | Stout Farm LLC | 100 | Strata Solar LLC | 100
solar pv | Tart Farm | 59583_G_PV1 | 59583 | G | PV1 |  | Solar PV |  | S_VACA | North Carolina | 37 | Cumberland | 51 | 37051 | 5 | 0 | 2016 | 9999 |  |  | N | Solar | [13 empty] | 0 | 0 | 0 | 0 | [11 empty] | Tart Farm LLC | 100 | Tart Farm LLC | 100
solar pv | Wellons Farm | 59584_G_PV1 | 59584 | G | PV1 |  | Solar PV |  | S_VACA | North Carolina | 37 | Johnston | 101 | 37101 | 5 | 0 | 2015 | 9999 |  |  | N | Solar | [13 empty] | 0 | 0 | 0 | 0 | [11 empty] | Wellons Farm LLC | 100 | Wellons Farm LLC | 100
solar pv | Woodland Church Farm | 59586_G_PV1 | 59586 | G | PV1 |  | Solar PV |  | S_VACA | North Carolina | 37 | Duplin | 61 | 37061 | 5 | 0 | 2015 | 9999 |  |  | N | Solar | [13 empty] | 0 | 0 | 0 | 0 | [11 empty] | Woodland Church Farm LLC | 100 | Strata Solar LLC | 100
solar pv | Yadkin 601 Farm | 59587_G_PV1 | 59587 | G | PV1 |  | Solar PV |  | S_VACA | North Carolina | 37 | Yadkin | 197 | 37197 | 3 | 0 | 2015 | 9999 |  |  | N | Solar | [13 empty] | 0 | 0 | 0 | 0 | [11 empty] | Yadkin 601 Farm LLC | 100 | Strata Solar LLC | 100
solar pv | Rutherford Farm | 59589_G_PV1 | 59589 | G | PV1 |  | Solar PV |  | S_VACA | North Carolina | 37 | Rutherford | 161 | 37161 | 74.8 | 0 | 2016 | 9999 |  |  | N | Solar | [13 empty] | 0 | 0 | 0 | 0 | [11 empty] | Rutherford Farm LLC | 100 | Strata Solar LLC | 100
solar pv | Schell Solar Farm | 59591_G_PV1 | 59591 | G | PV1 |  | Solar PV |  | PJM_Dom | North Carolina | 37 | Northampton | 131 | 37131 | 5 | 0 | 2016 | 9999 |  |  | N | Solar | [13 empty] | 0 | 0 | 0 | 0 | [11 empty] | Schell Solar Farm LLC | 100 | Strata Solar LLC | 100
solar pv | Sedberry Farm | 59592_G_PV1 | 59592 | G | PV1 |  | Solar PV |  | S_VACA | North Carolina | 37 | Moore | 125 | 37125 | 5 | 0 | 2016 | 9999 |  |  | N | Solar | [13 empty] | 0 | 0 | 0 | 0 | [11 empty] | Sedberry Farm LLC | 100 | Sedberry Farm LLC | 100
solar pv | Spring Valley Farm 2, LLC | 59593_G_PV1 | 59593 | G | PV1 |  | Solar PV |  | S_VACA | North Carolina | 37 | Vance | 181 | 37181 | 5 | 0 | 2017 | 9999 |  |  | N | Solar | [13 empty] | 0 | 0 | 0 | 0 | [11 empty] | Spring Valley Farm 2 LLC | 100 | Spring Valley Farm 2 LLC | 100
solar pv | Stikeleather Farm | 59595_G_PV1 | 59595 | G | PV1 |  | Solar PV |  | S_VACA | North Carolina | 37 | Alexander | 3 | 37003 | 5 | 0 | 2015 | 9999 |  |  | N | Solar | [13 empty] | 0 | 0 | 0 | 0 | [11 empty] | Stikeleather Farm LLC | 100 | Stikeleather Farm LLC | 100
solar pv | Colton Solar One, LLC | 59597_G_CS001 | 59597 | G | CS001 |  | Solar PV |  | WECC_SCE | California | 6 | San Bernardino | 71 | 06071 | 2.5 | 0 | 2015 | 9999 |  |  | N | Solar | [13 empty] | 0 | 0 | 0 | 0 | [11 empty] | Colton Solar | 100 | Colton Solar | 100
solar pv | Colton Solar Two, LLC | 59598_G_CS002 | 59598 | G | CS002 |  | Solar PV |  | WECC_SCE | California | 6 | San Bernardino | 71 | 06071 | 1 | 0 | 2015 | 9999 |  |  | N | Solar | [13 empty] | 0 | 0 | 0 | 0 | [11 empty] | Colton Solar | 100 | Colton Solar | 100
solar pv | Tropico Solar PV Plant | 59599_G_GEN1 | 59599 | G | GEN1 |  | Solar PV |  | WECC_SCE | California | 6 | Tulare | 107 | 06107 | 13 | 0 | 2016 | 9999 |  |  | N | Solar | [13 empty] | 0 | 0 | 0 | 0 | [11 empty] | Tropico LLC | 100 | Capital Dynamics | 100
solar pv | Nicolis Solar PV Plant | 59600_G_GEN1 | 59600 | G | GEN1 |  | Solar PV |  | WECC_SCE | California | 6 | Tulare | 107 | 06107 | 19 | 0 | 2016 | 9999 |  |  | N | Solar | [13 empty] | 0 | 0 | 0 | 0 | [11 empty] | Nicolis LLC | 100 | Capital Dynamics | 100
solar pv | L&D Landfill Solar | 59601_G_L&D | 59601 | G | L&D |  | Solar PV |  | PJM_EMAC | New Jersey | 34 | Burlington | 5 | 34005 | 10 | 0 | 2015 | 9999 |  |  | N | Solar | [13 empty] | 0 | 0 | 0 | 0 | [11 empty] | L&D Solar LLC | 100 | L&D Solar LLC | 100
solar pv | Walters Solar (FLS 260) | 59603_G_FLS1 | 59603 | G | FLS1 |  | Solar PV |  | S_VACA | North Carolina | 37 | Robeson | 155 | 37155 | 5 | 0 | 2015 | 9999 |  |  | N | Solar | [13 empty] | 0 | 0 | 0 | 0 | [11 empty] | FLS Solar 260 LLC | 100 | FLS Energy Inc | 100
solar pv | Stagecoach Solar | 59604_G_FLS1 | 59604 | G | FLS1 |  | Solar PV |  | S_VACA | North Carolina | 37 | Vance | 181 | 37181 | 5 | 0 | 2015 | 9999 |  |  | N | Solar | [13 empty] | 0 | 0 | 0 | 0 | [11 empty] | Stagecoach Solar LLC | 100 | FLS Energy Inc | 100
solar pv | Vicksburg Solar | 59605_G_FLS1 | 59605 | G | FLS1 |  | Solar PV |  | S_VACA | North Carolina | 37 | Vance | 181 | 37181 | 5 | 0 | 2015 | 9999 |  |  | N | Solar | [13 empty] | 0 | 0 | 0 | 0 | [11 empty] | Vicksburg Solar LLC | 100 | FLS Energy Inc | 100
solar pv | Soul City Solar | 59606_G_FLS1 | 59606 | G | FLS1 |  | Solar PV |  | S_VACA | North Carolina | 37 | Warren | 185 | 37185 | 3.5 | 0 | 2015 | 9999 |  |  | N | Solar | [13 empty] | 0 | 0 | 0 | 0 | [11 empty] | Soul City Solar LLC | 100 | FLS Energy Inc | 100
solar pv | Maricopa West Solar PV, LLC | 59607_G_MWS | 59607 | G | MWS |  | Solar PV |  | WECC_SCE | California | 6 | Kern | 29 | 06029 | 20 | 0 | 2015 | 9999 |  |  | N | Solar | [13 empty] | 0 | 0 | 0 | 0 | [11 empty] | Maricopa West Solar PV LLC | 100 | Dominion Energy Inc | 100
solar pv | AP North Lake I, LP | 59610_G_APNLI | 59610 | G | APNLI |  | Solar PV |  | WECC_SCE | California | 6 | Riverside | 65 | 06065 | 20 | 0 | 2015 | 9999 |  |  | N | Solar | [13 empty] | 0 | 0 | 0 | 0 | [11 empty] | AP North Lake Solar LP | 100 | SunEdison | 100
solar pv | LKL BLBD, LLC | 59611_G_LKLBB | 59611 | G | LKLBB |  | Solar PV |  | FRCC | Florida | 12 | Polk | 105 | 12105 | 6 | 0 | 2015 | 9999 |  |  | N | Solar | [13 empty] | 0 | 0 | 0 | 0 | [11 empty] | LKL BLBD LLC | 100 | SunEdison | 100
solar pv | Town of Williamson Landfill PV | 59613_G_TWLL | 59613 | G | TWLL |  | Solar PV |  | NY_Z_B | New York | 36 | Wayne | 117 | 36117 | 1.2 | 0 | 2014 | 9999 |  |  | N | Solar | [13 empty] | 0 | 0 | 0 | 0 | [11 empty] | Kenyon Energy LLC | 100 | Kenyon Energy LLC | 100
natural gas peaker | Monterey Diesel Generation Facility | 59614_G_MDG1 | 59614 | G | MDG1 |  | Combustion Turbine | IC Engine | PJM_AP | Virginia | 51 | Highland | 91 | 51091 | 0.6 | 10745 | 2016 | 9999 |  |  | N | Distillate Fuel Oil |  |  |  |  | SCR | [8 empty] | 1.8685 | 1.8685 | 1.8685 | 1.8685 | [11 empty] | Old Dominion Electric Coop | 100 | Old Dominion Electric Coop | 100
natural gas peaker | Monterey Diesel Generation Facility | 59614_G_MDG10 | 59614 | G | MDG10 |  | Combustion Turbine | IC Engine | PJM_AP | Virginia | 51 | Highland | 91 | 51091 | 0.6 | 10745 | 2016 | 9999 |  |  | N | Distillate Fuel Oil |  |  |  |  | SCR | [8 empty] | 1.8685 | 1.8685 | 1.8685 | 1.8685 | [11 empty] | Old Dominion Electric Coop | 100 | Old Dominion Electric Coop | 100
natural gas peaker | Monterey Diesel Generation Facility | 59614_G_MDG2 | 59614 | G | MDG2 |  | Combustion Turbine | IC Engine | PJM_AP | Virginia | 51 | Highland | 91 | 51091 | 0.6 | 10745 | 2016 | 9999 |  |  | N | Distillate Fuel Oil |  |  |  |  | SCR | [8 empty] | 1.8685 | 1.8685 | 1.8685 | 1.8685 | [11 empty] | Old Dominion Electric Coop | 100 | Old Dominion Electric Coop | 100
natural gas peaker | Monterey Diesel Generation Facility | 59614_G_MDG3 | 59614 | G | MDG3 |  | Combustion Turbine | IC Engine | PJM_AP | Virginia | 51 | Highland | 91 | 51091 | 0.6 | 10745 | 2016 | 9999 |  |  | N | Distillate Fuel Oil |  |  |  |  | SCR | [8 empty] | 1.8685 | 1.8685 | 1.8685 | 1.8685 | [11 empty] | Old Dominion Electric Coop | 100 | Old Dominion Electric Coop | 100
natural gas peaker | Monterey Diesel Generation Facility | 59614_G_MDG4 | 59614 | G | MDG4 |  | Combustion Turbine | IC Engine | PJM_AP | Virginia | 51 | Highland | 91 | 51091 | 0.6 | 10745 | 2016 | 9999 |  |  | N | Distillate Fuel Oil |  |  |  |  | SCR | [8 empty] | 1.8685 | 1.8685 | 1.8685 | 1.8685 | [11 empty] | Old Dominion Electric Coop | 100 | Old Dominion Electric Coop | 100
natural gas peaker | Monterey Diesel Generation Facility | 59614_G_MDG5 | 59614 | G | MDG5 |  | Combustion Turbine | IC Engine | PJM_AP | Virginia | 51 | Highland | 91 | 51091 | 0.6 | 10745 | 2016 | 9999 |  |  | N | Distillate Fuel Oil |  |  |  |  | SCR | [8 empty] | 1.8685 | 1.8685 | 1.8685 | 1.8685 | [11 empty] | Old Dominion Electric Coop | 100 | Old Dominion Electric Coop | 100
natural gas peaker | Monterey Diesel Generation Facility | 59614_G_MDG6 | 59614 | G | MDG6 |  | Combustion Turbine | IC Engine | PJM_AP | Virginia | 51 | Highland | 91 | 51091 | 0.6 | 10745 | 2016 | 9999 |  |  | N | Distillate Fuel Oil |  |  |  |  | SCR | [8 empty] | 1.8685 | 1.8685 | 1.8685 | 1.8685 | [11 empty] | Old Dominion Electric Coop | 100 | Old Dominion Electric Coop | 100
natural gas peaker | Monterey Diesel Generation Facility | 59614_G_MDG7 | 59614 | G | MDG7 |  | Combustion Turbine | IC Engine | PJM_AP | Virginia | 51 | Highland | 91 | 51091 | 0.6 | 10745 | 2016 | 9999 |  |  | N | Distillate Fuel Oil |  |  |  |  | SCR | [8 empty] | 1.8685 | 1.8685 | 1.8685 | 1.8685 | [11 empty] | Old Dominion Electric Coop | 100 | Old Dominion Electric Coop | 100
natural gas peaker | Monterey Diesel Generation Facility | 59614_G_MDG8 | 59614 | G | MDG8 |  | Combustion Turbine | IC Engine | PJM_AP | Virginia | 51 | Highland | 91 | 51091 | 0.6 | 10745 | 2016 | 9999 |  |  | N | Distillate Fuel Oil |  |  |  |  | SCR | [8 empty] | 1.8685 | 1.8685 | 1.8685 | 1.8685 | [11 empty] | Old Dominion Electric Coop | 100 | Old Dominion Electric Coop | 100
natural gas peaker | Monterey Diesel Generation Facility | 59614_G_MDG9 | 59614 | G | MDG9 |  | Combustion Turbine | IC Engine | PJM_AP | Virginia | 51 | Highland | 91 | 51091 | 0.6 | 10745 | 2016 | 9999 |  |  | N | Distillate Fuel Oil |  |  |  |  | SCR | [8 empty] | 1.8685 | 1.8685 | 1.8685 | 1.8685 | [11 empty] | Old Dominion Electric Coop | 100 | Old Dominion Electric Coop | 100
solar pv | Meadow Lake Solar Energy Center | 59618_G_MLK | 59618 | G | MLK |  | Solar PV |  | WECC_NM | New Mexico | 35 | Valencia | 61 | 35061 | 9 | 0 | 2015 | 9999 |  |  | N | Solar | [13 empty] | 0 | 0 | 0 | 0 | [11 empty] | Public Service Co of New Mexico | 100 | PNM Resources Inc | 100
solar pv | Cibola | 59619_G_CBLA | 59619 | G | CBLA |  | Solar PV |  | WECC_NM | New Mexico | 35 | Cibola | 6 | 35006 | 7.6 | 0 | 2015 | 9999 |  |  | N | Solar | [13 empty] | 0 | 0 | 0 | 0 | [11 empty] | Public Service Co of New Mexico | 100 | PNM Resources Inc | 100
solar pv | South Milford Solar Plant | 59620_G_SMS1 | 59620 | G | SMS1 |  | Solar PV |  | WECC_UT | Utah | 49 | Beaver | 1 | 49001 | 2.9 | 0 | 2015 | 9999 |  |  | N | Solar | [13 empty] | 0 | 0 | 0 | 0 | [11 empty] | Milford Flat Solar LLC | 100 | Brookfield Asset Management Inc | 100
onshore wind | TX Jumbo Road Wind | 59621_G_JRWND | 59621 | G | JRWND |  | Onshore Wind |  | ERC_PHDL | Texas | 48 | Deaf Smith | 117 | 48117 | 299.7 | 0 | 2015 | 9999 |  |  | N | Wind | [13 empty] | 0 | 0 | 0 | 0 | [11 empty] | TX Jumbo Road Wind LLC | 100 | Berkshire Hathaway Inc | 100
onshore wind | Future Generation Wind | 59622_G_FGMA | 59622 | G | FGMA |  | Onshore Wind |  | NENGREST | Massachusetts | 25 | Plymouth | 23 | 25023 | 7.9 | 0 | 2016 | 9999 |  |  | N | Wind | [13 empty] | 0 | 0 | 0 | 0 | [11 empty] | Consolidated Edison Development Inc | 100 | Consolidated Edison Inc | 100
solar pv | Clarkson Solar | 59623_G_CSPV | 59623 | G | CSPV |  | Solar PV |  | NY_Z_D | New York | 36 | St Lawrence | 89 | 36089 | 2 | 0 | 2014 | 9999 |  |  | N | Solar | [13 empty] | 0 | 0 | 0 | 0 | [11 empty] | Clarkson University (NY) | 100 | Clarkson University (NY) | 100
solar pv | Twiss Street Solar | 59624_G_PV1 | 59624 | G | PV1 |  | Solar PV |  | NENGREST | Massachusetts | 25 | Hampden | 13 | 25013 | 1.5 | 0 | 2015 | 9999 |  |  | N | Solar | [13 empty] | 0 | 0 | 0 | 0 | [11 empty] | Twiss Street Solar LLC | 100 | Citizens Enterprises Corp | 100
solar pv | Chicopee River Solar | 59625_G_PV1 | 59625 | G | PV1 |  | Solar PV |  | NENGREST | Massachusetts | 25 | Hampden | 13 | 25013 | 2 | 0 | 2015 | 9999 |  |  | N | Solar | [13 empty] | 0 | 0 | 0 | 0 | [11 empty] | Chicopee River Solar LLC | 100 | Citizens Enterprises Corp | 100
solar pv | Chicopee Granby Road Solar | 59626_G_PV1 | 59626 | G | PV1 |  | Solar PV |  | NENGREST | Massachusetts | 25 | Hampden | 13 | 25013 | 1.6 | 0 | 2015 | 9999 |  |  | N | Solar | [13 empty] | 0 | 0 | 0 | 0 | [11 empty] | Chicopee Granby Road Solar LLC | 100 | Citizens Enterprises Corp | 100
solar pv | Harmony | 59627_G_HRMNY | 59627 | G | HRMNY |  | Solar PV |  | PJM_EMAC | New Jersey | 34 | Warren | 41 | 34041 | 3 | 0 | 2015 | 9999 |  |  | N | Solar | [13 empty] | 0 | 0 | 0 | 0 | [11 empty] | NJR Clean Energy Ventures Corp | 100 | New Jersey Resources Corp | 100
solar pv | Hanover | 59628_G_HNOVR | 59628 | G | HNOVR |  | Solar PV |  | PJM_EMAC | New Jersey | 34 | Burlington | 5 | 34005 | 5 | 0 | 2015 | 9999 |  |  | N | Solar | [13 empty] | 0 | 0 | 0 | 0 | [11 empty] | NJR Clean Energy Ventures Corp | 100 | New Jersey Resources Corp | 100
onshore wind | Jericho Rise Wind Farm LLC | 59629_G_GEN1 | 59629 | G | GEN1 |  | Onshore Wind |  | NY_Z_D | New York | 36 | Franklin | 33 | 36033 | 77.7 | 0 | 2016 | 9999 |  |  | N | Wind | [13 empty] | 0 | 0 | 0 | 0 | [11 empty] | Jericho Rise Wind Farm LLC | 100 | Energias de Portugal SA | 100
solar pv | CentraState Medical Center PV Facility | 59630_G_CS | 59630 | G | CS |  | Solar PV |  | PJM_EMAC | New Jersey | 34 | Monmouth | 25 | 34025 | 5.2 | 0 | 2014 | 9999 |  |  | N | Solar | [13 empty] | 0 | 0 | 0 | 0 | [11 empty] | Clean Capital Partners LLC | 100 | Clean Capital Partners LLC | 100
solar pv | Imclone Solar Electric Facility | 59631_G_IM | 59631 | G | IM |  | Solar PV |  | PJM_EMAC | New Jersey | 34 | Somerset | 35 | 34035 | 8 | 0 | 2014 | 9999 |  |  | N | Solar | [13 empty] | 0 | 0 | 0 | 0 | [11 empty] | Clean Capital Partners LLC | 100 | Clean Capital Partners LLC | 100
solar pv | Midwest Energy Community Solar Array | 59632_G_1036 | 59632 | G | 1036 |  | Solar PV |  | SPP_N | Kansas | 20 | Thomas | 193 | 20193 | 1.2 | 0 | 2015 | 9999 |  |  | N | Solar | [13 empty] | 0 | 0 | 0 | 0 | [11 empty] | Midwest Energy Inc | 100 | Midwest Energy Inc | 100
solar pv | Kettleman Solar -Centaurus | 59633_G_KS | 59633 | G | KS |  | Solar PV |  | WEC_CALN | California | 6 | Kings | 31 | 06031 | 20 | 0 | 2015 | 9999 |  |  | N | Solar | [13 empty] | 0 | 0 | 0 | 0 | [11 empty] | EE Kettleman Land LLC | 100 | Boralex Inc | 100
solar pv | Sandstone Solar | 59634_G_SNDST | 59634 | G | SNDST |  | Solar PV |  | WECC_AZ | Arizona | 4 | Pinal | 21 | 04021 | 43 | 0 | 2015 | 9999 |  |  | N | Solar | [13 empty] | 0 | 0 | 0 | 0 | [11 empty] | Sandstone Solar LLC | 100 | Sustainable Power Group LLC | 100
biomass | Clinton LFGTE | 59635_G_1 | 59635 | G | 1 |  | Landfill Gas |  | MIS_IL | Illinois | 17 | Dewitt | 39 | 17039 | 1.6 | 13500 | 2006 | 9999 |  |  | N | Landfill Gas | [13 empty] | 0.22117 | 0.22117 | 0.22117 | 0.22117 | [11 empty] | Dewitt Energy Associates | 100 | Dewitt Energy Associates LLC | 100
biomass | Clinton LFGTE | 59635_G_2 | 59635 | G | 2 |  | Landfill Gas |  | MIS_IL | Illinois | 17 | Dewitt | 39 | 17039 | 1.6 | 13500 | 2006 | 9999 |  |  | N | Landfill Gas | [13 empty] | 0.22117 | 0.22117 | 0.22117 | 0.22117 | [11 empty] | Dewitt Energy Associates | 100 | Dewitt Energy Associates LLC | 100
solar pv | Charlton Solar I | 59636_G_37021 | 59636 | G | 37021 |  | Solar PV |  | NENGREST | Massachusetts | 25 | Worcester | 27 | 25027 | 3.9 | 0 | 2014 | 9999 |  |  | N | Solar | [13 empty] | 0 | 0 | 0 | 0 | [11 empty] | Charlton Solar I LLC | 100 | Nexamp | 100
onshore wind | Adams Wind | 59637_G_ADWF | 59637 | G | ADWF |  | Onshore Wind |  | MIS_IA | Iowa | 19 | Adams | 3 | 19003 | 4.7 | 0 | 2015 | 9999 |  |  | N | Wind | [13 empty] | 0 | 0 | 0 | 0 | [11 empty] | MidAmerican Energy Co | 100 | Berkshire Hathaway Inc | 100
onshore wind | Adams Wind | 59637_G_ADWF2 | 59637 | G | ADWF2 |  | Onshore Wind |  | MIS_IA | Iowa | 19 | Adams | 3 | 19003 | 43.3 | 0 | 2015 | 9999 |  |  | N | Wind | [13 empty] | 0 | 0 | 0 | 0 | [11 empty] | MidAmerican Energy Co | 100 | Berkshire Hathaway Inc | 100
onshore wind | Adams Wind | 59637_G_ADWF3 | 59637 | G | ADWF3 |  | Onshore Wind |  | MIS_IA | Iowa | 19 | Adams | 3 | 19003 | 58 | 0 | 2015 | 9999 |  |  | N | Wind | [13 empty] | 0 | 0 | 0 | 0 | [11 empty] | MidAmerican Energy Co | 100 | Berkshire Hathaway Inc | 100
onshore wind | Adams Wind | 59637_G_ADWF4 | 59637 | G | ADWF4 |  | Onshore Wind |  | MIS_IA | Iowa | 19 | Adams | 3 | 19003 | 48.3 | 0 | 2016 | 9999 |  |  | N | Wind | [13 empty] | 0 | 0 | 0 | 0 | [11 empty] | MidAmerican Energy Co | 100 | Berkshire Hathaway Inc | 100
solar pv | Coronal Lost Hills | 59638_G_CLH | 59638 | G | CLH |  | Solar PV |  | WECC_SCE | California | 6 | Kern | 29 | 06029 | 20 | 0 | 2015 | 9999 |  |  | N | Solar | [13 empty] | 0 | 0 | 0 | 0 | [11 empty] | Coronal Lost Hills LLC | 100 | US Bancorp | 100
onshore wind | Lightolier Wind I Turbine | 59639_G_LIGHT | 59639 | G | LIGHT |  | Onshore Wind |  | NENGREST | Massachusetts | 25 | Bristol | 5 | 25005 | 2 | 0 | 2012 | 9999 |  |  | N | Wind | [13 empty] | 0 | 0 | 0 | 0 | [11 empty] | Lightolier Inc | 100 | Phillips Electronics North American Corp | 100
solar pv | Garysburg Solar | 59641_G_5MWPV | 59641 | G | 5MWPV |  | Solar PV |  | PJM_Dom | North Carolina | 37 | Northampton | 131 | 37131 | 5 | 0 | 2016 | 9999 |  |  | N | Solar | [13 empty] | 0 | 0 | 0 | 0 | [11 empty] | Garysburg Solar LLC | 100 | Community Energy Inc (Cei) | 100
solar pv | Gaston Solar | 59642_G_5MWPV | 59642 | G | 5MWPV |  | Solar PV |  | PJM_Dom | North Carolina | 37 | Northampton | 131 | 37131 | 5 | 0 | 2016 | 9999 |  |  | N | Solar | [13 empty] | 0 | 0 | 0 | 0 | [11 empty] | Gaston Solar LLC | 100 | Community Energy Inc (Cei) | 100
solar pv | Seaboard Solar LLC | 59643_G_5MWPV | 59643 | G | 5MWPV |  | Solar PV |  | PJM_Dom | North Carolina | 37 | Northampton | 131 | 37131 | 5 | 0 | 2016 | 9999 |  |  | N | Solar | [13 empty] | 0 | 0 | 0 | 0 | [11 empty] | Seaboard Solar LLC | 100 | Iberdrola SA | 100
solar pv | Mt Olive Solar 1 | 59645_G_FLS1 | 59645 | G | FLS1 |  | Solar PV |  | S_VACA | North Carolina | 37 | Wayne | 191 | 37191 | 5 | 0 | 2015 | 9999 |  |  | N | Solar | [13 empty] | 0 | 0 | 0 | 0 | [11 empty] | Mount Olive I LLC | 100 | FLS Energy Inc | 100
solar pv | FLS Solar 230 (Warren) | 59646_G_FLS1 | 59646 | G | FLS1 |  | Solar PV |  | S_VACA | North Carolina | 37 | Duplin | 61 | 37061 | 4.8 | 0 | 2015 | 9999 |  |  | N | Solar | [13 empty] | 0 | 0 | 0 | 0 | [11 empty] | FLS Solar 230 LLC | 100 | FLS Energy Inc | 100
natural gas peaker | Stillwater Energy Center | 59647_G_1 | 59647 | G | 1 |  | Combustion Turbine | IC Engine | SPP_WEST | Oklahoma | 40 | Payne | 119 | 40119 | 18.6 | 10745 | 2016 | 9999 |  |  | N | Natural Gas | [13 empty] | 0.05956 | 0.05956 | 0.05956 | 0.05956 | [11 empty] | Stillwater Power | 100 | Stillwater Power | 100
natural gas peaker | Stillwater Energy Center | 59647_G_2 | 59647 | G | 2 |  | Combustion Turbine | IC Engine | SPP_WEST | Oklahoma | 40 | Payne | 119 | 40119 | 18.6 | 10745 | 2016 | 9999 |  |  | N | Natural Gas | [13 empty] | 0.05956 | 0.05956 | 0.05956 | 0.05956 | [11 empty] | Stillwater Power | 100 | Stillwater Power | 100
natural gas peaker | Stillwater Energy Center | 59647_G_3 | 59647 | G | 3 |  | Combustion Turbine | IC Engine | SPP_WEST | Oklahoma | 40 | Payne | 119 | 40119 | 18.6 | 10745 | 2016 | 9999 |  |  | N | Natural Gas | [13 empty] | 0.05956 | 0.05956 | 0.05956 | 0.05956 | [11 empty] | Stillwater Power | 100 | Stillwater Power | 100
solar pv | Tarboro Solar | 59648_G_5MWPV | 59648 | G | 5MWPV |  | Solar PV |  | S_VACA | North Carolina | 37 | Edgecombe | 65 | 37065 | 5 | 0 | 2016 | 9999 |  |  | N | Solar | [13 empty] | 0 | 0 | 0 | 0 | [11 empty] | Tarboro Solar LLC | 100 | Community Energy Inc (Cei) | 100
biomass | Nelson Gardens Landfill Gas to Energy | 59649_G_UNIT1 | 59649 | G | UNIT1 |  | Landfill Gas |  | ERC_REST | Texas | 48 | Bexar | 29 | 48029 | 1.1 | 13500 | 2014 | 9999 |  |  | N | Landfill Gas | [13 empty] | 0.22117 | 0.22117 | 0.22117 | 0.22117 | [11 empty] | Nelson Gardens Energy LLC | 100 | Nelson Gardens Energy LLC | 100
biomass | Nelson Gardens Landfill Gas to Energy | 59649_G_UNIT2 | 59649 | G | UNIT2 |  | Landfill Gas |  | ERC_REST | Texas | 48 | Bexar | 29 | 48029 | 1.1 | 13500 | 2014 | 9999 |  |  | N | Landfill Gas | [13 empty] | 0.22117 | 0.22117 | 0.22117 | 0.22117 | [11 empty] | Nelson Gardens Energy LLC | 100 | Nelson Gardens Energy LLC | 100
biomass | Nelson Gardens Landfill Gas to Energy | 59649_G_UNIT3 | 59649 | G | UNIT3 |  | Landfill Gas |  | ERC_REST | Texas | 48 | Bexar | 29 | 48029 | 1.1 | 13500 | 2014 | 9999 |  |  | N | Landfill Gas | [13 empty] | 0.22117 | 0.22117 | 0.22117 | 0.22117 | [11 empty] | Nelson Gardens Energy LLC | 100 | Nelson Gardens Energy LLC | 100
biomass | Nelson Gardens Landfill Gas to Energy | 59649_G_UNIT4 | 59649 | G | UNIT4 |  | Landfill Gas |  | ERC_REST | Texas | 48 | Bexar | 29 | 48029 | 1.1 | 13500 | 2014 | 9999 |  |  | N | Landfill Gas | [13 empty] | 0.22117 | 0.22117 | 0.22117 | 0.22117 | [11 empty] | Nelson Gardens Energy LLC | 100 | Nelson Gardens Energy LLC | 100
biomass | CII Methane Management III LFG Plant | 59650_G_GEN1 | 59650 | G | GEN1 |  | Landfill Gas |  | S_SOU | Georgia | 13 | Clarke | 59 | 13059 | 1.6 | 13500 | 2014 | 9999 |  |  | N | Landfill Gas | [13 empty] | 0.22117 | 0.22117 | 0.22117 | 0.22117 | [11 empty] | CII Methane Management III LLC | 100 | Chugach Alaska Corp | 100
solar pv | Forever 21 Retail, Inc. | 59651_G_W4161 | 59651 | G | W4161 |  | Solar PV |  | WEC_LADW | California | 6 | Los Angeles | 37 | 06037 | 1.3 | 0 | 2015 | 9999 |  |  | N | Solar | [13 empty] | 0 | 0 | 0 | 0 | [11 empty] | Forever 21 Clothing Co | 100 | Forever 21 Clothing Co | 100
solar pv | Nordhoff Place | 59652_G_W4162 | 59652 | G | W4162 |  | Solar PV |  | WEC_LADW | California | 6 | Los Angeles | 37 | 06037 | 1 | 0 | 2014 | 9999 |  |  | N | Solar | [13 empty] | 0 | 0 | 0 | 0 | [11 empty] | Los Angeles Dept of Water & Power | 100 | Los Angeles Dept of Water & Power | 100
solar pv | City of Truth or Consequences PV | 59653_G_COTC | 59653 | G | COTC |  | Solar PV |  | WECC_NM | New Mexico | 35 | Sierra | 51 | 35051 | 1.9 | 0 | 2015 | 9999 |  |  | N | Solar | [13 empty] | 0 | 0 | 0 | 0 | [11 empty] | SSA Solar of NM 4 LLC | 100 | Sun Financial LLC | 100
onshore wind | Sendero | 59654_G_1 | 59654 | G | 1 |  | Onshore Wind |  | ERC_REST | Texas | 48 | Jim Hogg | 247 | 48247 | 78 | 0 | 2015 | 9999 |  |  | N | Wind | [13 empty] | 0 | 0 | 0 | 0 | [11 empty] | Sendero Wind Energy LLC | 100 | Exelon Corp | 100
onshore wind | Campbell County Wind Farm | 59655_G_CCWF1 | 59655 | G | CCWF1 |  | Onshore Wind |  | SPP_WAUE | South Dakota | 46 | Campbell | 21 | 46021 | 97.8 | 0 | 2015 | 9999 |  |  | N | Wind | [13 empty] | 0 | 0 | 0 | 0 | [11 empty] | Campbell County Wind Farm LLC | 50 | Consolidated Edison Inc | 50
solar pv | Comanche Solar | 59656_G_COMCH | 59656 | G | COMCH |  | Solar PV |  | WECC_CO | Colorado | 8 | Pueblo | 101 | 08101 | 120 | 0 | 2016 | 9999 |  |  | N | Solar | [13 empty] | 0 | 0 | 0 | 0 | [11 empty] | Comanche Solar PV LLC | 100 | First Reserve Corp | 100
solar pv | Imperial Valley Solar Co (IVSC) 2, LLC | 59657_G_IVSC2 | 59657 | G | IVSC2 |  | Solar PV |  | WECC_IID | California | 6 | Imperial | 25 | 06025 | 20 | 0 | 2015 | 9999 |  |  | N | Solar | [13 empty] | 0 | 0 | 0 | 0 | [11 empty] | Imperial Valley Solar Co (IVSC) 2 LLC | 100 | Dominion Energy Inc | 100
biomass | SPI Anderson 2 | 59658_B_BLR1 | 59658 | B | BLR1 |  | Biomass |  | WEC_CALN | California | 6 | Shasta | 89 | 06089 | 27 | 4711 | 2015 | 9999 |  |  | Y | Biomass |  |  |  |  | SNCR |  |  | ESPC + C | No |  |  |  |  | 0.0846 | 0.0846 | 0.0846 | 0.0846 | [11 empty] | Sierra Pacific Industries Inc | 100 | Sierra Pacific Industries | 100
natural gas peaker | Washington City Electric Generation | 59660_G_9 | 59660 | G | 9 |  | Combustion Turbine | IC Engine | WECC_UT | Utah | 49 | Washington | 53 | 49053 | 2 | 15257 | 2007 | 9999 |  |  | N | Natural Gas | [13 empty] | 1.061 | 1.061 | 1.061 | 1.061 | [11 empty] | Washington UT (City of) | 100 | Washington UT (City of) | 100
natural gas peaker | Washington City Electric Generation | 59660_G_3 | 59660 | G | 3 |  | Combustion Turbine | IC Engine | WECC_UT | Utah | 49 | Washington | 53 | 49053 | 2 | 15262 | 2008 | 9999 |  |  | N | Natural Gas | [13 empty] | 1.061 | 1.061 | 1.061 | 1.061 | [11 empty] | Washington UT (City of) | 100 | Washington UT (City of) | 100
natural gas peaker | Washington City Electric Generation | 59660_G_4 | 59660 | G | 4 |  | Combustion Turbine | IC Engine | WECC_UT | Utah | 49 | Washington | 53 | 49053 | 2 | 15257 | 2008 | 9999 |  |  | N | Natural Gas | [13 empty] | 1.061 | 1.061 | 1.061 | 1.061 | [11 empty] | Washington UT (City of) | 100 | Washington UT (City of) | 100
solar pv | Cornwall Solar Center, LLC | 59663_G_CSC1 | 59663 | G | CSC1 |  | Solar PV |  | S_VACA | North Carolina | 37 | Granville | 77 | 37077 | 5 | 0 | 2016 | 9999 |  |  | N | Solar | [13 empty] | 0 | 0 | 0 | 0 | [11 empty] | Cornwall Solar Center LLC | 100 | Heliosage Energy LLC | 100
natural gas peaker | City of West Plains Power Station | 59664_G_UNIT1 | 59664 | G | UNIT1 |  | Combustion Turbine |  | SPP_N | Missouri | 29 | Howell | 91 | 29091 | 21 | 18538 | 2000 | 9999 |  |  | N | Natural Gas, Distillate Fuel Oil | [13 empty] | 0.08597 | 0.08597 | 0.08597 | 0.08597 | [11 empty] | West Plains MO (City of) | 100 | West Plains (MO) (City of) | 100
natural gas peaker | City of West Plains Power Station | 59664_G_UNIT2 | 59664 | G | UNIT2 |  | Combustion Turbine |  | SPP_N | Missouri | 29 | Howell | 91 | 29091 | 21 | 18556 | 2000 | 9999 |  |  | N | Natural Gas, Distillate Fuel Oil | [13 empty] | 0.14561 | 0.14561 | 0.14561 | 0.14561 | [11 empty] | West Plains MO (City of) | 100 | West Plains (MO) (City of) | 100
solar pv | Innovative Solar 37 | 59665_G_IS037 | 59665 | G | IS037 |  | Solar PV |  | S_VACA | North Carolina | 37 | Anson | 7 | 37007 | 100 | 0 | 2017 | 9999 |  |  | N | Solar | [13 empty] | 0 | 0 | 0 | 0 | [11 empty] | Innovative Solar 37 LLC | 100 | Innovative Solar Systems LLC | 100
solar pv | Innovative Solar 47 | 59666_G_IS047 | 59666 | G | IS047 |  | Solar PV |  | S_VACA | North Carolina | 37 | Robeson | 155 | 37155 | 33.8 | 0 | 2017 | 9999 |  |  | N | Solar | [13 empty] | 0 | 0 | 0 | 0 | [11 empty] | Innovative Solar 47 LLC | 100 | Innovative Solar Systems LLC | 100
solar pv | Innovative Solar 48 | 59667_G_IS048 | 59667 | G | IS048 |  | Solar PV |  | S_VACA | North Carolina | 37 | Robeson | 155 | 37155 | 4.9 | 0 | 2015 | 9999 |  |  | N | Solar | [13 empty] | 0 | 0 | 0 | 0 | [11 empty] | Innovative Solar 48 LLC | 100 | Innovative Solar Systems LLC | 100
solar pv | Innovative Solar 54 | 59669_G_IS054 | 59669 | G | IS054 |  | Solar PV |  | S_VACA | North Carolina | 37 | Lenoir | 107 | 37107 | 50 | 0 | 2018 | 9999 |  |  | N | Solar | [13 empty] | 0 | 0 | 0 | 0 | [11 empty] | Innovative Solar 54 LLC | 100 | Innovative Solar Systems LLC | 100
solar pv | Innovative Solar 23 | 59670_G_IS023 | 59670 | G | IS023 |  | Solar PV |  | S_VACA | North Carolina | 37 | Cleveland | 45 | 37045 | 1.9 | 0 | 2015 | 9999 |  |  | N | Solar | [13 empty] | 0 | 0 | 0 | 0 | [11 empty] | Innovative Solar 23 LLC | 100 | Innovative Solar Systems LLC | 100
solar pv | Innovative Solar 46 | 59671_G_IS046 | 59671 | G | IS046 |  | Solar PV |  | S_VACA | North Carolina | 37 | Cumberland | 51 | 37051 | 78.5 | 0 | 2016 | 9999 |  |  | N | Solar | [13 empty] | 0 | 0 | 0 | 0 | [11 empty] | Innovative Solar 46 LLC | 100 | Innovative Solar Systems LLC | 100
solar pv | Innovative Solar 44 | 59675_G_IS044 | 59675 | G | IS044 |  | Solar PV |  | S_VACA | North Carolina | 37 | Robeson | 155 | 37155 | 4.9 | 0 | 2015 | 9999 |  |  | N | Solar | [13 empty] | 0 | 0 | 0 | 0 | [11 empty] | Innovative Solar 44 LLC | 100 | Innovative Solar Systems LLC | 100
solar pv | Innovative Solar 55 | 59676_G_IS044 | 59676 | G | IS044 |  | Solar PV |  | S_VACA | North Carolina | 37 | Robeson | 155 | 37155 | 6.5 | 0 | 2017 | 9999 |  |  | N | Solar | [13 empty] | 0 | 0 | 0 | 0 | [11 empty] | Innovative Solar 55 LLC | 100 | Innovative Solar Systems LLC | 100
solar pv | Innovative Solar 64 | 59677_G_IS064 | 59677 | G | IS064 |  | Solar PV |  | S_VACA | North Carolina | 37 | Sampson | 163 | 37163 | 4.9 | 0 | 2016 | 9999 |  |  | N | Solar | [13 empty] | 0 | 0 | 0 | 0 | [11 empty] | Innovative Solar 64 LLC | 100 | Innovative Solar Systems LLC | 100
solar pv | Innovative Solar 67 | 59678_G_IS067 | 59678 | G | IS067 |  | Solar PV |  | S_VACA | North Carolina | 37 | Pender | 141 | 37141 | 33.3 | 0 | 2018 | 9999 |  |  | N | Solar | [13 empty] | 0 | 0 | 0 | 0 | [11 empty] | Innovative Solar 67 LLC | 100 | Innovative Solar Systems LLC | 100
solar pv | Main Street Solar Project | 59682_G_MS258 | 59682 | G | MS258 |  | Solar PV |  | NENGREST | Vermont | 50 | Rutland | 21 | 50021 | 1.5 | 0 | 2014 | 9999 |  |  | N | Solar | [13 empty] | 0 | 0 | 0 | 0 | [11 empty] | Greenbacker Renewable Energy Co LLC | 100 | Greenbacker Renewable Energy Corp | 100
solar pv | GM Lordstown Assembly Solar Array | 59683_G_12345 | 59683 | G | 12345 |  | Solar PV |  | PJM_ATSI | Ohio | 39 | Trumbull | 155 | 39155 | 1.7 | 0 | 2015 | 9999 |  |  | N | Solar | [13 empty] | 0 | 0 | 0 | 0 | [11 empty] | General Motors Co | 100 | General Motors Co | 100
onshore wind | Lindahl Wind Project, LLC | 59684_G_LWP01 | 59684 | G | LWP01 |  | Onshore Wind |  | SPP_WAUE | North Dakota | 38 | Williams | 105 | 38105 | 150 | 0 | 2017 | 9999 |  |  | N | Wind | [13 empty] | 0 | 0 | 0 | 0 | [11 empty] | Lindahl Wind Project LLC | 100 | Enel SpA | 100
solar pv | Remington Solar Facility | 59685_G_01 | 59685 | G | 01 |  | Solar PV |  | PJM_Dom | Virginia | 51 | Fauquier | 61 | 51061 | 8 | 0 | 2017 | 9999 |  |  | N | Solar | [13 empty] | 0 | 0 | 0 | 0 | [11 empty] | Virginia Electric & Power Co | 100 | Dominion Energy Inc | 100
biomass | Sarasota County LFGTE Facility | 59686_G_LESF1 | 59686 | G | LESF1 |  | Landfill Gas |  | FRCC | Florida | 12 | Sarasota | 115 | 12115 | 1.6 | 13500 | 2015 | 9999 |  |  | N | Landfill Gas | [13 empty] | 0.08435 | 0.08435 | 0.08435 | 0.08435 | [11 empty] | Landfill Energy Systems Florida LLC | 100 | Archaea Energy Inc | 100
biomass | Sarasota County LFGTE Facility | 59686_G_LESF2 | 59686 | G | LESF2 |  | Landfill Gas |  | FRCC | Florida | 12 | Sarasota | 115 | 12115 | 1.6 | 13500 | 2015 | 9999 |  |  | N | Landfill Gas | [13 empty] | 0.08435 | 0.08435 | 0.08435 | 0.08435 | [11 empty] | Landfill Energy Systems Florida LLC | 100 | Archaea Energy Inc | 100
biomass | Sarasota County LFGTE Facility | 59686_G_LESF3 | 59686 | G | LESF3 |  | Landfill Gas |  | FRCC | Florida | 12 | Sarasota | 115 | 12115 | 1.6 | 13500 | 2015 | 9999 |  |  | N | Landfill Gas | [13 empty] | 0.08435 | 0.08435 | 0.08435 | 0.08435 | [11 empty] | Landfill Energy Systems Florida LLC | 100 | Archaea Energy Inc | 100
biomass | Sarasota County LFGTE Facility | 59686_G_LESF4 | 59686 | G | LESF4 |  | Landfill Gas |  | FRCC | Florida | 12 | Sarasota | 115 | 12115 | 1.6 | 13648 | 2019 | 9999 |  |  | N | Landfill Gas | [13 empty] | 0.09 | 0.09 | 0.09 | 0.09 | [11 empty] | Landfill Energy Systems Florida LLC | 100 | Archaea Energy Inc | 100
solar pv | Sun Harvest Solar NDP1 | 59687_G_NDP1 | 59687 | G | NDP1 |  | Solar PV |  | WEC_CALN | California | 6 | Merced | 47 | 06047 | 1.5 | 0 | 2015 | 9999 |  |  | N | Solar | [13 empty] | 0 | 0 | 0 | 0 | [11 empty] | Cenergy Power | 100 | BAP Power Corp | 100
biomass | Wake County LFG Facility | 59688_G_E1 | 59688 | G | E1 |  | Landfill Gas |  | S_VACA | North Carolina | 37 | Wake | 183 | 37183 | 0.3 | 13500 | 2013 | 9999 |  |  | N | Landfill Gas | [13 empty] | 0.22117 | 0.22117 | 0.22117 | 0.22117 | [11 empty] | Industrial Power Generating Co | 100 | Industrial Power Generating Co | 100
biomass | Wake County LFG Facility | 59688_G_E10 | 59688 | G | E10 |  | Landfill Gas |  | S_VACA | North Carolina | 37 | Wake | 183 | 37183 | 0.3 | 13500 | 2013 | 9999 |  |  | N | Landfill Gas | [13 empty] | 0.22117 | 0.22117 | 0.22117 | 0.22117 | [11 empty] | Industrial Power Generating Co | 100 | Industrial Power Generating Co | 100
biomass | Wake County LFG Facility | 59688_G_E11 | 59688 | G | E11 |  | Landfill Gas |  | S_VACA | North Carolina | 37 | Wake | 183 | 37183 | 0.3 | 13500 | 2013 | 9999 |  |  | N | Landfill Gas | [13 empty] | 0.22117 | 0.22117 | 0.22117 | 0.22117 | [11 empty] | Industrial Power Generating Co | 100 | Industrial Power Generating Co | 100
biomass | Wake County LFG Facility | 59688_G_E12 | 59688 | G | E12 |  | Landfill Gas |  | S_VACA | North Carolina | 37 | Wake | 183 | 37183 | 0.3 | 13500 | 2013 | 9999 |  |  | N | Landfill Gas | [13 empty] | 0.22117 | 0.22117 | 0.22117 | 0.22117 | [11 empty] | Industrial Power Generating Co | 100 | Industrial Power Generating Co | 100
biomass | Wake County LFG Facility | 59688_G_E13 | 59688 | G | E13 |  | Landfill Gas |  | S_VACA | North Carolina | 37 | Wake | 183 | 37183 | 0.3 | 13500 | 2013 | 9999 |  |  | N | Landfill Gas | [13 empty] | 0.22117 | 0.22117 | 0.22117 | 0.22117 | [11 empty] | Industrial Power Generating Co | 100 | Industrial Power Generating Co | 100
biomass | Wake County LFG Facility | 59688_G_E14 | 59688 | G | E14 |  | Landfill Gas |  | S_VACA | North Carolina | 37 | Wake | 183 | 37183 | 0.3 | 13500 | 2013 | 9999 |  |  | N | Landfill Gas | [13 empty] | 0.22117 | 0.22117 | 0.22117 | 0.22117 | [11 empty] | Industrial Power Generating Co | 100 | Industrial Power Generating Co | 100
biomass | Wake County LFG Facility | 59688_G_E15 | 59688 | G | E15 |  | Landfill Gas |  | S_VACA | North Carolina | 37 | Wake | 183 | 37183 | 0.3 | 13500 | 2013 | 9999 |  |  | N | Landfill Gas | [13 empty] | 0.22117 | 0.22117 | 0.22117 | 0.22117 | [11 empty] | Industrial Power Generating Co | 100 | Industrial Power Generating Co | 100
biomass | Wake County LFG Facility | 59688_G_E16 | 59688 | G | E16 |  | Landfill Gas |  | S_VACA | North Carolina | 37 | Wake | 183 | 37183 | 0.3 | 13500 | 2013 | 9999 |  |  | N | Landfill Gas | [13 empty] | 0.22117 | 0.22117 | 0.22117 | 0.22117 | [11 empty] | Industrial Power Generating Co | 100 | Industrial Power Generating Co | 100
biomass | Wake County LFG Facility | 59688_G_E17 | 59688 | G | E17 |  | Landfill Gas |  | S_VACA | North Carolina | 37 | Wake | 183 | 37183 | 0.3 | 13500 | 2013 | 9999 |  |  | N | Landfill Gas | [13 empty] | 0.22117 | 0.22117 | 0.22117 | 0.22117 | [11 empty] | Industrial Power Generating Co | 100 | Industrial Power Generating Co | 100
biomass | Wake County LFG Facility | 59688_G_E18 | 59688 | G | E18 |  | Landfill Gas |  | S_VACA | North Carolina | 37 | Wake | 183 | 37183 | 0.3 | 13500 | 2013 | 9999 |  |  | N | Landfill Gas | [13 empty] | 0.22117 | 0.22117 | 0.22117 | 0.22117 | [11 empty] | Industrial Power Generating Co | 100 | Industrial Power Generating Co | 100
biomass | Wake County LFG Facility | 59688_G_E2 | 59688 | G | E2 |  | Landfill Gas |  | S_VACA | North Carolina | 37 | Wake | 183 | 37183 | 0.3 | 13500 | 2013 | 9999 |  |  | N | Landfill Gas | [13 empty] | 0.22117 | 0.22117 | 0.22117 | 0.22117 | [11 empty] | Industrial Power Generating Co | 100 | Industrial Power Generating Co | 100
biomass | Wake County LFG Facility | 59688_G_E3 | 59688 | G | E3 |  | Landfill Gas |  | S_VACA | North Carolina | 37 | Wake | 183 | 37183 | 0.3 | 13500 | 2013 | 9999 |  |  | N | Landfill Gas | [13 empty] | 0.22117 | 0.22117 | 0.22117 | 0.22117 | [11 empty] | Industrial Power Generating Co | 100 | Industrial Power Generating Co | 100
biomass | Wake County LFG Facility | 59688_G_E4 | 59688 | G | E4 |  | Landfill Gas |  | S_VACA | North Carolina | 37 | Wake | 183 | 37183 | 0.3 | 13500 | 2013 | 9999 |  |  | N | Landfill Gas | [13 empty] | 0.22117 | 0.22117 | 0.22117 | 0.22117 | [11 empty] | Industrial Power Generating Co | 100 | Industrial Power Generating Co | 100
biomass | Wake County LFG Facility | 59688_G_E5 | 59688 | G | E5 |  | Landfill Gas |  | S_VACA | North Carolina | 37 | Wake | 183 | 37183 | 0.3 | 13500 | 2013 | 9999 |  |  | N | Landfill Gas | [13 empty] | 0.22117 | 0.22117 | 0.22117 | 0.22117 | [11 empty] | Industrial Power Generating Co | 100 | Industrial Power Generating Co | 100
biomass | Wake County LFG Facility | 59688_G_E6 | 59688 | G | E6 |  | Landfill Gas |  | S_VACA | North Carolina | 37 | Wake | 183 | 37183 | 0.3 | 13500 | 2013 | 9999 |  |  | N | Landfill Gas | [13 empty] | 0.22117 | 0.22117 | 0.22117 | 0.22117 | [11 empty] | Industrial Power Generating Co | 100 | Industrial Power Generating Co | 100
biomass | Wake County LFG Facility | 59688_G_E7 | 59688 | G | E7 |  | Landfill Gas |  | S_VACA | North Carolina | 37 | Wake | 183 | 37183 | 0.3 | 13500 | 2013 | 9999 |  |  | N | Landfill Gas | [13 empty] | 0.22117 | 0.22117 | 0.22117 | 0.22117 | [11 empty] | Industrial Power Generating Co | 100 | Industrial Power Generating Co | 100
biomass | Wake County LFG Facility | 59688_G_E8 | 59688 | G | E8 |  | Landfill Gas |  | S_VACA | North Carolina | 37 | Wake | 183 | 37183 | 0.3 | 13500 | 2013 | 9999 |  |  | N | Landfill Gas | [13 empty] | 0.22117 | 0.22117 | 0.22117 | 0.22117 | [11 empty] | Industrial Power Generating Co | 100 | Industrial Power Generating Co | 100
biomass | Wake County LFG Facility | 59688_G_E9 | 59688 | G | E9 |  | Landfill Gas |  | S_VACA | North Carolina | 37 | Wake | 183 | 37183 | 0.3 | 13500 | 2013 | 9999 |  |  | N | Landfill Gas | [13 empty] | 0.22117 | 0.22117 | 0.22117 | 0.22117 | [11 empty] | Industrial Power Generating Co | 100 | Industrial Power Generating Co | 100
biomass | Wake County LFG Facility | 59688_G_E19 | 59688 | G | E19 |  | Landfill Gas |  | S_VACA | North Carolina | 37 | Wake | 183 | 37183 | 0.3 | 13500 | 2015 | 9999 |  |  | N | Landfill Gas | [13 empty] | 0.22117 | 0.22117 | 0.22117 | 0.22117 | [11 empty] | Industrial Power Generating Co | 100 | Industrial Power Generating Co | 100
biomass | Wake County LFG Facility | 59688_G_E20 | 59688 | G | E20 |  | Landfill Gas |  | S_VACA | North Carolina | 37 | Wake | 183 | 37183 | 0.3 | 13500 | 2015 | 9999 |  |  | N | Landfill Gas | [13 empty] | 0.22117 | 0.22117 | 0.22117 | 0.22117 | [11 empty] | Industrial Power Generating Co | 100 | Industrial Power Generating Co | 100
biomass | Wake County LFG Facility | 59688_G_E21 | 59688 | G | E21 |  | Landfill Gas |  | S_VACA | North Carolina | 37 | Wake | 183 | 37183 | 0.3 | 13500 | 2015 | 9999 |  |  | N | Landfill Gas | [13 empty] | 0.22117 | 0.22117 | 0.22117 | 0.22117 | [11 empty] | Industrial Power Generating Co | 100 | Industrial Power Generating Co | 100
biomass | Wake County LFG Facility | 59688_G_E22 | 59688 | G | E22 |  | Landfill Gas |  | S_VACA | North Carolina | 37 | Wake | 183 | 37183 | 0.3 | 13500 | 2015 | 9999 |  |  | N | Landfill Gas | [13 empty] | 0.22117 | 0.22117 | 0.22117 | 0.22117 | [11 empty] | Industrial Power Generating Co | 100 | Industrial Power Generating Co | 100
biomass | Wake County LFG Facility | 59688_G_E23 | 59688 | G | E23 |  | Landfill Gas |  | S_VACA | North Carolina | 37 | Wake | 183 | 37183 | 0.3 | 13500 | 2015 | 9999 |  |  | N | Landfill Gas | [13 empty] | 0.22117 | 0.22117 | 0.22117 | 0.22117 | [11 empty] | Industrial Power Generating Co | 100 | Industrial Power Generating Co | 100
biomass | Wake County LFG Facility | 59688_G_E24 | 59688 | G | E24 |  | Landfill Gas |  | S_VACA | North Carolina | 37 | Wake | 183 | 37183 | 0.3 | 13500 | 2015 | 9999 |  |  | N | Landfill Gas | [13 empty] | 0.22117 | 0.22117 | 0.22117 | 0.22117 | [11 empty] | Industrial Power Generating Co | 100 | Industrial Power Generating Co | 100
solar pv | Gulf Coast Solar Center I | 59689_G_GCSC1 | 59689 | G | GCSC1 |  | Solar PV |  | S_SOU | Florida | 12 | Okaloosa | 91 | 12091 | 30 | 0 | 2017 | 9999 |  |  | N | Solar | [13 empty] | 0 | 0 | 0 | 0 | [11 empty] | Gulf Coast Solar Center I LLC | 100 | Capital Dynamics | 100
solar pv | Gulf Coast Solar Center II | 59690_G_GCSC2 | 59690 | G | GCSC2 |  | Solar PV |  | S_SOU | Florida | 12 | Santa Rosa | 113 | 12113 | 40 | 0 | 2017 | 9999 |  |  | N | Solar | [13 empty] | 0 | 0 | 0 | 0 | [11 empty] | Gulf Coast Solar Center II LLC | 100 | Capital Dynamics | 100
solar pv | Gulf Coast Solar Center III | 59691_G_GCSC3 | 59691 | G | GCSC3 |  | Solar PV |  | S_SOU | Florida | 12 | Escambia | 33 | 12033 | 50 | 0 | 2017 | 9999 |  |  | N | Solar | [13 empty] | 0 | 0 | 0 | 0 | [11 empty] | Gulf Coast Solar Center III LLC | 100 | Capital Dynamics | 100
solar pv | Aspen Solar, LLC | 59694_G_GEN1 | 59694 | G | GEN1 |  | Solar PV |  | S_VACA | North Carolina | 37 | Duplin | 61 | 37061 | 4.9 | 0 | 2015 | 9999 |  |  | N | Solar | [13 empty] | 0 | 0 | 0 | 0 | [11 empty] | Aspen Solar LLC | 100 | NARENCO | 100
solar pv | Mt. Home Solar 1, LLC | 59695_G_MHPV1 | 59695 | G | MHPV1 |  | Solar PV |  | WECC_ID | Idaho | 16 | Elmore | 39 | 16039 | 20 | 0 | 2017 | 9999 |  |  | N | Solar | [13 empty] | 0 | 0 | 0 | 0 | [11 empty] | Mountain Home Solar LLC | 100 | Standard Solar Inc | 100
0 | Subase Microgrid Project | 59701_G_SFC1 | 59701 | G | SFC1 |  | Fuel Cell |  | NENG_CT | Connecticut | 9 | New London | 11 | 09011 | 3.7 | 9500 | 2020 | 9999 |  |  | N | Natural Gas | [13 empty] | 0 | 0 | 0 | 0 | [11 empty] | Connecticut Municipal Electric Energy Coop | 100 | Connecticut Municipal Electric Energy Coop | 100
0 | Subase Microgrid Project | 59701_G_SFC2 | 59701 | G | SFC2 |  | Fuel Cell |  | NENG_CT | Connecticut | 9 | New London | 11 | 09011 | 3.7 | 9500 | 2020 | 9999 |  |  | N | Natural Gas | [13 empty] | 0 | 0 | 0 | 0 | [11 empty] | Connecticut Municipal Electric Energy Coop | 100 | Connecticut Municipal Electric Energy Coop | 100
solar pv | Pavant Solar, LLC | 59702_G_1 | 59702 | G | 1 |  | Solar PV |  | WECC_UT | Utah | 49 | Millard | 27 | 49027 | 50 | 0 | 2015 | 9999 |  |  | N | Solar | [13 empty] | 0 | 0 | 0 | 0 | [11 empty] | Pavant Solar LLC | 100 | Public Service Enterprise Group Inc | 100
solar pv | Cottonwood Solar, LLC Cottonwood Carport | 59703_G_1 | 59703 | G | 1 |  | Solar PV |  | WEC_CALN | California | 6 | Marin | 41 | 06041 | 1 | 0 | 2016 | 9999 |  |  | N | Solar | [13 empty] | 0 | 0 | 0 | 0 | [11 empty] | Dominion Resources Inc | 100 | Dominion Energy Inc | 100
municipal solid waste | Shell New Energies, Junction City | 59704_G_JCBIO | 59704 | G | JCBIO |  | Non-Fossil Waste |  | WECC_PNW | Oregon | 41 | Lane | 39 | 41039 | 1.6 | 8767 | 2011 | 9999 |  |  | Y | Non-Fossil Waste | [13 empty] | 0 | 0 | 0 | 0 | [11 empty] | JC Biomethane LLC | 100 | JC Biomethane LLC | 100
solar pv | Steel Sun | 59705_G_SSUN2 | 59705 | G | SSUN2 |  | Solar PV |  | NY_Z_A | New York | 36 | Erie | 29 | 36029 | 2 | 0 | 2016 | 9999 |  |  | N | Solar | [13 empty] | 0 | 0 | 0 | 0 | [11 empty] | BQ Energy | 100 | BQ Energy LLC | 100
solar pv | BRE | 59706_G_NB005 | 59706 | G | NB005 |  | Solar PV |  | S_VACA | North Carolina | 37 | Granville | 77 | 37077 | 4.9 | 0 | 2015 | 9999 |  |  | N | Solar | [13 empty] | 0 | 0 | 0 | 0 | [11 empty] | Bre NC Solar 1 LLC | 100 | Beam Renewable Energy LLC | 100
solar pv | Franklinton Solar | 59708_G_5MWPV | 59708 | G | 5MWPV |  | Solar PV |  | S_VACA | North Carolina | 37 | Franklin | 69 | 37069 | 5 | 0 | 2017 | 9999 |  |  | N | Solar | [13 empty] | 0 | 0 | 0 | 0 | [11 empty] | Franklinton Solar LLC | 100 | Franklinton Solar LLC | 100
solar pv | St. Paul Intl Airport Red & Blue Parking | 59709_G_PV1 | 59709 | G | PV1 |  | Solar PV |  | MIS_MNWI | Minnesota | 27 | Hennepin | 53 | 27053 | 2.3 | 0 | 2015 | 9999 |  |  | N | Solar | [13 empty] | 0 | 0 | 0 | 0 | [11 empty] | Metropolitan Airports Commission | 100 | Metropolitan Airports Commission | 100
solar pv | St. Paul Intl Airport Red & Blue Parking | 59709_G_PV2 | 59709 | G | PV2 |  | Solar PV |  | MIS_MNWI | Minnesota | 27 | Hennepin | 53 | 27053 | 0.9 | 0 | 2016 | 9999 |  |  | N | Solar | [13 empty] | 0 | 0 | 0 | 0 | [11 empty] | Metropolitan Airports Commission | 100 | Metropolitan Airports Commission | 100
biomass | Sand Valley Power Station | 59710_G_GMA | 59710 | G | GMA |  | Landfill Gas |  | S_C_TVA | Alabama | 1 | Dekalb | 49 | 01049 | 1.6 | 13500 | 2013 | 9999 |  |  | N | Landfill Gas | [13 empty] | 0.22117 | 0.22117 | 0.22117 | 0.22117 | [11 empty] | Bio Energy (Alabama) LLC | 100 | Energy Developments | 100
biomass | Sand Valley Power Station | 59710_G_GMB | 59710 | G | GMB |  | Landfill Gas |  | S_C_TVA | Alabama | 1 | Dekalb | 49 | 01049 | 1.6 | 13500 | 2013 | 9999 |  |  | N | Landfill Gas | [13 empty] | 0.22117 | 0.22117 | 0.22117 | 0.22117 | [11 empty] | Bio Energy (Alabama) LLC | 100 | Energy Developments | 100
biomass | Sand Valley Power Station | 59710_G_GMC | 59710 | G | GMC |  | Landfill Gas |  | S_C_TVA | Alabama | 1 | Dekalb | 49 | 01049 | 1.6 | 13500 | 2013 | 9999 |  |  | N | Landfill Gas | [13 empty] | 0.22117 | 0.22117 | 0.22117 | 0.22117 | [11 empty] | Bio Energy (Alabama) LLC | 100 | Energy Developments | 100
biomass | CII Methane Management IV, LLC | 59711_G_GEN1 | 59711 | G | GEN1 |  | Landfill Gas |  | S_VACA | North Carolina | 37 | Johnston | 101 | 37101 | 1.5 | 13500 | 2014 | 9999 |  |  | N | Landfill Gas | [13 empty] | 0.22117 | 0.22117 | 0.22117 | 0.22117 | [11 empty] | CII Methane Management IV LLC | 100 | Chugach Alaska Corp | 100
onshore wind | San Roman Wind I, LLC | 59712_G_SRWI | 59712 | G | SRWI |  | Onshore Wind |  | ERC_REST | Texas | 48 | Cameron | 61 | 48061 | 95.3 | 0 | 2017 | 9999 |  |  | N | Wind | [13 empty] | 0 | 0 | 0 | 0 | [11 empty] | San Roman Wind I LLC | 100 | Acciona Energia | 100
solar pv | Holdrege Solar Center | 59713_G_HDSC | 59713 | G | HDSC |  | Solar PV |  | SPP_NEBR | Nebraska | 31 | Lancaster | 109 | 31109 | 4 | 0 | 2016 | 9999 |  |  | N | Solar | [13 empty] | 0 | 0 | 0 | 0 | [11 empty] | Holdrege Solar Center LLC | 100 | Coronal Development Services LLC | 100
solar pv | IKEA St. Louis 410 | 59714_G_IK410 | 59714 | G | IK410 |  | Solar PV |  | MIS_MO | Missouri | 29 | St Louis City | 510 | 29510 | 1 | 0 | 2015 | 9999 |  |  | N | Solar | [13 empty] | 0 | 0 | 0 | 0 | [11 empty] | IKEA Property Inc | 100 | Ikea Systems BV | 100
solar pv | DD Hay Road Solar 23 LLC | 59715_G_PV1 | 59715 | G | PV1 |  | Solar PV |  | PJM_EMAC | Delaware | 10 | New Castle | 3 | 10003 | 1.2 | 0 | 2015 | 9999 |  |  | N | Solar | [13 empty] | 0 | 0 | 0 | 0 | [11 empty] | DD Hay Road Solar 23 LLC | 100 | LCP Solar Development II LP | 100
natural gas peaker | Framingham State University Plant | 59717_G_OC | 59717 | G | OC |  | Combustion Turbine | IC Engine | NENGREST | Massachusetts | 25 | Middlesex | 17 | 25017 | 0.1 | 13469 | 2003 | 9999 |  |  | N | Distillate Fuel Oil | [13 empty] | 1.6498 | 1.6498 | 1.6498 | 1.6498 | [11 empty] | Framingham State University | 100 | Framingham State University | 100
natural gas peaker | Framingham State University Plant | 59717_G_LIB | 59717 | G | LIB |  | Combustion Turbine | IC Engine | NENGREST | Massachusetts | 25 | Middlesex | 17 | 25017 | 0.3 | 13469 | 2005 | 9999 |  |  | N | Distillate Fuel Oil | [13 empty] | 1.6498 | 1.6498 | 1.6498 | 1.6498 | [11 empty] | Framingham State University | 100 | Framingham State University | 100
natural gas peaker | Framingham State University Plant | 59717_G_HA | 59717 | G | HA |  | Combustion Turbine | IC Engine | NENGREST | Massachusetts | 25 | Middlesex | 17 | 25017 | 0.4 | 13469 | 2007 | 9999 |  |  | N | Distillate Fuel Oil | [13 empty] | 1.6498 | 1.6498 | 1.6498 | 1.6498 | [11 empty] | Framingham State University | 100 | Framingham State University | 100
natural gas peaker | Framingham State University Plant | 59717_G_PP | 59717 | G | PP |  | Combustion Turbine | IC Engine | NENGREST | Massachusetts | 25 | Middlesex | 17 | 25017 | 0.4 | 13469 | 2009 | 9999 |  |  | N | Distillate Fuel Oil | [13 empty] | 1.6498 | 1.6498 | 1.6498 | 1.6498 | [11 empty] | Framingham State University | 100 | Framingham State University | 100
solar pv | Framingham State University Plant | 59717_G_ACPV | 59717 | G | ACPV |  | Solar PV |  | NENGREST | Massachusetts | 25 | Middlesex | 17 | 25017 | 0.7 | 0 | 2011 | 9999 |  |  | N | Solar | [13 empty] | 0 | 0 | 0 | 0 | [11 empty] | Framingham State University | 100 | Framingham State University | 100
solar pv | Framingham State University Plant | 59717_G_CCPV | 59717 | G | CCPV |  | Solar PV |  | NENGREST | Massachusetts | 25 | Middlesex | 17 | 25017 | 0.3 | 0 | 2011 | 9999 |  |  | N | Solar | [13 empty] | 0 | 0 | 0 | 0 | [11 empty] | Framingham State University | 100 | Framingham State University | 100
natural gas peaker | Framingham State University Plant | 59717_G_NORTH | 59717 | G | NORTH |  | Combustion Turbine | IC Engine | NENGREST | Massachusetts | 25 | Middlesex | 17 | 25017 | 0.2 | 13469 | 2011 | 9999 |  |  | N | Distillate Fuel Oil | [13 empty] | 1.6498 | 1.6498 | 1.6498 | 1.6498 | [11 empty] | Framingham State University | 100 | Framingham State University | 100
natural gas peaker | Framingham State University Plant | 59717_G_TOW2 | 59717 | G | TOW2 |  | Combustion Turbine | IC Engine | NENGREST | Massachusetts | 25 | Middlesex | 17 | 25017 | 0.4 | 13469 | 2013 | 9999 |  |  | N | Distillate Fuel Oil | [13 empty] | 1.6498 | 1.6498 | 1.6498 | 1.6498 | [11 empty] | Framingham State University | 100 | Framingham State University | 100
natural gas peaker | Framingham State University Plant | 59717_G_MSC2 | 59717 | G | MSC2 |  | Combustion Turbine | IC Engine | NENGREST | Massachusetts | 25 | Middlesex | 17 | 25017 | 0.2 | 13469 | 2015 | 9999 |  |  | N | Distillate Fuel Oil | [13 empty] | 1.6498 | 1.6498 | 1.6498 | 1.6498 | [11 empty] | Framingham State University | 100 | Framingham State University | 100
natural gas peaker | Framingham State University Plant | 59717_G_WEST | 59717 | G | WEST |  | Combustion Turbine | IC Engine | NENGREST | Massachusetts | 25 | Middlesex | 17 | 25017 | 0.2 | 13469 | 2016 | 9999 |  |  | N | Distillate Fuel Oil | [13 empty] | 1.6498 | 1.6498 | 1.6498 | 1.6498 | [11 empty] | Framingham State University | 100 | Framingham State University | 100
solar pv | Charlotte Solar LLC VT | 59719_G_CS001 | 59719 | G | CS001 |  | Solar PV |  | NENGREST | Vermont | 50 | Chittenden | 7 | 50007 | 2 | 0 | 2014 | 9999 |  |  | N | Solar | [13 empty] | 0 | 0 | 0 | 0 | [11 empty] | Charlotte Solar LLC | 100 | Altus Power America Management LLC | 100
solar pv | Seville 1 | 59722_G_SEV1 | 59722 | G | SEV1 |  | Solar PV |  | WECC_IID | California | 6 | Imperial | 25 | 06025 | 20 | 0 | 2015 | 9999 |  |  | N | Solar | [13 empty] | 0 | 0 | 0 | 0 | [11 empty] | Seville Solar One LLC | 100 | Duke Energy Corp | 100
solar pv | Seville 2 | 59723_G_SEV2 | 59723 | G | SEV2 |  | Solar PV |  | WECC_IID | California | 6 | Imperial | 25 | 06025 | 30 | 0 | 2015 | 9999 |  |  | N | Solar | [13 empty] | 0 | 0 | 0 | 0 | [11 empty] | Seville Solar Two LLC | 100 | Duke Energy Corp | 100
onshore wind | Scituate Wind | 59724_G_SCIWT | 59724 | G | SCIWT |  | Onshore Wind |  | NENGREST | Massachusetts | 25 | Plymouth | 23 | 25023 | 1.5 | 0 | 2012 | 9999 |  |  | N | Wind | [13 empty] | 0 | 0 | 0 | 0 | [11 empty] | Scituate Wind LLC | 100 | Solaya Energy | 100
onshore wind | Fairhaven Wind | 59725_G_FHWTG | 59725 | G | FHWTG |  | Onshore Wind |  | NENGREST | Massachusetts | 25 | Bristol | 5 | 25005 | 3 | 0 | 2012 | 9999 |  |  | N | Wind | [13 empty] | 0 | 0 | 0 | 0 | [11 empty] | Fairhaven Wind LLC | 100 | Sustainable Resources Group | 100
natural gas peaker | CML&P Generating Facility No. 2 | 59726_G_10 | 59726 | G | 10 |  | Combustion Turbine | IC Engine | SPP_N | Kansas | 20 | Montgomery | 125 | 20125 | 18.7 | 10745 | 2017 | 9999 |  |  | N | Natural Gas | [13 empty] | 1.061 | 1.061 | 1.061 | 1.061 | [11 empty] | Coffeyville Municipal Light & Power | 100 | Coffeyville Municipal Light & Power | 100
natural gas peaker | CML&P Generating Facility No. 2 | 59726_G_8 | 59726 | G | 8 |  | Combustion Turbine | IC Engine | SPP_N | Kansas | 20 | Montgomery | 125 | 20125 | 18.7 | 10745 | 2017 | 9999 |  |  | N | Natural Gas | [13 empty] | 1.061 | 1.061 | 1.061 | 1.061 | [11 empty] | Coffeyville Municipal Light & Power | 100 | Coffeyville Municipal Light & Power | 100
natural gas peaker | CML&P Generating Facility No. 2 | 59726_G_9 | 59726 | G | 9 |  | Combustion Turbine | IC Engine | SPP_N | Kansas | 20 | Montgomery | 125 | 20125 | 18.7 | 10745 | 2017 | 9999 |  |  | N | Natural Gas | [13 empty] | 1.061 | 1.061 | 1.061 | 1.061 | [11 empty] | Coffeyville Municipal Light & Power | 100 | Coffeyville Municipal Light & Power | 100
natural gas peaker | Bull Street Plant | 59727_G_GEN1 | 59727 | G | GEN1 |  | Combustion Turbine |  | S_VACA | South Carolina | 45 | Orangeburg | 75 | 45075 | 2 | 19558 | 2005 | 9999 |  |  | N | Natural Gas | [13 empty] | 0.23894 | 0.23894 | 0.23894 | 0.23894 | [11 empty] | Orangeburg SC (City of) | 100 | Orangeburg SC (City of) | 100
natural gas peaker | Substation 20 Plant | 59728_G_GEN1 | 59728 | G | GEN1 |  | Combustion Turbine |  | S_VACA | South Carolina | 45 | Orangeburg | 75 | 45075 | 2 | 25000 | 2014 | 9999 |  |  | N | Natural Gas | [13 empty] | 0.23894 | 0.23894 | 0.23894 | 0.23894 | [11 empty] | Orangeburg SC (City of) | 100 | Orangeburg SC (City of) | 100
solar pv | Macon Solar Power Project | 59729_G_MSF1 | 59729 | G | MSF1 |  | Solar PV |  | SPP_N | Missouri | 29 | Macon | 121 | 29121 | 2.8 | 0 | 2015 | 9999 |  |  | N | Solar | [13 empty] | 0 | 0 | 0 | 0 | [11 empty] | MC Power Companies Inc | 100 | MC Power Companies | 100
solar pv | SEPV 18 | 59730_G_SPV18 | 59730 | G | SPV18 |  | Solar PV |  | WEC_LADW | California | 6 | Los Angeles | 37 | 06037 | 2 | 0 | 2016 | 9999 |  |  | N | Solar | [13 empty] | 0 | 0 | 0 | 0 | [11 empty] | Sustainable Power Group LLC | 100 | Sustainable Power Group LLC | 100
solar pv | Templeton | 59731_G_TEMPL | 59731 | G | TEMPL |  | Solar PV |  | NENGREST | Massachusetts | 25 | Worcester | 27 | 25027 | 3 | 0 | 2014 | 9999 |  |  | N | Solar | [13 empty] | 0 | 0 | 0 | 0 | [11 empty] | Sunny Templeton LLC | 100 | WEC Energy Group Inc | 100
onshore wind | Green Pastures Wind I | 59732_G_GPI | 59732 | G | GPI |  | Onshore Wind |  | ERC_WEST | Texas | 48 | Baylor | 23 | 48023 | 150 | 0 | 2015 | 9999 |  |  | N | Wind | [13 empty] | 0 | 0 | 0 | 0 | [11 empty] | Green Pastures Wind I LLC | 100 | Capital Dynamics | 100
onshore wind | Green Pastures Wind II | 59733_G_GPII | 59733 | G | GPII |  | Onshore Wind |  | ERC_WEST | Texas | 48 | Knox | 275 | 48275 | 150 | 0 | 2015 | 9999 |  |  | N | Wind | [13 empty] | 0 | 0 | 0 | 0 | [11 empty] | Green Pastures Wind II LLC | 100 | Capital Dynamics | 100
onshore wind | Briscoe Wind Farm | 59734_G_BFW | 59734 | G | BFW |  | Onshore Wind |  | ERC_PHDL | Texas | 48 | Briscoe | 45 | 48045 | 150 | 0 | 2015 | 9999 |  |  | N | Wind | [13 empty] | 0 | 0 | 0 | 0 | [11 empty] | Briscoe Wind Farm LLC | 100 | Capital Dynamics | 100
onshore wind | Kirkwood Wind Turbine | 59735_G_KCC01 | 59735 | G | KCC01 |  | Onshore Wind |  | MIS_IA | Iowa | 19 | Linn | 113 | 19113 | 0.7 | 0 | 2012 | 9999 |  |  | N | Wind | [13 empty] | 0 | 0 | 0 | 0 | [11 empty] | Kirkwood Community College | 100 | Kirkwood Community College | 100
onshore wind | Valentine Wind, LLC | 59736_G_7772 | 59736 | G | 7772 |  | Onshore Wind |  | SPP_NEBR | Nebraska | 31 | Cherry | 31 | 31031 | 1.9 | 0 | 2014 | 9999 |  |  | N | Wind | [13 empty] | 0 | 0 | 0 | 0 | [11 empty] | Valentine Wind LLC | 100 | Bluestem LLC | 100
solar pv | Aspiration G | 59737_G_ASPRG | 59737 | G | ASPRG |  | Solar PV |  | WEC_CALN | California | 6 | Fresno | 19 | 06019 | 9 | 0 | 2017 | 9999 |  |  | N | Solar | [13 empty] | 0 | 0 | 0 | 0 | [11 empty] | sPower | 100 | AES Corp (The) | 100
solar pv | Citizen B | 59738_G_CSB | 59738 | G | CSB |  | Solar PV |  | WEC_CALN | California | 6 | Fresno | 19 | 06019 | 5 | 0 | 2015 | 9999 |  |  | N | Solar | [13 empty] | 0 | 0 | 0 | 0 | [11 empty] | Citizen Solar B LLC | 100 | Sustainable Power Group LLC | 100
solar pv | Lancaster WAD B | 59739_G_LWADB | 59739 | G | LWADB |  | Solar PV |  | WEC_LADW | California | 6 | Los Angeles | 37 | 06037 | 3 | 0 | 2017 | 9999 |  |  | N | Solar | [13 empty] | 0 | 0 | 0 | 0 | [11 empty] | Lancaster WAD B LLC | 50 | Martifer Solar | 50
solar pv | SEPV Mojave West | 59740_G_SPVMW | 59740 | G | SPVMW |  | Solar PV |  | WECC_SCE | California | 6 | Kern | 29 | 06029 | 20 | 0 | 2016 | 9999 |  |  | N | Solar | [13 empty] | 0 | 0 | 0 | 0 | [11 empty] | SEPV Mojave West LLC | 100 | AES Corp (The) | 100
solar pv | Barton Solar Farm | 59741_G_BARTN | 59741 | G | BARTN |  | Solar PV |  | NENGREST | Vermont | 50 | Orleans | 19 | 50019 | 1.9 | 0 | 2014 | 9999 |  |  | N | Solar | [13 empty] | 0 | 0 | 0 | 0 | [11 empty] | Barton Solar LLC | 100 | Robert P Grant | 100
solar pv | Sunnyside Ranch Community Solar Array | 59742_G_HCE | 59742 | G | HCE |  | Solar PV |  | WECC_CO | Colorado | 8 | Garfield | 45 | 08045 | 1.5 | 0 | 2015 | 9999 |  |  | N | Solar | [13 empty] | 0 | 0 | 0 | 0 | [11 empty] | Clean Energy Collective LLC | 100 | Clean Energy Collective LLC | 100
solar pv | Chimes West Friendship (Nixon Farms) | 59743_G_1 | 59743 | G | 1 |  | Solar PV |  | PJM_SMAC | Maryland | 24 | Howard | 27 | 24027 | 1.2 | 0 | 2014 | 9999 |  |  | N | Solar | [13 empty] | 0 | 0 | 0 | 0 | [11 empty] | SunE SEM 1 LLC | 100 | SunEdison | 100
solar pv | Lakeland Electric Co. (FL)-Airport 1 | 59744_G_1 | 59744 | G | 1 |  | Solar PV |  | FRCC | Florida | 12 | Polk | 105 | 12105 | 2.7 | 0 | 2011 | 9999 |  |  | N | Solar | [13 empty] | 0 | 0 | 0 | 0 | [11 empty] | SunE W12DG B LLC | 100 | SunEdison | 100
solar pv | Leominster (MA)-South Street-R&D | 59745_G_1 | 59745 | G | 1 |  | Solar PV |  | NENGREST | Massachusetts | 25 | Middlesex | 17 | 25017 | 2.6 | 0 | 2013 | 9999 |  |  | N | Solar | [13 empty] | 0 | 0 | 0 | 0 | [11 empty] | South Street Solar LLC | 100 | Gehrlicher Solar America Corp | 100
solar pv | DSH (CA) - Coalinga State Hospital | 59746_G_1 | 59746 | G | 1 |  | Solar PV |  | WEC_CALN | California | 6 | Fresno | 19 | 06019 | 2.6 | 0 | 2014 | 9999 |  |  | N | Solar | [13 empty] | 0 | 0 | 0 | 0 | [11 empty] | SunE Coalinga SH Owner LLC | 100 | SunEdison | 100
solar pv | River Mountains Solar | 59747_G_1 | 59747 | G | 1 |  | Solar PV |  | WECC_SNV | Nevada | 32 | Clark | 3 | 32003 | 14.4 | 0 | 2016 | 9999 |  |  | N | Solar | [13 empty] | 0 | 0 | 0 | 0 | [11 empty] | Terraform Utility Solar XIX LLC | 100 | SunEdison | 100
solar pv | CDCR (CA) - Pleasant Valley State Prison | 59748_G_1 | 59748 | G | 1 |  | Solar PV |  | WEC_CALN | California | 6 | Fresno | 19 | 06019 | 1.2 | 0 | 2014 | 9999 |  |  | N | Solar | [13 empty] | 0 | 0 | 0 | 0 | [11 empty] | SunE Pleasant Valley SP Owner LLC | 100 | SunEdison | 100
solar pv | UMES (MD) - Princess Anne | 59749_G_1 | 59749 | G | 1 |  | Solar PV |  | PJM_EMAC | Maryland | 24 | Somerset | 39 | 24039 | 2.1 | 0 | 2011 | 9999 |  |  | N | Solar | [13 empty] | 0 | 0 | 0 | 0 | [11 empty] | SunEdison | 100 | SunEdison | 100
solar pv | Bourne (MA) - Holliston I | 59750_G_1 | 59750 | G | 1 |  | Solar PV |  | NENGREST | Massachusetts | 25 | Middlesex | 17 | 25017 | 2.4 | 0 | 2014 | 9999 |  |  | N | Solar | [13 empty] | 0 | 0 | 0 | 0 | [11 empty] | SunE Solar XV Lessor LLC | 100 | Brookfield Asset Management Inc | 100
solar pv | Wilzig Associates, LLC | 59751_G_WILZG | 59751 | G | WILZG |  | Solar PV |  | PJM_EMAC | New Jersey | 34 | Bergen | 3 | 34003 | 1.2 | 0 | 2013 | 9999 |  |  | N | Solar | [13 empty] | 0 | 0 | 0 | 0 | [11 empty] | Wilzig Associates LLC | 100 | Wilzig Associates LLC | 100
solar pv | BlueWave Capital - Grafton (SREC II) | 59752_G_1 | 59752 | G | 1 |  | Solar PV |  | NENGREST | Massachusetts | 25 | Worcester | 27 | 25027 | 1.3 | 0 | 2015 | 9999 |  |  | N | Solar | [13 empty] | 0 | 0 | 0 | 0 | [11 empty] | SunEdison YieldCo DG Holdings LLC | 100 | Brookfield Asset Management Inc | 100
solar pv | Lakeland Electric Co. (FL) - Aiport II | 59754_G_1 | 59754 | G | 1 |  | Solar PV |  | FRCC | Florida | 12 | Polk | 105 | 12105 | 3.5 | 0 | 2012 | 9999 |  |  | N | Solar | [13 empty] | 0 | 0 | 0 | 0 | [11 empty] | SunE RBPC5 LLC | 100 | SunEdison | 100
solar pv | Chester Power Partners | 59755_G_PVS1 | 59755 | G | PVS1 |  | Solar PV |  | NENGREST | Vermont | 50 | Windsor | 27 | 50027 | 2.2 | 0 | 2014 | 9999 |  |  | N | Solar | [13 empty] | 0 | 0 | 0 | 0 | [11 empty] | Chester Power Partners LLC | 100 | True Green Capital Management LLC | 100
biomass | Glades Pike Generation Plant | 59759_G_CAT1 | 59759 | G | CAT1 |  | Landfill Gas |  | PJM_PENE | Pennsylvania | 42 | Somerset | 111 | 42111 | 1.4 | 14103 | 2011 | 9999 |  |  | N | Landfill Gas | [13 empty] | 0.22117 | 0.22117 | 0.22117 | 0.22117 | [11 empty] | Pennsylvania Dep of Corrections | 100 | Pennsylvania Dep of Corrections | 100
biomass | Glades Pike Generation Plant | 59759_G_CAT2 | 59759 | G | CAT2 |  | Landfill Gas |  | PJM_PENE | Pennsylvania | 42 | Somerset | 111 | 42111 | 1.4 | 14103 | 2011 | 9999 |  |  | N | Landfill Gas | [13 empty] | 0.22117 | 0.22117 | 0.22117 | 0.22117 | [11 empty] | Pennsylvania Dep of Corrections | 100 | Pennsylvania Dep of Corrections | 100
solar pv | Red Hill Solar Center, LLC | 59760_G_RHILL | 59760 | G | RHILL |  | Solar PV |  | S_VACA | North Carolina | 37 | Warren | 185 | 37185 | 4.9 | 0 | 2014 | 9999 |  |  | N | Solar | [13 empty] | 0 | 0 | 0 | 0 | [11 empty] | Red Hill Solar Center LLC | 100 | Heliosage Energy LLC | 100
solar pv | Van Slyke Solar Center, LLC | 59761_G_VSLYK | 59761 | G | VSLYK |  | Solar PV |  | S_VACA | North Carolina | 37 | Wilson | 195 | 37195 | 4.9 | 0 | 2014 | 9999 |  |  | N | Solar | [13 empty] | 0 | 0 | 0 | 0 | [11 empty] | Van Slyke Solar Center LLC | 100 | Heliosage Energy LLC | 100
solar pv | Broadway Solar Center, LLC | 59762_G_BRDWY | 59762 | G | BRDWY |  | Solar PV |  | S_VACA | North Carolina | 37 | Columbus | 47 | 37047 | 4.9 | 0 | 2014 | 9999 |  |  | N | Solar | [13 empty] | 0 | 0 | 0 | 0 | [11 empty] | Broadway Solar Center LLC | 100 | Heliosage Energy LLC | 100
biomass | Robeson County LFG to Energy | 59763_G_GEN01 | 59763 | G | GEN01 |  | Landfill Gas |  | S_VACA | North Carolina | 37 | Robeson | 155 | 37155 | 1 | 14103 | 2012 | 9999 |  |  | N | Landfill Gas | [13 empty] | 0.22117 | 0.22117 | 0.22117 | 0.22117 | [11 empty] | Robeson County Landfill | 100 | Robeson County Landfill | 100
biomass | Robeson County LFG to Energy | 59763_G_GEN02 | 59763 | G | GEN02 |  | Landfill Gas |  | S_VACA | North Carolina | 37 | Robeson | 155 | 37155 | 1 | 14103 | 2015 | 9999 |  |  | N | Landfill Gas | [13 empty] | 0.22117 | 0.22117 | 0.22117 | 0.22117 | [11 empty] | Robeson County Landfill | 100 | Robeson County Landfill | 100
natural gas combined cycle | Oregon Clean Energy Center | 59764_G_CTG11 | 59764 | G | CTG11 | 90998 | Combined Cycle |  | PJM_ATSI | Ohio | 39 | Lucas | 95 | 39095 | 256.5 | 7050 | 2017 | 9999 |  |  | N | Natural Gas |  |  |  |  | SCR | [8 empty] | 0.0054374 | 0.0054374 | 0.0054374 | 0.0054374 | [11 empty] | Oregon Clean Energy LLC | 100 | North American Project Development LLC | 100
natural gas combined cycle | Oregon Clean Energy Center | 59764_G_CTG12 | 59764 | G | CTG12 | 90999 | Combined Cycle |  | PJM_ATSI | Ohio | 39 | Lucas | 95 | 39095 | 256.5 | 7050 | 2017 | 9999 |  |  | N | Natural Gas |  |  |  |  | SCR | [8 empty] | 0.0054374 | 0.0054374 | 0.0054374 | 0.0054374 | [11 empty] | Oregon Clean Energy LLC | 100 | North American Project Development LLC | 100
natural gas peaker | Oregon Clean Energy Center | 59764_G_EDG13 | 59764 | G | EDG13 |  | Combustion Turbine | IC Engine | PJM_ATSI | Ohio | 39 | Lucas | 95 | 39095 | 1.5 | 12283 | 2017 | 9999 |  |  | N | Distillate Fuel Oil | [13 empty] | 1.6498 | 1.6498 | 1.6498 | 1.6498 | [11 empty] | Oregon Clean Energy LLC | 100 | North American Project Development LLC | 100
natural gas combined cycle | Oregon Clean Energy Center | 59764_G_STG10 | 59764 | G | STG10 | 90998 | Combined Cycle |  | PJM_ATSI | Ohio | 39 | Lucas | 95 | 39095 | 334.6 | 7050 | 2017 | 9999 |  |  | N | Natural Gas |  |  |  | NH3 | SCR | [8 empty] | 0.0054374 | 0.0054374 | 0.0054374 | 0.0054374 | [11 empty] | Oregon Clean Energy LLC | 100 | North American Project Development LLC | 100
solar pv | Stetson Road Solar - Barre I | 59765_G_BI | 59765 | G | BI |  | Solar PV |  | NENGREST | Massachusetts | 25 | Worcester | 27 | 25027 | 2 | 0 | 2014 | 9999 |  |  | N | Solar | [13 empty] | 0 | 0 | 0 | 0 | [11 empty] | Kearsarge Barre I LLC | 100 | Kearsarge Energy LP | 100
solar pv | Barre II Solar Project | 59766_G_BII | 59766 | G | BII |  | Solar PV |  | NENGREST | Massachusetts | 25 | Worcester | 27 | 25027 | 1.5 | 0 | 2014 | 9999 |  |  | N | Solar | [13 empty] | 0 | 0 | 0 | 0 | [11 empty] | Kearsarge Barre II LLC | 100 | Kearsarge Energy LP | 100
solar pv | Chester Solar Farm | 59767_G_CHSTR | 59767 | G | CHSTR |  | Solar PV |  | NENGREST | Massachusetts | 25 | Hampden | 13 | 25013 | 4.8 | 0 | 2014 | 9999 |  |  | N | Solar | [13 empty] | 0 | 0 | 0 | 0 | [11 empty] | Kearsarge Chester LLC | 100 | Kearsarge Energy LP | 100
solar pv | Concord Solar Farm | 59768_G_CMLP | 59768 | G | CMLP |  | Solar PV |  | NENGREST | Massachusetts | 25 | Middlesex | 17 | 25017 | 1.5 | 0 | 2014 | 9999 |  |  | N | Solar | [13 empty] | 0 | 0 | 0 | 0 | [11 empty] | Kearsarge Concord LLC | 100 | Kearsarge Energy LP | 100
solar pv | TIA Solar | 59769_G_1 | 59769 | G | 1 |  | Solar PV |  | FRCC | Florida | 12 | Hillsborough | 57 | 12057 | 1.6 | 0 | 2015 | 9999 |  |  | N | Solar | [13 empty] | 0 | 0 | 0 | 0 | [11 empty] | Tampa Electric Co | 100 | TECO Energy Inc | 100
solar pv | IMPA Pendleton Solar Park | 59770_G_SPEND | 59770 | G | SPEND |  | Solar PV |  | PJM_West | Indiana | 18 | Madison | 95 | 18095 | 2 | 0 | 2015 | 9999 |  |  | N | Solar | [13 empty] | 0 | 0 | 0 | 0 | [11 empty] | Indiana Municipal Power Agency | 100 | Indiana Municipal Power Agency | 100
solar pv | Jefferson Solar Park | 59771_G_JSP01 | 59771 | G | JSP01 |  | Solar PV |  | MIS_WUMS | Wisconsin | 55 | Jefferson | 55 | 55055 | 1 | 0 | 2013 | 9999 |  |  | N | Solar | [13 empty] | 0 | 0 | 0 | 0 | [11 empty] | Half Moon Ventures LLC | 100 | Half Moon Ventures LLC | 100
0 | KCP&L SmartGrid Innovation Park | 59772_G_1 | 59772 | G | 1 |  | Energy Storage |  | SPP_N | Missouri | 29 | Jackson | 95 | 29095 | 1 | 0 | 2012 | 9999 |  |  | N | Energy Storage | [13 empty] | 0 | 0 | 0 | 0 | [11 empty] | Evergy Metro Inc | 100 | Evergy Inc | 100
natural gas combined cycle | Carroll County Energy | 59773_G_CGT1 | 59773 | G | CGT1 | 91034 | Combined Cycle |  | PJM_ATSI | Ohio | 39 | Carroll | 19 | 39019 | 203.3 | 7107 | 2017 | 9999 |  |  | N | Natural Gas |  |  |  | DLNB | SCR | [8 empty] | 0.0056433 | 0.0056433 | 0.0056433 | 0.0056433 | [11 empty] | Carroll County Energy LLC | 100 | Advanced Power Services LLC | 100
natural gas combined cycle | Carroll County Energy | 59773_G_CGT2 | 59773 | G | CGT2 | 91033 | Combined Cycle |  | PJM_ATSI | Ohio | 39 | Carroll | 19 | 39019 | 203.3 | 7107 | 2017 | 9999 |  |  | N | Natural Gas |  |  |  | DLNB | SCR | [8 empty] | 0.0056433 | 0.0056433 | 0.0056433 | 0.0056433 | [11 empty] | Carroll County Energy LLC | 100 | Advanced Power Services LLC | 100
natural gas combined cycle | Carroll County Energy | 59773_G_SGT1 | 59773 | G | SGT1 | 91034 | Combined Cycle |  | PJM_ATSI | Ohio | 39 | Carroll | 19 | 39019 | 288 | 7107 | 2017 | 9999 |  |  | N | Natural Gas |  |  |  | DLNB | SCR | [8 empty] | 0.0056433 | 0.0056433 | 0.0056433 | 0.0056433 | [11 empty] | Carroll County Energy LLC | 100 | Advanced Power Services LLC | 100
municipal solid waste | BioTown Ag | 59774_G_ENG1 | 59774 | G | ENG1 |  | Non-Fossil Waste |  | MIS_INKY | Indiana | 18 | White | 181 | 18181 | 1 | 10701 | 2011 | 9999 |  |  | Y | Non-Fossil Waste | [13 empty] | 0 | 0 | 0 | 0 | [11 empty] | BioTown Ag | 100 | Bio Town Ag | 100
municipal solid waste | BioTown Ag | 59774_G_ENG2 | 59774 | G | ENG2 |  | Non-Fossil Waste |  | MIS_INKY | Indiana | 18 | White | 181 | 18181 | 1 | 10701 | 2011 | 9999 |  |  | Y | Non-Fossil Waste | [13 empty] | 0 | 0 | 0 | 0 | [11 empty] | BioTown Ag | 100 | Bio Town Ag | 100
municipal solid waste | BioTown Ag | 59774_G_ENG3 | 59774 | G | ENG3 |  | Non-Fossil Waste |  | MIS_INKY | Indiana | 18 | White | 181 | 18181 | 1 | 10701 | 2011 | 9999 |  |  | Y | Non-Fossil Waste | [13 empty] | 0 | 0 | 0 | 0 | [11 empty] | BioTown Ag | 100 | Bio Town Ag | 100
municipal solid waste | BioTown Ag | 59774_G_ENG4 | 59774 | G | ENG4 |  | Non-Fossil Waste |  | MIS_INKY | Indiana | 18 | White | 181 | 18181 | 1 | 10701 | 2014 | 9999 |  |  | Y | Non-Fossil Waste | [13 empty] | 0 | 0 | 0 | 0 | [11 empty] | BioTown Ag | 100 | Bio Town Ag | 100
municipal solid waste | BioTown Ag | 59774_G_ENG5 | 59774 | G | ENG5 |  | Non-Fossil Waste |  | MIS_INKY | Indiana | 18 | White | 181 | 18181 | 1 | 10701 | 2014 | 9999 |  |  | Y | Non-Fossil Waste | [13 empty] | 0 | 0 | 0 | 0 | [11 empty] | BioTown Ag | 100 | Bio Town Ag | 100
municipal solid waste | BioTown Ag | 59774_G_ENG6 | 59774 | G | ENG6 |  | Non-Fossil Waste |  | MIS_INKY | Indiana | 18 | White | 181 | 18181 | 1 | 10701 | 2014 | 9999 |  |  | Y | Non-Fossil Waste | [13 empty] | 0 | 0 | 0 | 0 | [11 empty] | BioTown Ag | 100 | Bio Town Ag | 100
solar pv | Adams Farm Solar | 59775_G_ADAMS | 59775 | G | ADAMS |  | Solar PV |  | NENGREST | Massachusetts | 25 | Worcester | 27 | 25027 | 3 | 0 | 2013 | 9999 |  |  | N | Solar | [13 empty] | 0 | 0 | 0 | 0 | [11 empty] | Adams Farm Solar LLC | 100 | Barron Partners LP | 100
solar pv | RGS-Rutland VNM SREC II Project (MA) | 59777_G_1 | 59777 | G | 1 |  | Solar PV |  | NENGREST | Massachusetts | 25 | Worcester | 27 | 25027 | 2.6 | 0 | 2015 | 9999 |  |  | N | Solar | [13 empty] | 0 | 0 | 0 | 0 | [11 empty] | Terraform Solar XVII LLC | 100 | Brookfield Asset Management Inc | 100
solar pv | Eden Solar LLC | 59778_G_EDENS | 59778 | G | EDENS |  | Solar PV |  | S_VACA | North Carolina | 37 | Richmond | 153 | 37153 | 47.7 | 0 | 2015 | 9999 |  |  | N | Solar | [13 empty] | 0 | 0 | 0 | 0 | [11 empty] | Eden Solar LLC | 100 | FTP Power LLC | 100
solar pv | Davis Monthan AFB (AZ) West Airfield | 59779_G_1 | 59779 | G | 1 |  | Solar PV |  | WECC_AZ | Arizona | 4 | Pima | 19 | 04019 | 12.6 | 0 | 2014 | 9999 |  |  | N | Solar | [13 empty] | 0 | 0 | 0 | 0 | [11 empty] | SunE DM LLC | 100 | Macquarie Bank Limited | 100
solar pv | New Bedford (MA) Plymouth | 59780_G_1 | 59780 | G | 1 |  | Solar PV |  | NENGREST | Massachusetts | 25 | Plymouth | 23 | 25023 | 4.3 | 0 | 2014 | 9999 |  |  | N | Solar | [13 empty] | 0 | 0 | 0 | 0 | [11 empty] | BWC Origination 4 LLC | 100 | D E Shaw & Co LP | 100
solar pv | Upper Blackstone (MA) Treasure Valley | 59781_G_1 | 59781 | G | 1 |  | Solar PV |  | NENGREST | Massachusetts | 25 | Worcester | 27 | 25027 | 5 | 0 | 2014 | 9999 |  |  | N | Solar | [13 empty] | 0 | 0 | 0 | 0 | [11 empty] | SunE Solar XV Lessor LLC | 100 | Brookfield Asset Management Inc | 100
natural gas combined cycle | Gila River Power Block 3 | 59784_G_CTG5 | 59784 | G | CTG5 | 8516 | Combined Cycle |  | WECC_AZ | Arizona | 4 | Maricopa | 13 | 04013 | 146 | 7536 | 2003 | 9999 |  |  | N | Natural Gas |  |  |  | DLNB | SCR | [8 empty] | 0.0072618 | 0.0072618 | 0.0072618 | 0.0072618 | [11 empty] | Tucson Electric Power Co | 100 | Uns Energy Corp | 100
natural gas combined cycle | Gila River Power Block 3 | 59784_G_CTG6 | 59784 | G | CTG6 | 8518 | Combined Cycle |  | WECC_AZ | Arizona | 4 | Maricopa | 13 | 04013 | 146 | 7536 | 2003 | 9999 |  |  | N | Natural Gas |  |  |  | DLNB | SCR | [8 empty] | 0.0072618 | 0.0072618 | 0.0072618 | 0.0072618 | [11 empty] | Tucson Electric Power Co | 100 | Uns Energy Corp | 100
natural gas combined cycle | Gila River Power Block 3 | 59784_G_ST11 | 59784 | G | ST11 | 8516 | Combined Cycle |  | WECC_AZ | Arizona | 4 | Maricopa | 13 | 04013 | 223 | 7536 | 2003 | 9999 |  |  | N | Natural Gas |  |  |  | LNB + NH3 | SCR | [8 empty] | 0.0072618 | 0.0072618 | 0.0072618 | 0.0072618 | [11 empty] | Tucson Electric Power Co | 100 | Uns Energy Corp | 100
municipal solid waste | Fremont Community Digester, LLC | 59785_G_19001 | 59785 | G | 19001 |  | Non-Fossil Waste |  | MIS_LMI | Michigan | 26 | Newaygo | 123 | 26123 | 2.9 | 5883 | 2012 | 9999 |  |  | Y | Non-Fossil Waste | [13 empty] | 0 | 0 | 0 | 0 | [11 empty] | Fremont Community Digester LLC | 100 | Indus Energy LLC | 100
municipal solid waste | Fremont Community Digester, LLC | 59785_G_19002 | 59785 | G | 19002 |  | Non-Fossil Waste |  | MIS_LMI | Michigan | 26 | Newaygo | 123 | 26123 | 2.9 | 13500 | 2012 | 9999 |  |  | N | Non-Fossil Waste | [13 empty] | 0 | 0 | 0 | 0 | [11 empty] | Fremont Community Digester LLC | 100 | Indus Energy LLC | 100
solar pv | Fiddler's Canyon #2 | 59786_G_FID2 | 59786 | G | FID2 |  | Solar PV |  | WECC_UT | Utah | 49 | Iron | 21 | 49021 | 3 | 0 | 2015 | 9999 |  |  | N | Solar | [13 empty] | 0 | 0 | 0 | 0 | [11 empty] | SunE Solar XVII Project2 LLC | 100 | SunEdison | 100
solar pv | Fiddler's Canyon #1 | 59787_G_FID1 | 59787 | G | FID1 |  | Solar PV |  | WECC_UT | Utah | 49 | Iron | 21 | 49021 | 3 | 0 | 2015 | 9999 |  |  | N | Solar | [13 empty] | 0 | 0 | 0 | 0 | [11 empty] | SunE Solar XVII Project1 LLC | 100 | SunEdison | 100
solar pv | Advance Stores Company, Inc | 59788_G_PV1 | 59788 | G | PV1 |  | Solar PV |  | NENG_CT | Connecticut | 9 | Hartford | 3 | 09003 | 1 | 0 | 2014 | 9999 |  |  | N | Solar | [13 empty] | 0 | 0 | 0 | 0 | [11 empty] | SolarCity Corp | 100 | Tesla Inc | 100
solar pv | Millbrook School | 59789_G_PV1 | 59789 | G | PV1 |  | Solar PV |  | NY_Z_G-I | New York | 36 | Dutchess | 27 | 36027 | 1.4 | 0 | 2015 | 9999 |  |  | N | Solar | [13 empty] | 0 | 0 | 0 | 0 | [11 empty] | SolarCity Corp | 100 | Tesla Inc | 100
solar pv | Oregon University System Rabbit Field | 59790_G_PV1 | 59790 | G | PV1 |  | Solar PV |  | WECC_PNW | Oregon | 41 | Benton | 3 | 41003 | 1.2 | 0 | 2014 | 9999 |  |  | N | Solar | [13 empty] | 0 | 0 | 0 | 0 | [11 empty] | SolarCity Corp | 100 | Tesla Inc | 100
biomass | Orchard Hills Renewable Energy Station | 59792_G_1 | 59792 | G | 1 |  | Landfill Gas |  | PJM_COMD | Illinois | 17 | Ogle | 141 | 17141 | 2.3 | 13500 | 2016 | 9999 |  |  | N | Landfill Gas | [13 empty] | 0.22117 | 0.22117 | 0.22117 | 0.22117 | [11 empty] | Hoosier Energy Rural Electric Coop Inc | 100 | Hoosier Energy Rural Electric Coop Inc | 100
biomass | Orchard Hills Renewable Energy Station | 59792_G_2 | 59792 | G | 2 |  | Landfill Gas |  | PJM_COMD | Illinois | 17 | Ogle | 141 | 17141 | 2.3 | 13500 | 2016 | 9999 |  |  | N | Landfill Gas | [13 empty] | 0.22117 | 0.22117 | 0.22117 | 0.22117 | [11 empty] | Hoosier Energy Rural Electric Coop Inc | 100 | Hoosier Energy Rural Electric Coop Inc | 100
biomass | Orchard Hills Renewable Energy Station | 59792_G_3 | 59792 | G | 3 |  | Landfill Gas |  | PJM_COMD | Illinois | 17 | Ogle | 141 | 17141 | 2.3 | 13500 | 2016 | 9999 |  |  | N | Landfill Gas | [13 empty] | 0.22117 | 0.22117 | 0.22117 | 0.22117 | [11 empty] | Hoosier Energy Rural Electric Coop Inc | 100 | Hoosier Energy Rural Electric Coop Inc | 100
biomass | Orchard Hills Renewable Energy Station | 59792_G_4 | 59792 | G | 4 |  | Landfill Gas |  | PJM_COMD | Illinois | 17 | Ogle | 141 | 17141 | 2.3 | 13500 | 2016 | 9999 |  |  | N | Landfill Gas | [13 empty] | 0.22117 | 0.22117 | 0.22117 | 0.22117 | [11 empty] | Hoosier Energy Rural Electric Coop Inc | 100 | Hoosier Energy Rural Electric Coop Inc | 100
biomass | Orchard Hills Renewable Energy Station | 59792_G_5 | 59792 | G | 5 |  | Landfill Gas |  | PJM_COMD | Illinois | 17 | Ogle | 141 | 17141 | 2.3 | 13500 | 2016 | 9999 |  |  | N | Landfill Gas | [13 empty] | 0.22117 | 0.22117 | 0.22117 | 0.22117 | [11 empty] | Hoosier Energy Rural Electric Coop Inc | 100 | Hoosier Energy Rural Electric Coop Inc | 100
biomass | Orchard Hills Renewable Energy Station | 59792_G_6 | 59792 | G | 6 |  | Landfill Gas |  | PJM_COMD | Illinois | 17 | Ogle | 141 | 17141 | 2.3 | 13500 | 2016 | 9999 |  |  | N | Landfill Gas | [13 empty] | 0.22117 | 0.22117 | 0.22117 | 0.22117 | [11 empty] | Hoosier Energy Rural Electric Coop Inc | 100 | Hoosier Energy Rural Electric Coop Inc | 100
natural gas peaker | Chicago West Side Energy Center | 59794_G_GEN1 | 59794 | G | GEN1 |  | Combustion Turbine |  | PJM_COMD | Illinois | 17 | Cook | 31 | 17031 | 3.5 | 8700 | 2003 | 2045 |  |  | Y | Natural Gas | [13 empty] | 0.16383 | 0.16383 | 0.16383 | 0.16383 | [11 empty] | US Dept of Veterans Affairs | 100 | US Dept of Veterans Affairs | 100
solar pv | Ahoskie | 59795_G_FLS1 | 59795 | G | FLS1 |  | Solar PV |  | PJM_Dom | North Carolina | 37 | Hertford | 91 | 37091 | 5 | 0 | 2018 | 9999 |  |  | N | Solar | [13 empty] | 0 | 0 | 0 | 0 | [11 empty] | Solar Green Storage LLC | 100 | Solar Green Storage LLC | 100
solar pv | Kelford | 59796_G_FLS1 | 59796 | G | FLS1 |  | Solar PV |  | PJM_Dom | North Carolina | 37 | Bertie | 15 | 37015 | 4.7 | 0 | 2016 | 9999 |  |  | N | Solar | [13 empty] | 0 | 0 | 0 | 0 | [11 empty] | TWE Kelford Solar Project LLC | 100 | Enel SpA | 100
onshore wind | Bayonne MUA- Leitner-Poma Wind Turbine | 59797_G_WT1 | 59797 | G | WT1 |  | Onshore Wind |  | PJM_EMAC | New Jersey | 34 | Hudson | 17 | 34017 | 0.1 | 0 | 2012 | 9999 |  |  | N | Wind | [13 empty] | 0 | 0 | 0 | 0 | [11 empty] | Bayonne Municipal Utility Authority | 100 | Bayonne Municipal Utility Authority | 100
solar pv | Colon PV | 59798_G_W4172 | 59798 | G | W4172 |  | Solar PV |  | WEC_LADW | California | 6 | Los Angeles | 37 | 06037 | 0.9 | 0 | 2015 | 9999 |  |  | N | Solar | [13 empty] | 0 | 0 | 0 | 0 | [11 empty] | Colonfit LLC | 100 | Colonfit LLC | 100
0 | Amazon San Bernardino | 59800_G_AMZ00 | 59800 | G | AMZ00 |  | Fuel Cell |  | WECC_SCE | California | 6 | San Bernardino | 71 | 06071 | 1 | 7002 | 2014 | 9999 |  |  | N | Natural Gas | [13 empty] | 0 | 0 | 0 | 0 | [11 empty] | Bloom Energy Corp | 100 | Bloom Energy Corp | 100
0 | IBM Southbury | 59801_G_IBM00 | 59801 | G | IBM00 |  | Fuel Cell |  | NENG_CT | Connecticut | 9 | New Haven | 9 | 09009 | 1 | 6923 | 2014 | 9999 |  |  | N | Natural Gas | [13 empty] | 0 | 0 | 0 | 0 | [11 empty] | Bloom Energy Corp | 100 | Bloom Energy Corp | 100
0 | Maxim | 59802_G_MXM00 | 59802 | G | MXM00 |  | Fuel Cell |  | WEC_CALN | California | 6 | Santa Clara | 85 | 06085 | 1 | 5901 | 2014 | 9999 |  |  | N | Natural Gas | [13 empty] | 0 | 0 | 0 | 0 | [11 empty] | Bloom Energy Corp | 100 | Bloom Energy Corp | 100
0 | Pixar - Emeryville | 59803_G_PXR00 | 59803 | G | PXR00 |  | Fuel Cell |  | WEC_CALN | California | 6 | Alameda | 1 | 06001 | 1 | 7165 | 2014 | 9999 |  |  | N | Natural Gas | [13 empty] | 0 | 0 | 0 | 0 | [11 empty] | Bloom Energy Corp | 100 | Bloom Energy Corp | 100
0 | Starbucks - Evolution Fresh | 59804_G_SBK00 | 59804 | G | SBK00 |  | Fuel Cell |  | WECC_SCE | California | 6 | San Bernardino | 71 | 06071 | 1 | 7250 | 2014 | 9999 |  |  | N | Natural Gas | [13 empty] | 0 | 0 | 0 | 0 | [11 empty] | Bloom Energy Corp | 100 | Bloom Energy Corp | 100
0 | Yahoo! - HQ | 59805_G_YAH00 | 59805 | G | YAH00 |  | Fuel Cell |  | WEC_CALN | California | 6 | Santa Clara | 85 | 06085 | 1 | 5705 | 2014 | 9999 |  |  | N | Natural Gas | [13 empty] | 0 | 0 | 0 | 0 | [11 empty] | Bloom Energy Corp | 100 | Bloom Energy Corp | 100
solar pv | Airport 1 Solar (DIA) | 59807_G_GBDIA | 59807 | G | GBDIA |  | Solar PV |  | WECC_CO | Colorado | 8 | Denver | 31 | 08031 | 1.5 | 0 | 2009 | 9999 |  |  | N | Solar | [13 empty] | 0 | 0 | 0 | 0 | [11 empty] | MP2 Capital LLC | 50 | Blu Leaf Energy Inc | 50
biomass | Munster Landfill Gas-to-Energy | 59808_G_GEN1 | 59808 | G | GEN1 |  | Landfill Gas |  | MIS_INKY | Indiana | 18 | Lake | 89 | 18089 | 1.1 | 20229 | 2012 | 9999 |  |  | N | Landfill Gas | [13 empty] | 0.22117 | 0.22117 | 0.22117 | 0.22117 | [11 empty] | Energy Systems Group | 100 | Energy Systems Group | 100
natural gas peaker | Mountain Home Energy Center | 59809_G_GEN1 | 59809 | G | GEN1 |  | Combustion Turbine | IC Engine | S_C_TVA | Tennessee | 47 | Washington | 179 | 47179 | 3.2 | 10745 | 2002 | 9999 |  |  | N | Natural Gas, Distillate Fuel Oil | [13 empty] | 1.061 | 1.061 | 1.061 | 1.061 | [11 empty] | Energy Systems Group | 100 | Energy Systems Group | 100
natural gas peaker | Mountain Home Energy Center | 59809_G_GEN2 | 59809 | G | GEN2 |  | Combustion Turbine | IC Engine | S_C_TVA | Tennessee | 47 | Washington | 179 | 47179 | 1.8 | 21960 | 2002 | 9999 |  |  | N | Distillate Fuel Oil | [13 empty] | 1.6498 | 1.6498 | 1.6498 | 1.6498 | [11 empty] | Energy Systems Group | 100 | Energy Systems Group | 100
natural gas peaker | Mountain Home Energy Center | 59809_G_GEN3 | 59809 | G | GEN3 |  | Combustion Turbine | IC Engine | S_C_TVA | Tennessee | 47 | Washington | 179 | 47179 | 1.8 | 21960 | 2002 | 9999 |  |  | N | Distillate Fuel Oil | [13 empty] | 1.6498 | 1.6498 | 1.6498 | 1.6498 | [11 empty] | Energy Systems Group | 100 | Energy Systems Group | 100
municipal solid waste | Dairyland WTE Plant | 59810_G_GEN1 | 59810 | G | GEN1 |  | Non-Fossil Waste |  | MIS_WUMS | Wisconsin | 55 | Brown | 9 | 55009 | 0.7 | 14719 | 2012 | 9999 |  |  | N | Non-Fossil Waste | [13 empty] | 0 | 0 | 0 | 0 | [11 empty] | Dairlyland Farm LLC | 100 | Dairlyland Farm LLC | 100
municipal solid waste | Dairyland WTE Plant | 59810_G_GEN2 | 59810 | G | GEN2 |  | Non-Fossil Waste |  | MIS_WUMS | Wisconsin | 55 | Brown | 9 | 55009 | 0.7 | 14721 | 2012 | 9999 |  |  | N | Non-Fossil Waste | [13 empty] | 0 | 0 | 0 | 0 | [11 empty] | Dairlyland Farm LLC | 100 | Dairlyland Farm LLC | 100
solar pv | Rockfish Solar LLC | 59811_G_GEN1 | 59811 | G | GEN1 |  | Solar PV |  | PJM_SMAC | Maryland | 24 | Charles | 17 | 24017 | 10.3 | 0 | 2015 | 9999 |  |  | N | Solar | [13 empty] | 0 | 0 | 0 | 0 | [11 empty] | Rockfish Solar LLC | 100 | Public Service Enterprise Group Inc | 100
natural gas combined cycle | Wolf Hollow II | 59812_G_CGT4 | 59812 | G | CGT4 | 91202 | Combined Cycle |  | ERC_REST | Texas | 48 | Hood | 221 | 48221 | 314.1 | 7225 | 2017 | 9999 |  |  | N | Natural Gas |  |  |  | NH3 | SCR | [8 empty] | 0.0047353 | 0.0047353 | 0.0047353 | 0.0047353 | [11 empty] | Wolf Hollow I Power LLC | 100 | TexGen Power LLC | 100
natural gas combined cycle | Wolf Hollow II | 59812_G_CGT5 | 59812 | G | CGT5 | 91203 | Combined Cycle |  | ERC_REST | Texas | 48 | Hood | 221 | 48221 | 317.9 | 7225 | 2017 | 9999 |  |  | N | Natural Gas |  |  |  | NH3 | SCR | [8 empty] | 0.0047353 | 0.0047353 | 0.0047353 | 0.0047353 | [11 empty] | Wolf Hollow I Power LLC | 100 | TexGen Power LLC | 100
natural gas combined cycle | Wolf Hollow II | 59812_G_STG6 | 59812 | G | STG6 | 91202 | Combined Cycle |  | ERC_REST | Texas | 48 | Hood | 221 | 48221 | 432 | 7225 | 2017 | 9999 |  |  | N | Natural Gas |  |  |  | NH3 | SCR | [8 empty] | 0.0047353 | 0.0047353 | 0.0047353 | 0.0047353 | [11 empty] | Wolf Hollow I Power LLC | 100 | TexGen Power LLC | 100
solar pv | Copper Mountain Solar 4, LLC | 59814_G_PV01 | 59814 | G | PV01 |  | Solar PV |  | WECC_SNV | Nevada | 32 | Clark | 3 | 32003 | 51.8 | 0 | 2016 | 9999 |  |  | N | Solar | [13 empty] | 0 | 0 | 0 | 0 | [11 empty] | Copper Mountain Solar 4 LLC | 100 | Consolidated Edison Inc | 100
solar pv | Copper Mountain Solar 4, LLC | 59814_G_PV02 | 59814 | G | PV02 |  | Solar PV |  | WECC_SNV | Nevada | 32 | Clark | 3 | 32003 | 41.8 | 0 | 2016 | 9999 |  |  | N | Solar | [13 empty] | 0 | 0 | 0 | 0 | [11 empty] | Copper Mountain Solar 4 LLC | 100 | Consolidated Edison Inc | 100
biomass | Granby LFG | 59815_G_GLFG1 | 59815 | G | GLFG1 |  | Landfill Gas |  | NENGREST | Massachusetts | 25 | Hampshire | 15 | 25015 | 2.8 | 14663 | 2001 | 9999 |  |  | N | Landfill Gas | [13 empty] | 0.22117 | 0.22117 | 0.22117 | 0.22117 | [11 empty] | Industrial Power Services Corp | 100 | Industrial Power Services Corp | 100
biomass | Nanticoke LFG | 59816_G_BR12 | 59816 | G | BR12 |  | Landfill Gas |  | NY_Z_C&E | New York | 36 | Broome | 7 | 36007 | 4 | 13500 | 2006 | 9999 |  |  | N | Landfill Gas | [13 empty] | 0.22117 | 0.22117 | 0.22117 | 0.22117 | [11 empty] | Broome Energy Resources LLC | 100 | Broome Energy Resources LLC | 100
onshore wind | Tooele Army Depot | 59817_G_GEN01 | 59817 | G | GEN01 |  | Onshore Wind |  | WECC_UT | Utah | 49 | Tooele | 45 | 49045 | 1.5 | 0 | 2010 | 9999 |  |  | N | Wind | [13 empty] | 0 | 0 | 0 | 0 | [11 empty] | United States Army | 100 | United States Army | 100
onshore wind | Tooele Army Depot | 59817_G_GEN03 | 59817 | G | GEN03 |  | Onshore Wind |  | WECC_UT | Utah | 49 | Tooele | 45 | 49045 | 1.7 | 0 | 2016 | 9999 |  |  | N | Wind | [13 empty] | 0 | 0 | 0 | 0 | [11 empty] | United States Army | 100 | United States Army | 100
solar pv | Tooele Army Depot | 59817_G_PV1 | 59817 | G | PV1 |  | Solar PV |  | WECC_UT | Utah | 49 | Tooele | 45 | 49045 | 1.5 | 0 | 2020 | 9999 |  |  | N | Solar | [13 empty] | 0 | 0 | 0 | 0 | [11 empty] | Tooele Army Depot Garrison Operations | 100 | Tooele Army Depot Garrison Operations | 100
solar pv | Concord Farm | 59818_G_1 | 59818 | G | 1 |  | Solar PV |  | S_VACA | North Carolina | 37 | Cabarrus | 25 | 37025 | 4.9 | 0 | 2011 | 9999 |  |  | N | Solar | [13 empty] | 0 | 0 | 0 | 0 | [11 empty] | Shoe Show Inc | 100 | Shoe Show Inc | 100
solar pv | Mohave Electric at Fort Mohave | 59819_G_PV1 | 59819 | G | PV1 |  | Solar PV |  | WECC_AZ | Arizona | 4 | Mohave | 15 | 04015 | 4.4 | 0 | 2015 | 9999 |  |  | N | Solar | [13 empty] | 0 | 0 | 0 | 0 | [11 empty] | Mohave Sunrise Solar I LLC | 100 | Exelon Corp | 100
solar pv | Mohave Electric at Fort Mohave | 59819_G_PV2 | 59819 | G | PV2 |  | Solar PV |  | WECC_AZ | Arizona | 4 | Mohave | 15 | 04015 | 10 | 0 | 2016 | 9999 |  |  | N | Solar | [13 empty] | 0 | 0 | 0 | 0 | [11 empty] | Mohave Sunrise Solar I LLC | 100 | Exelon Corp | 100
solar pv | Hunt Farm Solar | 59820_G_HUNTF | 59820 | G | HUNTF |  | Solar PV |  | NENGREST | Massachusetts | 25 | Franklin | 11 | 25011 | 3 | 0 | 2013 | 9999 |  |  | N | Solar | [13 empty] | 0 | 0 | 0 | 0 | [11 empty] | Hunt Farm Solar LLC | 100 | True Green Capital Management LLC | 100
solar pv | 205 Sturbridge A | 59821_G_STURA | 59821 | G | STURA |  | Solar PV |  | NENGREST | Massachusetts | 25 | Hampden | 13 | 25013 | 3 | 0 | 2014 | 9999 |  |  | N | Solar | [13 empty] | 0 | 0 | 0 | 0 | [11 empty] | Soltas Energy Corp | 100 | Barron Partners LP | 100
solar pv | 201 Sturbridge B | 59822_G_STURB | 59822 | G | STURB |  | Solar PV |  | NENGREST | Massachusetts | 25 | Hampden | 13 | 25013 | 2 | 0 | 2014 | 9999 |  |  | N | Solar | [13 empty] | 0 | 0 | 0 | 0 | [11 empty] | Soltas Energy Corp | 100 | Barron Partners LP | 100
solar pv | INDY III | 59823_G_INDY3 | 59823 | G | INDY3 |  | Solar PV |  | MIS_INKY | Indiana | 18 | Marion | 97 | 18097 | 2.5 | 0 | 2015 | 9999 |  |  | N | Solar | [13 empty] | 0 | 0 | 0 | 0 | [11 empty] | Bulldog Energy Airport LLC | 100 | Johnson Mellon Solutions LLC | 100
solar pv | Sweetgum Solar | 59824_G_5732 | 59824 | G | 5732 |  | Solar PV |  | S_VACA | North Carolina | 37 | Lee | 105 | 37105 | 4.9 | 0 | 2015 | 9999 |  |  | N | Solar | [13 empty] | 0 | 0 | 0 | 0 | [11 empty] | Sweetgum Solar LLC | 100 | NARENCO | 100
solar pv | South Louisburg Solar | 59825_G_5MWPV | 59825 | G | 5MWPV |  | Solar PV |  | S_VACA | North Carolina | 37 | Franklin | 69 | 37069 | 5 | 0 | 2016 | 9999 |  |  | N | Solar | [13 empty] | 0 | 0 | 0 | 0 | [11 empty] | South Louisburg Solar LLC | 100 | South Louisburg Solar LLC | 100
solar pv | Sunshine Valley Solar | 59826_G_GEN01 | 59826 | G | GEN01 |  | Solar PV |  | WECC_NNV | Nevada | 32 | Nye | 23 | 32023 | 103.4 | 0 | 2020 | 9999 |  |  | N | Solar | [13 empty] | 0 | 0 | 0 | 0 | [11 empty] | Sunshine Valley Solar LLC | 100 | First Solar Inc | 100
solar pv | Playa Solar | 59827_G_GEN01 | 59827 | G | GEN01 |  | Solar PV |  | WECC_SNV | Nevada | 32 | Clark | 3 | 32003 | 79 | 0 | 2017 | 9999 |  |  | N | Solar | [13 empty] | 0 | 0 | 0 | 0 | [11 empty] | Playa Solar 1 LLC | 100 | First Solar Inc | 100
solar pv | Balsam | 59828_G_5375 | 59828 | G | 5375 |  | Solar PV |  | S_VACA | North Carolina | 37 | Lee | 105 | 37105 | 5 | 0 | 2015 | 9999 |  |  | N | Solar | [13 empty] | 0 | 0 | 0 | 0 | [11 empty] | Balsam Solar LLC | 100 | NARENCO | 100
solar pv | Royal Solar | 59831_G_FLS1 | 59831 | G | FLS1 |  | Solar PV |  | S_VACA | North Carolina | 37 | Cumberland | 51 | 37051 | 4.9 | 0 | 2015 | 9999 |  |  | N | Solar | [13 empty] | 0 | 0 | 0 | 0 | [11 empty] | Royal Solar LLC | 100 | FLS Energy Inc | 100
solar pv | Kinston Solar | 59832_G_FLS1 | 59832 | G | FLS1 |  | Solar PV |  | S_VACA | North Carolina | 37 | Lenoir | 107 | 37107 | 5 | 0 | 2015 | 9999 |  |  | N | Solar | [13 empty] | 0 | 0 | 0 | 0 | [11 empty] | TWE Kinston Solar Project LLC | 100 | TradeWind Energy | 100
solar pv | Laurinburg Solar | 59833_G_FLS1 | 59833 | G | FLS1 |  | Solar PV |  | S_VACA | North Carolina | 37 | Scotland | 165 | 37165 | 5 | 0 | 2015 | 9999 |  |  | N | Solar | [13 empty] | 0 | 0 | 0 | 0 | [11 empty] | TWE Laurinburg Solar Project LLC | 100 | Enel SpA | 100
solar pv | Indy Grocers | 59834_G_INGRO | 59834 | G | INGRO |  | Solar PV |  | MIS_INKY | Indiana | 18 | Marion | 97 | 18097 | 1 | 0 | 2015 | 9999 |  |  | N | Solar | [13 empty] | 0 | 0 | 0 | 0 | [11 empty] | GES MegaOne LLC | 100 | James Wesley Taylor | 100
solar pv | Newton Grove | 59835_G_GEN1 | 59835 | G | GEN1 |  | Solar PV |  | S_VACA | North Carolina | 37 | Sampson | 163 | 37163 | 1.9 | 0 | 2015 | 9999 |  |  | N | Solar | [13 empty] | 0 | 0 | 0 | 0 | [11 empty] | ESA Newton Grove 1 NC LLC | 100 | BayWa AG | 100
hydro | Twin Falls (WI) | 59836_G_11 | 59836 | G | 11 |  | Hydro |  | MIS_WUMS | Wisconsin | 55 | Florence | 37 | 55037 | 4.6 | 0 | 2016 | 9999 |  |  | N | Hydro | [13 empty] | 0 | 0 | 0 | 0 | [11 empty] | Wisconsin Electric Power Co | 100 | WEC Energy Group Inc | 100
hydro | Twin Falls (WI) | 59836_G_12 | 59836 | G | 12 |  | Hydro |  | MIS_WUMS | Wisconsin | 55 | Florence | 37 | 55037 | 4.6 | 0 | 2016 | 9999 |  |  | N | Hydro | [13 empty] | 0 | 0 | 0 | 0 | [11 empty] | Wisconsin Electric Power Co | 100 | WEC Energy Group Inc | 100
onshore wind | Slate Creek Wind Project LLC | 59837_G_GEN1 | 59837 | G | GEN1 |  | Onshore Wind |  | SPP_N | Kansas | 20 | Sumner | 191 | 20191 | 150 | 0 | 2015 | 9999 |  |  | N | Wind | [13 empty] | 0 | 0 | 0 | 0 | [11 empty] | Slate Creek Wind Project LLC | 100 | EDF Group | 100
onshore wind | Milo Wind Project LLC | 59838_G_GEN1 | 59838 | G | GEN1 |  | Onshore Wind |  | SPP_SPS | New Mexico | 35 | Roosevelt | 41 | 35041 | 50 | 0 | 2016 | 9999 |  |  | N | Wind | [13 empty] | 0 | 0 | 0 | 0 | [11 empty] | Milo Wind Project LLC | 100 | EDF Group | 100
solar pv | Spring Hill Road | 59839_G_SHRD1 | 59839 | G | SHRD1 |  | Solar PV |  | NENGREST | Massachusetts | 25 | Worcester | 27 | 25027 | 1.9 | 0 | 2015 | 9999 |  |  | N | Solar | [13 empty] | 0 | 0 | 0 | 0 | [11 empty] | Spring Hill Rd Solar 1 LLC | 100 | Sustainable Power Group LLC | 100
solar pv | Springbok Solar Farm 2 | 59840_G_SB2 | 59840 | G | SB2 |  | Solar PV |  | WECC_SCE | California | 6 | Kern | 29 | 06029 | 155 | 0 | 2016 | 9999 |  |  | N | Solar | [13 empty] | 0 | 0 | 0 | 0 | [11 empty] | 63SU 8ME LLC | 100 | 8 Minute Solar Energy | 100
solar pv | General Motors Corp at White Marsh MD | 59841_G_PV1 | 59841 | G | PV1 |  | Solar PV |  | PJM_SMAC | Maryland | 24 | Baltimore | 5 | 24005 | 1 | 0 | 2011 | 9999 |  |  | N | Solar | [13 empty] | 0 | 0 | 0 | 0 | [11 empty] | Constellation Solar Maryland LLC | 100 | Exelon Corp | 100
solar pv | CNE at Cambridge MD | 59842_G_PV1 | 59842 | G | PV1 |  | Solar PV |  | PJM_EMAC | Maryland | 24 | Dorchester | 19 | 24019 | 3.2 | 0 | 2015 | 9999 |  |  | N | Solar | [13 empty] | 0 | 0 | 0 | 0 | [11 empty] | OneEnergy Cambridge LLC | 100 | OneEnergy Inc | 100
solar pv | Georgia Power at Wadley GA | 59843_G_PV1 | 59843 | G | PV1 |  | Solar PV |  | S_SOU | Georgia | 13 | Jefferson | 163 | 13163 | 1 | 0 | 2014 | 9999 |  |  | N | Solar | [13 empty] | 0 | 0 | 0 | 0 | [11 empty] | Constellation Solar Georgia LLC | 100 | Exelon Corp | 100
solar pv | Munich Re Plaza | 59844_G_PZ1 | 59844 | G | PZ1 |  | Solar PV |  | PJM_EMAC | New Jersey | 34 | Middlesex | 23 | 34023 | 1.6 | 0 | 2012 | 9999 |  |  | N | Solar | [13 empty] | 0 | 0 | 0 | 0 | [11 empty] | Munich Reinsurance America Inc | 100 | Munich Re Trading LLC | 100
solar pv | Munich Re Plaza | 59844_G_PZ2 | 59844 | G | PZ2 |  | Solar PV |  | PJM_EMAC | New Jersey | 34 | Middlesex | 23 | 34023 | 0.8 | 0 | 2012 | 9999 |  |  | N | Solar | [13 empty] | 0 | 0 | 0 | 0 | [11 empty] | Munich Reinsurance America Inc | 100 | Munich Re Trading LLC | 100
biomass | New River | 59845_G_E1 | 59845 | G | E1 |  | Landfill Gas |  | PJM_West | Virginia | 51 | Pulaski | 155 | 51155 | 0.3 | 13500 | 2013 | 9999 |  |  | N | Landfill Gas | [13 empty] | 0.22117 | 0.22117 | 0.22117 | 0.22117 | [11 empty] | Industrial Power Generating Co | 100 | Industrial Power Generating Co | 100
biomass | New River | 59845_G_E10 | 59845 | G | E10 |  | Landfill Gas |  | PJM_West | Virginia | 51 | Pulaski | 155 | 51155 | 0.3 | 13500 | 2013 | 9999 |  |  | N | Landfill Gas | [13 empty] | 0.22117 | 0.22117 | 0.22117 | 0.22117 | [11 empty] | Industrial Power Generating Co | 100 | Industrial Power Generating Co | 100
biomass | New River | 59845_G_E11 | 59845 | G | E11 |  | Landfill Gas |  | PJM_West | Virginia | 51 | Pulaski | 155 | 51155 | 0.3 | 13500 | 2013 | 9999 |  |  | N | Landfill Gas | [13 empty] | 0.22117 | 0.22117 | 0.22117 | 0.22117 | [11 empty] | Industrial Power Generating Co | 100 | Industrial Power Generating Co | 100
biomass | New River | 59845_G_E12 | 59845 | G | E12 |  | Landfill Gas |  | PJM_West | Virginia | 51 | Pulaski | 155 | 51155 | 0.3 | 13500 | 2013 | 9999 |  |  | N | Landfill Gas | [13 empty] | 0.22117 | 0.22117 | 0.22117 | 0.22117 | [11 empty] | Industrial Power Generating Co | 100 | Industrial Power Generating Co | 100
biomass | New River | 59845_G_E13 | 59845 | G | E13 |  | Landfill Gas |  | PJM_West | Virginia | 51 | Pulaski | 155 | 51155 | 0.3 | 13500 | 2013 | 9999 |  |  | N | Landfill Gas | [13 empty] | 0.22117 | 0.22117 | 0.22117 | 0.22117 | [11 empty] | Industrial Power Generating Co | 100 | Industrial Power Generating Co | 100
biomass | New River | 59845_G_E14 | 59845 | G | E14 |  | Landfill Gas |  | PJM_West | Virginia | 51 | Pulaski | 155 | 51155 | 0.3 | 13500 | 2013 | 9999 |  |  | N | Landfill Gas | [13 empty] | 0.22117 | 0.22117 | 0.22117 | 0.22117 | [11 empty] | Industrial Power Generating Co | 100 | Industrial Power Generating Co | 100
biomass | New River | 59845_G_E15 | 59845 | G | E15 |  | Landfill Gas |  | PJM_West | Virginia | 51 | Pulaski | 155 | 51155 | 0.3 | 13500 | 2013 | 9999 |  |  | N | Landfill Gas | [13 empty] | 0.22117 | 0.22117 | 0.22117 | 0.22117 | [11 empty] | Industrial Power Generating Co | 100 | Industrial Power Generating Co | 100
biomass | New River | 59845_G_E16 | 59845 | G | E16 |  | Landfill Gas |  | PJM_West | Virginia | 51 | Pulaski | 155 | 51155 | 0.3 | 13500 | 2013 | 9999 |  |  | N | Landfill Gas | [13 empty] | 0.22117 | 0.22117 | 0.22117 | 0.22117 | [11 empty] | Industrial Power Generating Co | 100 | Industrial Power Generating Co | 100
biomass | New River | 59845_G_E17 | 59845 | G | E17 |  | Landfill Gas |  | PJM_West | Virginia | 51 | Pulaski | 155 | 51155 | 0.3 | 13500 | 2013 | 9999 |  |  | N | Landfill Gas | [13 empty] | 0.22117 | 0.22117 | 0.22117 | 0.22117 | [11 empty] | Industrial Power Generating Co | 100 | Industrial Power Generating Co | 100
biomass | New River | 59845_G_E18 | 59845 | G | E18 |  | Landfill Gas |  | PJM_West | Virginia | 51 | Pulaski | 155 | 51155 | 0.3 | 13500 | 2013 | 9999 |  |  | N | Landfill Gas | [13 empty] | 0.22117 | 0.22117 | 0.22117 | 0.22117 | [11 empty] | Industrial Power Generating Co | 100 | Industrial Power Generating Co | 100
biomass | New River | 59845_G_E2 | 59845 | G | E2 |  | Landfill Gas |  | PJM_West | Virginia | 51 | Pulaski | 155 | 51155 | 0.3 | 13500 | 2013 | 9999 |  |  | N | Landfill Gas | [13 empty] | 0.22117 | 0.22117 | 0.22117 | 0.22117 | [11 empty] | Industrial Power Generating Co | 100 | Industrial Power Generating Co | 100
biomass | New River | 59845_G_E3 | 59845 | G | E3 |  | Landfill Gas |  | PJM_West | Virginia | 51 | Pulaski | 155 | 51155 | 0.3 | 13500 | 2013 | 9999 |  |  | N | Landfill Gas | [13 empty] | 0.22117 | 0.22117 | 0.22117 | 0.22117 | [11 empty] | Industrial Power Generating Co | 100 | Industrial Power Generating Co | 100
biomass | New River | 59845_G_E4 | 59845 | G | E4 |  | Landfill Gas |  | PJM_West | Virginia | 51 | Pulaski | 155 | 51155 | 0.3 | 13500 | 2013 | 9999 |  |  | N | Landfill Gas | [13 empty] | 0.22117 | 0.22117 | 0.22117 | 0.22117 | [11 empty] | Industrial Power Generating Co | 100 | Industrial Power Generating Co | 100
biomass | New River | 59845_G_E5 | 59845 | G | E5 |  | Landfill Gas |  | PJM_West | Virginia | 51 | Pulaski | 155 | 51155 | 0.3 | 13500 | 2013 | 9999 |  |  | N | Landfill Gas | [13 empty] | 0.22117 | 0.22117 | 0.22117 | 0.22117 | [11 empty] | Industrial Power Generating Co | 100 | Industrial Power Generating Co | 100
biomass | New River | 59845_G_E6 | 59845 | G | E6 |  | Landfill Gas |  | PJM_West | Virginia | 51 | Pulaski | 155 | 51155 | 0.3 | 13500 | 2013 | 9999 |  |  | N | Landfill Gas | [13 empty] | 0.22117 | 0.22117 | 0.22117 | 0.22117 | [11 empty] | Industrial Power Generating Co | 100 | Industrial Power Generating Co | 100
biomass | New River | 59845_G_E7 | 59845 | G | E7 |  | Landfill Gas |  | PJM_West | Virginia | 51 | Pulaski | 155 | 51155 | 0.3 | 13500 | 2013 | 9999 |  |  | N | Landfill Gas | [13 empty] | 0.22117 | 0.22117 | 0.22117 | 0.22117 | [11 empty] | Industrial Power Generating Co | 100 | Industrial Power Generating Co | 100
biomass | New River | 59845_G_E8 | 59845 | G | E8 |  | Landfill Gas |  | PJM_West | Virginia | 51 | Pulaski | 155 | 51155 | 0.3 | 13500 | 2013 | 9999 |  |  | N | Landfill Gas | [13 empty] | 0.22117 | 0.22117 | 0.22117 | 0.22117 | [11 empty] | Industrial Power Generating Co | 100 | Industrial Power Generating Co | 100
biomass | New River | 59845_G_E9 | 59845 | G | E9 |  | Landfill Gas |  | PJM_West | Virginia | 51 | Pulaski | 155 | 51155 | 0.3 | 13500 | 2013 | 9999 |  |  | N | Landfill Gas | [13 empty] | 0.22117 | 0.22117 | 0.22117 | 0.22117 | [11 empty] | Industrial Power Generating Co | 100 | Industrial Power Generating Co | 100
natural gas peaker | Northwest Community Hospital | 59847_G_1 | 59847 | G | 1 |  | Combustion Turbine | IC Engine | PJM_COMD | Illinois | 17 | Cook | 31 | 17031 | 0.9 | 11373 | 1996 | 2045 |  |  | Y | Natural Gas | [13 empty] | 1.061 | 1.061 | 1.061 | 1.061 | [11 empty] | Northwest Community Hospital | 100 | Northwest Community Hospital | 100
natural gas peaker | Northwest Community Hospital | 59847_G_2 | 59847 | G | 2 |  | Combustion Turbine | IC Engine | PJM_COMD | Illinois | 17 | Cook | 31 | 17031 | 0.9 | 11373 | 1996 | 2045 |  |  | Y | Natural Gas | [13 empty] | 1.061 | 1.061 | 1.061 | 1.061 | [11 empty] | Northwest Community Hospital | 100 | Northwest Community Hospital | 100
natural gas peaker | Northwest Community Hospital | 59847_G_3 | 59847 | G | 3 |  | Combustion Turbine | IC Engine | PJM_COMD | Illinois | 17 | Cook | 31 | 17031 | 0.9 | 11373 | 1996 | 2045 |  |  | Y | Natural Gas | [13 empty] | 1.061 | 1.061 | 1.061 | 1.061 | [11 empty] | Northwest Community Hospital | 100 | Northwest Community Hospital | 100
natural gas peaker | Northwest Community Hospital | 59847_G_4 | 59847 | G | 4 |  | Combustion Turbine | IC Engine | PJM_COMD | Illinois | 17 | Cook | 31 | 17031 | 0.9 | 11373 | 1996 | 2045 |  |  | Y | Natural Gas | [13 empty] | 1.061 | 1.061 | 1.061 | 1.061 | [11 empty] | Northwest Community Hospital | 100 | Northwest Community Hospital | 100
solar pv | Pikes Peak Solar Garden 1 LLC CSG | 59848_G_PPSG1 | 59848 | G | PPSG1 |  | Solar PV |  | WECC_CO | Colorado | 8 | El Paso | 41 | 08041 | 2 | 0 | 2015 | 9999 |  |  | N | Solar | [13 empty] | 0 | 0 | 0 | 0 | [11 empty] | Global Sun Holdings Inc | 100 | Global Sun Holdings Inc | 100
solar pv | Adams Community Solar Garden LLC | 59849_G_23377 | 59849 | G | 23377 |  | Solar PV |  | WECC_CO | Colorado | 8 | Adams | 1 | 08001 | 1.2 | 0 | 2015 | 9999 |  |  | N | Solar | [13 empty] | 0 | 0 | 0 | 0 | [11 empty] | Global Sun Holdings Inc | 100 | Global Sun Holdings Inc | 100
solar pv | Adams Community Solar Garden III LLC | 59850_G_23376 | 59850 | G | 23376 |  | Solar PV |  | WECC_CO | Colorado | 8 | Adams | 1 | 08001 | 1.2 | 0 | 2015 | 9999 |  |  | N | Solar | [13 empty] | 0 | 0 | 0 | 0 | [11 empty] | Global Sun Holdings Inc | 100 | Global Sun Holdings Inc | 100
solar pv | Great Bay Solar 1 | 59851_G_GBS01 | 59851 | G | GBS01 |  | Solar PV |  | PJM_EMAC | Maryland | 24 | Somerset | 39 | 24039 | 75 | 0 | 2018 | 9999 |  |  | N | Solar | [13 empty] | 0 | 0 | 0 | 0 | [11 empty] | Great Bay Solar I LLC | 100 | Algonquin Power & Utilities Corp | 100
solar pv | North Star Solar Project | 59852_G_NSSP1 | 59852 | G | NSSP1 |  | Solar PV |  | MIS_MNWI | Minnesota | 27 | Chisago | 25 | 27025 | 100 | 0 | 2016 | 9999 |  |  | N | Solar | [13 empty] | 0 | 0 | 0 | 0 | [11 empty] | North Star Solar PV LLC | 100 | D E Shaw & Co LP | 100
solar pv | Watervliet PV | 59853_G_WVPV1 | 59853 | G | WVPV1 |  | Solar PV |  | PJM_West | Michigan | 26 | Berrien | 21 | 26021 | 4.6 | 0 | 2016 | 9999 |  |  | N | Solar | [13 empty] | 0 | 0 | 0 | 0 | [11 empty] | Indiana Michigan Power Co | 100 | American Electric Power Co Inc | 100
solar pv | OlivePV | 59854_G_OLPV1 | 59854 | G | OLPV1 |  | Solar PV |  | PJM_West | Indiana | 18 | St Joseph | 141 | 18141 | 5 | 0 | 2016 | 9999 |  |  | N | Solar | [13 empty] | 0 | 0 | 0 | 0 | [11 empty] | Indiana Michigan Power Co | 100 | American Electric Power Co Inc | 100
solar pv | Deer Creek PV | 59855_G_DCPV1 | 59855 | G | DCPV1 |  | Solar PV |  | PJM_West | Indiana | 18 | Grant | 53 | 18053 | 2.5 | 0 | 2016 | 9999 |  |  | N | Solar | [13 empty] | 0 | 0 | 0 | 0 | [11 empty] | Indiana Michigan Power Co | 100 | American Electric Power Co Inc | 100
solar pv | SoINCPower6, LLC | 59856_G_SUN1 | 59856 | G | SUN1 |  | Solar PV |  | PJM_Dom | North Carolina | 37 | Gates | 73 | 37073 | 5 | 0 | 2015 | 9999 |  |  | N | Solar | [13 empty] | 0 | 0 | 0 | 0 | [11 empty] | SolNCPower6 LLC | 100 | Solon Group | 100
solar pv | SoINCPower5, LLC | 59857_G_BAT1 | 59857 | G | BAT1 |  | Solar PV |  | S_VACA | North Carolina | 37 | Nash | 127 | 37127 | 5 | 0 | 2015 | 9999 |  |  | N | Solar | [13 empty] | 0 | 0 | 0 | 0 | [11 empty] | SolNCPower5 LLC | 100 | Solon Group | 100
solar pv | Johnston Solar | 59858_G_JSI01 | 59858 | G | JSI01 |  | Solar PV |  | NENGREST | Rhode Island | 44 | Providence | 7 | 44007 | 1 | 0 | 2015 | 9999 |  |  | N | Solar | [13 empty] | 0 | 0 | 0 | 0 | [11 empty] | Half Moon Ventures LLC | 100 | Half Moon Ventures LLC | 100
natural gas peaker | HP Hood CT | 59860_G_HHOOD | 59860 | G | HHOOD |  | Combustion Turbine |  | PJM_AP | Virginia | 51 | Frederick | 69 | 51069 | 15 | 8700 | 2015 | 9999 |  |  | Y | Natural Gas | [13 empty] | 0.011 | 0.011 | 0.011 | 0.011 | [11 empty] | HP Hood LLC | 100 | HP Hood | 100
solar pv | Twin Branch PV | 59861_G_TBPV1 | 59861 | G | TBPV1 |  | Solar PV |  | PJM_West | Indiana | 18 | St Joseph | 141 | 18141 | 2.6 | 0 | 2016 | 9999 |  |  | N | Solar | [13 empty] | 0 | 0 | 0 | 0 | [11 empty] | Indiana Michigan Power Co | 100 | American Electric Power Co Inc | 100
solar pv | Fort Benning Solar Facility | 59862_G_1 | 59862 | G | 1 |  | Solar PV |  | S_SOU | Georgia | 13 | Chattahoochee | 53 | 13053 | 30 | 0 | 2015 | 9999 |  |  | N | Solar | [13 empty] | 0 | 0 | 0 | 0 | [11 empty] | Georgia Power Co | 100 | Southern Co | 100
solar pv | Fort Gordon Solar Facility | 59863_G_1 | 59863 | G | 1 |  | Solar PV |  | S_SOU | Georgia | 13 | Richmond | 245 | 13245 | 30 | 0 | 2016 | 9999 |  |  | N | Solar | [13 empty] | 0 | 0 | 0 | 0 | [11 empty] | Georgia Power Co | 100 | Southern Co | 100
solar pv | Kings Bay Solar Facility | 59864_G_1 | 59864 | G | 1 |  | Solar PV |  | S_SOU | Georgia | 13 | Camden | 39 | 13039 | 30.2 | 0 | 2016 | 9999 |  |  | N | Solar | [13 empty] | 0 | 0 | 0 | 0 | [11 empty] | Georgia Power Co | 100 | Southern Co | 100
solar pv | Fort Stewart Solar Facility | 59865_G_1 | 59865 | G | 1 |  | Solar PV |  | S_SOU | Georgia | 13 | Liberty | 179 | 13179 | 30 | 0 | 2016 | 9999 |  |  | N | Solar | [13 empty] | 0 | 0 | 0 | 0 | [11 empty] | Georgia Power Co | 100 | Southern Co | 100
solar pv | Palmer Solar LLC | 59866_G_11111 | 59866 | G | 11111 |  | Solar PV |  | NENGREST | Massachusetts | 25 | Hampden | 13 | 25013 | 2.5 | 0 | 2013 | 9999 |  |  | N | Solar | [13 empty] | 0 | 0 | 0 | 0 | [11 empty] | Greenhouse Solar LLC | 50 | Greenhouse Solar LLC | 50
solar pv | Lockheed Martin Solar System | 59867_G_LMSOL | 59867 | G | LMSOL |  | Solar PV |  | FRCC | Florida | 12 | Pinellas | 103 | 12103 | 1.9 | 0 | 2015 | 9999 |  |  | N | Solar | [13 empty] | 0 | 0 | 0 | 0 | [11 empty] | Lockheed Martin Solar System | 100 | Lockheed Martin Corp | 100
solar pv | Kingbird A Solar LLC | 59868_G_GEN01 | 59868 | G | GEN01 |  | Solar PV |  | WECC_SCE | California | 6 | Kern | 29 | 06029 | 20 | 0 | 2016 | 9999 |  |  | N | Solar | [13 empty] | 0 | 0 | 0 | 0 | [11 empty] | Kingbird Solar A LLC | 100 | Capital Dynamics | 100
solar pv | UC Davis South Campus | 59872_G_UCD1 | 59872 | G | UCD1 |  | Solar PV |  | WEC_CALN | California | 6 | Yolo | 113 | 06113 | 13 | 0 | 2015 | 9999 |  |  | N | Solar | [13 empty] | 0 | 0 | 0 | 0 | [11 empty] | Solar Star California XXXII LLC | 100 | SunPower Corp | 100
solar pv | Lowell Solar Landfill | 59873_G_PV | 59873 | G | PV |  | Solar PV |  | NENGREST | Massachusetts | 25 | Middlesex | 17 | 25017 | 1.3 | 0 | 2013 | 9999 |  |  | N | Solar | [13 empty] | 0 | 0 | 0 | 0 | [11 empty] | Ameresco Inc | 100 | Ameresco Inc | 100
solar pv | Richland Solar Center | 59874_G_PV1 | 59874 | G | PV1 |  | Solar PV |  | S_SOU | Georgia | 13 | Twiggs | 289 | 13289 | 20 | 0 | 2015 | 9999 |  |  | N | Solar | [13 empty] | 0 | 0 | 0 | 0 | [11 empty] | Dominion Resources Inc | 100 | Dominion Energy Inc | 100
solar pv | Marshall Solar Energy Project | 59875_G_PV1 | 59875 | G | PV1 |  | Solar PV |  | MIS_MNWI | Minnesota | 27 | Lyon | 83 | 27083 | 62.3 | 0 | 2017 | 9999 |  |  | N | Solar | [13 empty] | 0 | 0 | 0 | 0 | [11 empty] | Marshall Solar LLC | 100 | NextEra Energy Inc | 100
solar pv | Marine Corps Logistics Base Solar | 59876_G_1 | 59876 | G | 1 |  | Solar PV |  | S_SOU | Georgia | 13 | Dougherty | 95 | 13095 | 31.2 | 0 | 2018 | 9999 |  |  | N | Solar | [13 empty] | 0 | 0 | 0 | 0 | [11 empty] | Georgia Power Co | 100 | Southern Co | 100
0 | Riverside RWQCP Fuel Cell | 59877_G_MB20 | 59877 | G | MB20 |  | Fuel Cell |  | WECC_SCE | California | 6 | Riverside | 65 | 06065 | 1.4 | 8818 | 2016 | 9999 |  |  | Y | Natural Gas | [13 empty] | 0 | 0 | 0 | 0 | [11 empty] | Riverside Public Utilities | 100 | Riverside Public Utilities | 100
solar pv | Windhub Solar A LLC | 59878_G_GEN01 | 59878 | G | GEN01 |  | Solar PV |  | WECC_SCE | California | 6 | Kern | 29 | 06029 | 20 | 0 | 2019 | 9999 |  |  | N | Solar | [13 empty] | 0 | 0 | 0 | 0 | [11 empty] | Windhub Solar A LLC | 100 | First Solar Inc | 100
solar pv | North Rosamond Solar LLC | 59879_G_GEN01 | 59879 | G | GEN01 |  | Solar PV |  | WECC_SCE | California | 6 | Kern | 29 | 06029 | 160 | 0 | 2019 | 9999 |  |  | N | Solar | [13 empty] | 0 | 0 | 0 | 0 | [11 empty] | North Rosamond Solar LLC | 100 | First Solar Inc | 100
solar pv | Kings Park Solar I | 59880_G_KIPS1 | 59880 | G | KIPS1 |  | Solar PV |  | NY_Z_K | New York | 36 | Suffolk | 103 | 36103 | 2 | 0 | 2019 | 9999 |  |  | N | Solar | [13 empty] | 0 | 0 | 0 | 0 | [11 empty] | BQ Energy | 100 | BQ Energy LLC | 100
solar pv | Kings Park Solar II | 59881_G_KIPS2 | 59881 | G | KIPS2 |  | Solar PV |  | NY_Z_K | New York | 36 | Suffolk | 103 | 36103 | 2 | 0 | 2019 | 9999 |  |  | N | Solar | [13 empty] | 0 | 0 | 0 | 0 | [11 empty] | BQ Energy | 100 | BQ Energy LLC | 100
natural gas peaker | Exelon West Medway II LLC | 59882_G_4 | 59882 | G | 4 | 91232 | Combustion Turbine |  | NENGREST | Massachusetts | 25 | Norfolk | 21 | 25021 | 97.4 | 10745 | 2019 | 9999 |  |  | N | Natural Gas, Distillate Fuel Oil | [13 empty] | 0.01068 | 0.01068 | 0.01068 | 0.01068 | [11 empty] | West Medway II LLC | 100 | Exelon Corp | 100
natural gas peaker | Exelon West Medway II LLC | 59882_G_5 | 59882 | G | 5 | 91233 | Combustion Turbine |  | NENGREST | Massachusetts | 25 | Norfolk | 21 | 25021 | 97.4 | 10745 | 2019 | 9999 |  |  | N | Natural Gas, Distillate Fuel Oil | [13 empty] | 0.00962 | 0.00962 | 0.00962 | 0.00962 | [11 empty] | West Medway II LLC | 100 | Exelon Corp | 100
solar pv | Beaufort Solar, LLC | 59887_G_GEN | 59887 | G | GEN |  | Solar PV |  | S_VACA | North Carolina | 37 | Beaufort | 13 | 37013 | 15 | 0 | 2015 | 9999 |  |  | N | Solar | [13 empty] | 0 | 0 | 0 | 0 | [11 empty] | Beaufort Solar LLC | 100 | Hudson Clean Energy Partners LP | 100
onshore wind | CP Bloom Wind LLC | 59888_G_GEN | 59888 | G | GEN |  | Onshore Wind |  | SPP_N | Kansas | 20 | Ford | 57 | 20057 | 178.2 | 0 | 2017 | 9999 |  |  | N | Wind | [13 empty] | 0 | 0 | 0 | 0 | [11 empty] | Allianz Risk Transfer | 100 | Allianz SE | 100
solar pv | Butler Solar Farm 20 | 59891_G_1 | 59891 | G | 1 |  | Solar PV |  | S_SOU | Georgia | 13 | Taylor | 269 | 13269 | 20 | 0 | 2016 | 9999 |  |  | N | Solar | [13 empty] | 0 | 0 | 0 | 0 | [11 empty] | Butler Solar Farm LLC | 100 | Butler Solar Farm LLC | 100
solar pv | Pawpaw Solar Plant | 59894_G_1 | 59894 | G | 1 |  | Solar PV |  | S_SOU | Georgia | 13 | Taylor | 269 | 13269 | 30 | 0 | 2016 | 9999 |  |  | N | Solar | [13 empty] | 0 | 0 | 0 | 0 | [11 empty] | SP Pawpaw Solar LLC | 100 | Southern Co | 100
solar pv | Butler Solar Project 103 | 59896_G_1 | 59896 | G | 1 |  | Solar PV |  | S_SOU | Georgia | 13 | Taylor | 269 | 13269 | 100 | 0 | 2016 | 9999 |  |  | N | Solar | [13 empty] | 0 | 0 | 0 | 0 | [11 empty] | SP Butler Solar LLC | 100 | Southern Co | 100
solar pv | Taylor County Solar | 59897_G_1 | 59897 | G | 1 |  | Solar PV |  | S_SOU | Georgia | 13 | Taylor | 269 | 13269 | 143 | 0 | 2016 | 9999 |  |  | N | Solar | [13 empty] | 0 | 0 | 0 | 0 | [11 empty] | SP Sandhills Solar LLC | 100 | Southern Co | 100
solar pv | SunEnergy1-Scotland Neck, LLC | 59898_G_SE1SN | 59898 | G | SE1SN |  | Solar PV |  | PJM_Dom | North Carolina | 37 | Halifax | 83 | 37083 | 3 | 0 | 2014 | 9999 |  |  | N | Solar | [13 empty] | 0 | 0 | 0 | 0 | [11 empty] | Montross Solar LLC | 100 | SunEnergy 1 LLC | 100
solar pv | Choco Solar, LLC | 59899_G_CHOCO | 59899 | G | CHOCO |  | Solar PV |  | S_VACA | North Carolina | 37 | Beaufort | 13 | 37013 | 5 | 0 | 2014 | 9999 |  |  | N | Solar | [13 empty] | 0 | 0 | 0 | 0 | [11 empty] | Choco Solar LLC | 100 | SunEnergy 1 LLC | 100
solar pv | Corcoran Solar 3 | 59900_G_C3CA | 59900 | G | C3CA |  | Solar PV |  | WEC_CALN | California | 6 | Kings | 31 | 06031 | 20 | 0 | 2016 | 9999 |  |  | N | Solar | [13 empty] | 0 | 0 | 0 | 0 | [11 empty] | CED Corcoran Solar 3 LLC | 100 | Sempra Energy | 100
solar pv | Albertson Solar LLC | 59901_G_ALBRT | 59901 | G | ALBRT |  | Solar PV |  | S_VACA | North Carolina | 37 | Duplin | 61 | 37061 | 5 | 0 | 2015 | 9999 |  |  | N | Solar | [13 empty] | 0 | 0 | 0 | 0 | [11 empty] | Albertson Solar LLC | 100 | SunEnergy 1 LLC | 100
onshore wind | Cardinal Point LLC | 59902_G_GEN | 59902 | G | GEN |  | Onshore Wind |  | MIS_IL | Illinois | 17 | McDonough | 109 | 17109 | 150 | 0 | 2020 | 9999 |  |  | N | Wind | [13 empty] | 0 | 0 | 0 | 0 | [11 empty] | Cardinal Point LLC | 100 | Capital Power Corp | 100
onshore wind | New Frontier Wind | 59903_G_GEN | 59903 | G | GEN |  | Onshore Wind |  | MIS_MAPP | North Dakota | 38 | McHenry | 49 | 38049 | 100 | 0 | 2018 | 9999 |  |  | N | Wind | [13 empty] | 0 | 0 | 0 | 0 | [11 empty] | Capital Power Corp | 100 | Capital Power Corp | 100
solar pv | Western Branch High School | 59904_G_1 | 59904 | G | 1 |  | Solar PV |  | PJM_Dom | Virginia | 51 | Chesapeake City | 550 | 51550 | 0.4 | 0 | 2016 | 9999 |  |  | N | Solar | [13 empty] | 0 | 0 | 0 | 0 | [11 empty] | Virginia Electric & Power Co | 100 | Dominion Energy Inc | 100
solar pv | Merck | 59905_G_1 | 59905 | G | 1 |  | Solar PV |  | PJM_Dom | Virginia | 51 | Rockingham | 165 | 51165 | 0.8 | 0 | 2017 | 9999 |  |  | N | Solar | [13 empty] | 0 | 0 | 0 | 0 | [11 empty] | Merck & Co Inc | 100 | Merck & Co Inc | 100
natural gas combined cycle | Moxie Freedom Generation Plant | 59906_G_GEN1 | 59906 | G | GEN1 | 91193 | Combined Cycle |  | PJM_WMAC | Pennsylvania | 42 | Luzerne | 79 | 42079 | 490 | 7050 | 2018 | 9999 |  |  | N | Natural Gas |  |  |  | LNB + NH3 | SCR | [8 empty] | 0.0060208 | 0.0060208 | 0.0060208 | 0.0060208 | [11 empty] | Moxie Freedom LLC | 100 | Moxie Energy LLC | 100
natural gas combined cycle | Moxie Freedom Generation Plant | 59906_G_GEN2 | 59906 | G | GEN2 | 91194 | Combined Cycle |  | PJM_WMAC | Pennsylvania | 42 | Luzerne | 79 | 42079 | 490 | 7050 | 2018 | 9999 |  |  | N | Natural Gas |  |  |  | LNB + NH3 | SCR | [8 empty] | 0.0060208 | 0.0060208 | 0.0060208 | 0.0060208 | [11 empty] | Moxie Freedom LLC | 100 | Moxie Energy LLC | 100
solar pv | Mount Olive Solar | 59908_G_2MWPV | 59908 | G | 2MWPV |  | Solar PV |  | S_VACA | North Carolina | 37 | Wayne | 191 | 37191 | 2 | 0 | 2016 | 9999 |  |  | N | Solar | [13 empty] | 0 | 0 | 0 | 0 | [11 empty] | Mount Olive Solar LLC | 100 | Mount Olive Solar LLC | 100
solar pv | KDC Solar PR1, LLC | 59910_G_SF | 59910 | G | SF |  | Solar PV |  | PJM_EMAC | New Jersey | 34 | Ocean | 29 | 34029 | 22 | 0 | 2019 | 9999 |  |  | N | Solar | [13 empty] | 0 | 0 | 0 | 0 | [11 empty] | Clean Capital Partners LLC | 100 | Clean Capital Partners LLC | 100
solar pv | Philip Morris | 59911_G_1 | 59911 | G | 1 |  | Solar PV |  | PJM_Dom | Virginia | 51 | Chesterfield | 41 | 51041 | 0.8 | 0 | 2016 | 9999 |  |  | N | Solar | [13 empty] | 0 | 0 | 0 | 0 | [11 empty] | Park 500 Philip Morris USA | 100 | Altria Group Inc | 100
solar pv | Freemont Solar Center LLC | 59912_G_FREE | 59912 | G | FREE |  | Solar PV |  | S_VACA | North Carolina | 37 | Lincoln | 109 | 37109 | 5 | 0 | 2016 | 9999 |  |  | N | Solar | [13 empty] | 0 | 0 | 0 | 0 | [11 empty] | Coronal Development Services LLC | 100 | Coronal Group LLC | 100
natural gas combined cycle | Greensville County Power Station | 59913_G_CT01 | 59913 | G | CT01 | 91099 | Combined Cycle |  | PJM_Dom | Virginia | 51 | Greensville | 81 | 51081 | 324.4 | 7050 | 2018 | 9999 |  |  | N | Natural Gas |  |  |  | DLNB | SCR | [8 empty] | 0.0052709 | 0.0052709 | 0.0052709 | 0.0052709 | [11 empty] | Dominion Virginia Power | 100 | Dominion Energy Inc | 100
natural gas combined cycle | Greensville County Power Station | 59913_G_CT02 | 59913 | G | CT02 | 91100 | Combined Cycle |  | PJM_Dom | Virginia | 51 | Greensville | 81 | 51081 | 324.4 | 7050 | 2018 | 9999 |  |  | N | Natural Gas |  |  |  | DLNB | SCR | [8 empty] | 0.0052709 | 0.0052709 | 0.0052709 | 0.0052709 | [11 empty] | Dominion Virginia Power | 100 | Dominion Energy Inc | 100
natural gas combined cycle | Greensville County Power Station | 59913_G_CT03 | 59913 | G | CT03 | 91101 | Combined Cycle |  | PJM_Dom | Virginia | 51 | Greensville | 81 | 51081 | 324.4 | 7050 | 2018 | 9999 |  |  | N | Natural Gas |  |  |  | DLNB | SCR | [8 empty] | 0.0052709 | 0.0052709 | 0.0052709 | 0.0052709 | [11 empty] | Dominion Virginia Power | 100 | Dominion Energy Inc | 100
natural gas combined cycle | Greensville County Power Station | 59913_G_ST01 | 59913 | G | ST01 | 91099 | Combined Cycle |  | PJM_Dom | Virginia | 51 | Greensville | 81 | 51081 | 611.8 | 7050 | 2018 | 9999 |  |  | N | Natural Gas |  |  |  | LNB | SCR | [8 empty] | 0.0052709 | 0.0052709 | 0.0052709 | 0.0052709 | [11 empty] | Dominion Virginia Power | 100 | Dominion Energy Inc | 100
solar pv | Crestwood Solar Center LLC | 59914_G_CREST | 59914 | G | CREST |  | Solar PV |  | S_VACA | North Carolina | 37 | Granville | 77 | 37077 | 5 | 0 | 2016 | 9999 |  |  | N | Solar | [13 empty] | 0 | 0 | 0 | 0 | [11 empty] | Crestwood Solar Center LLC | 100 | Heliosage Energy LLC | 100
solar pv | Oro Loma | 59915_G_ORCA | 59915 | G | ORCA |  | Solar PV |  | WEC_CALN | California | 6 | Fresno | 19 | 06019 | 20 | 0 | 2017 | 9999 |  |  | N | Solar | [13 empty] | 0 | 0 | 0 | 0 | [11 empty] | SR Solis Oro Loma LLC | 100 | Solargen USA LLC | 100
solar pv | SunE- E Philadelphia Ontario | 59916_G_12307 | 59916 | G | 12307 |  | Solar PV |  | WECC_SCE | California | 6 | San Bernardino | 71 | 06071 | 1 | 0 | 2016 | 9999 |  |  | N | Solar | [13 empty] | 0 | 0 | 0 | 0 | [11 empty] | SunEdison | 100 | SunEdison | 100
solar pv | Pollocksville Solar | 59917_G_5MWPV | 59917 | G | 5MWPV |  | Solar PV |  | S_VACA | North Carolina | 37 | Jones | 103 | 37103 | 5 | 0 | 2016 | 9999 |  |  | N | Solar | [13 empty] | 0 | 0 | 0 | 0 | [11 empty] | Pollocksville Solar LLC | 100 | Pollocksville Solar LLC | 100
solar pv | Nellis Solar PV II | 59919_G_NSPV2 | 59919 | G | NSPV2 |  | Solar PV |  | WECC_SNV | Nevada | 32 | Clark | 3 | 32003 | 15 | 0 | 2015 | 9999 |  |  | N | Solar | [13 empty] | 0 | 0 | 0 | 0 | [11 empty] | Nevada Power Co | 100 | Berkshire Hathaway Inc | 100
solar pv | Lillington Solar | 59921_G_5MWPV | 59921 | G | 5MWPV |  | Solar PV |  | S_VACA | North Carolina | 37 | Harnett | 85 | 37085 | 5 | 0 | 2017 | 9999 |  |  | N | Solar | [13 empty] | 0 | 0 | 0 | 0 | [11 empty] | Lillington Solar LLC | 100 | Lillington Solar LLC | 100
natural gas peaker | Alpine Power Plant | 59926_G_AI1 | 59926 | G | AI1 | 91051 | Combustion Turbine |  | MIS_LMI | Michigan | 26 | Otsego | 137 | 26137 | 202.6 | 11159 | 2016 | 9999 |  |  | N | Natural Gas |  |  |  | DLNB | [9 empty] | 0.04907 | 0.04907 | 0.04907 | 0.04907 | [11 empty] | Wolverine Power Supply Coop Inc | 100 | Wolverine Power Supply Coop Inc | 100
natural gas peaker | Alpine Power Plant | 59926_G_AI2 | 59926 | G | AI2 | 91052 | Combustion Turbine |  | MIS_LMI | Michigan | 26 | Otsego | 137 | 26137 | 202.6 | 11166 | 2016 | 9999 |  |  | N | Natural Gas |  |  |  | DLNB | [9 empty] | 0.04722 | 0.04722 | 0.04722 | 0.04722 | [11 empty] | Wolverine Power Supply Coop Inc | 100 | Wolverine Power Supply Coop Inc | 100
solar pv | Hunt Road Solar | 59927_G_PV1 | 59927 | G | PV1 |  | Solar PV |  | NENGREST | Massachusetts | 25 | Essex | 9 | 25009 | 4.5 | 0 | 2016 | 9999 |  |  | N | Solar | [13 empty] | 0 | 0 | 0 | 0 | [11 empty] | Citizens Enterprises Corp | 100 | Citizens Enterprises Corp | 100
solar pv | Vance Solar Farm, LLC | 59928_G_NB007 | 59928 | G | NB007 |  | Solar PV |  | S_VACA | North Carolina | 37 | Vance | 181 | 37181 | 4.9 | 0 | 2016 | 9999 |  |  | N | Solar | [13 empty] | 0 | 0 | 0 | 0 | [11 empty] | Vance Solar 1 LLC | 100 | Cypress Creek Holdings LLC | 100
solar pv | Cline Solar Farm, LLC | 59929_G_NB007 | 59929 | G | NB007 |  | Solar PV |  | S_VACA | North Carolina | 37 | Burke | 23 | 37023 | 4.9 | 0 | 2017 | 9999 |  |  | N | Solar | [13 empty] | 0 | 0 | 0 | 0 | [11 empty] | Cline Solar LLC | 100 | Cypress Creek Holdings LLC | 100
solar pv | BG Stewart Solar Farm, LLC | 59930_G_NB005 | 59930 | G | NB005 |  | Solar PV |  | S_VACA | North Carolina | 37 | Union | 179 | 37179 | 4.9 | 0 | 2015 | 9999 |  |  | N | Solar | [13 empty] | 0 | 0 | 0 | 0 | [11 empty] | BG Stewart Solar Farm LLC | 100 | Tal McBride | 100
municipal solid waste | FCPC Renewable Generation | 59931_G_GEN2 | 59931 | G | GEN2 |  | Non-Fossil Waste |  | MIS_WUMS | Wisconsin | 55 | Milwaukee | 79 | 55079 | 1 | 3833 | 2013 | 9999 |  |  | Y | Non-Fossil Waste | [13 empty] | 0 | 0 | 0 | 0 | [11 empty] | Forest County Potawatomi Community | 100 | Forest County Potawatomi Community | 100
solar pv | Fiddler's Canyon 3 | 59932_G_FID3 | 59932 | G | FID3 |  | Solar PV |  | WECC_UT | Utah | 49 | Iron | 21 | 49021 | 3 | 0 | 2015 | 9999 |  |  | N | Solar | [13 empty] | 0 | 0 | 0 | 0 | [11 empty] | SunE Solar XVII Project3 LLC | 100 | SunEdison | 100
solar pv | Soluga Farms IV | 59934_G_SFIV | 59934 | G | SFIV |  | Solar PV |  | S_VACA | North Carolina | 37 | Cumberland | 51 | 37051 | 4.9 | 0 | 2018 | 9999 |  |  | N | Solar | [13 empty] | 0 | 0 | 0 | 0 | [11 empty] | Soluga Farms IV LLC | 100 | Solbridge Energy LLC | 100
solar pv | Meadowbrook Solar Farm | 59936_G_NB008 | 59936 | G | NB008 |  | Solar PV |  | S_VACA | North Carolina | 37 | Rowan | 159 | 37159 | 4.9 | 0 | 2016 | 9999 |  |  | N | Solar | [13 empty] | 0 | 0 | 0 | 0 | [11 empty] | Meadowbrook Solar LLC | 100 | Cypress Creek Holdings LLC | 100
solar pv | Coats Solar Farm, LLC | 59937_G_NB006 | 59937 | G | NB006 |  | Solar PV |  | S_VACA | North Carolina | 37 | Harnett | 85 | 37085 | 4.9 | 0 | 2016 | 9999 |  |  | N | Solar | [13 empty] | 0 | 0 | 0 | 0 | [11 empty] | Coats Solar LLC | 100 | Cypress Creek Holdings LLC | 100
natural gas peaker | Sky Global Power One | 59938_G_UNIT1 | 59938 | G | UNIT1 |  | Combustion Turbine | IC Engine | ERC_REST | Texas | 48 | Colorado | 89 | 48089 | 8.3 | 10745 | 2016 | 9999 |  |  | N | Natural Gas | [13 empty] | 0.01457 | 0.01457 | 0.01457 | 0.01457 | [11 empty] | Sky Global Power One LLC | 100 | Sky Global Partners LLC | 100
natural gas peaker | Sky Global Power One | 59938_G_UNIT2 | 59938 | G | UNIT2 |  | Combustion Turbine | IC Engine | ERC_REST | Texas | 48 | Colorado | 89 | 48089 | 8.3 | 10745 | 2016 | 9999 |  |  | N | Natural Gas | [13 empty] | 0.01457 | 0.01457 | 0.01457 | 0.01457 | [11 empty] | Sky Global Power One LLC | 100 | Sky Global Partners LLC | 100
natural gas peaker | Sky Global Power One | 59938_G_UNIT3 | 59938 | G | UNIT3 |  | Combustion Turbine | IC Engine | ERC_REST | Texas | 48 | Colorado | 89 | 48089 | 8.3 | 10745 | 2016 | 9999 |  |  | N | Natural Gas | [13 empty] | 0.01457 | 0.01457 | 0.01457 | 0.01457 | [11 empty] | Sky Global Power One LLC | 100 | Sky Global Partners LLC | 100
natural gas peaker | Sky Global Power One | 59938_G_UNIT4 | 59938 | G | UNIT4 |  | Combustion Turbine | IC Engine | ERC_REST | Texas | 48 | Colorado | 89 | 48089 | 8.3 | 10745 | 2016 | 9999 |  |  | N | Natural Gas | [13 empty] | 0.01457 | 0.01457 | 0.01457 | 0.01457 | [11 empty] | Sky Global Power One LLC | 100 | Sky Global Partners LLC | 100
natural gas peaker | Sky Global Power One | 59938_G_UNIT5 | 59938 | G | UNIT5 |  | Combustion Turbine | IC Engine | ERC_REST | Texas | 48 | Colorado | 89 | 48089 | 8.3 | 10745 | 2016 | 9999 |  |  | N | Natural Gas | [13 empty] | 0.01457 | 0.01457 | 0.01457 | 0.01457 | [11 empty] | Sky Global Power One LLC | 100 | Sky Global Partners LLC | 100
natural gas peaker | Sky Global Power One | 59938_G_UNIT6 | 59938 | G | UNIT6 |  | Combustion Turbine | IC Engine | ERC_REST | Texas | 48 | Colorado | 89 | 48089 | 8.3 | 10745 | 2016 | 9999 |  |  | N | Natural Gas | [13 empty] | 0.01457 | 0.01457 | 0.01457 | 0.01457 | [11 empty] | Sky Global Power One LLC | 100 | Sky Global Partners LLC | 100
solar pv | RE Tranquillity | 59939_G_TQ | 59939 | G | TQ |  | Solar PV |  | WEC_CALN | California | 6 | Fresno | 19 | 06019 | 200 | 0 | 2016 | 9999 |  |  | N | Solar | [13 empty] | 0 | 0 | 0 | 0 | [11 empty] | RE Tranquility LLC | 100 | Canadian Solar Inc | 100
solar pv | Great Valley Solar Portfolio Holdings, LLC | 59940_G_GVS2 | 59940 | G | GVS2 |  | Solar PV |  | WEC_CALN | California | 6 | Fresno | 19 | 06019 | 60 | 0 | 2017 | 9999 |  |  | N | Solar | [13 empty] | 0 | 0 | 0 | 0 | [11 empty] | Great Valley Solar 2 LLC | 100 | Sempra Energy | 100
solar pv | Great Valley Solar Portfolio Holdings, LLC | 59940_G_GVS3 | 59940 | G | GVS3 |  | Solar PV |  | WEC_CALN | California | 6 | Fresno | 19 | 06019 | 20 | 0 | 2017 | 9999 |  |  | N | Solar | [13 empty] | 0 | 0 | 0 | 0 | [11 empty] | Great Valley Solar 3 LLC | 100 | Sempra Energy | 100
solar pv | Great Valley Solar Portfolio Holdings, LLC | 59940_G_GVS4 | 59940 | G | GVS4 |  | Solar PV |  | WEC_CALN | California | 6 | Fresno | 19 | 06019 | 20 | 0 | 2017 | 9999 |  |  | N | Solar | [13 empty] | 0 | 0 | 0 | 0 | [11 empty] | Great Valley Solar 4 LLC | 100 | Sempra Energy | 100
solar pv | Great Valley Solar Portfolio Holdings, LLC | 59940_G_TQ8 | 59940 | G | TQ8 |  | Solar PV |  | WEC_CALN | California | 6 | Fresno | 19 | 06019 | 200 | 0 | 2018 | 9999 |  |  | N | Solar | [13 empty] | 0 | 0 | 0 | 0 | [11 empty] | Great Valley Solar 1 LLC | 50 | Consolidated Edison Inc | 50
solar pv | Iron Springs Solar, LLC | 59941_G_ISS | 59941 | G | ISS |  | Solar PV |  | WECC_UT | Utah | 49 | Iron | 21 | 49021 | 80 | 0 | 2016 | 9999 |  |  | N | Solar | [13 empty] | 0 | 0 | 0 | 0 | [11 empty] | Iron Springs Solar LLC | 100 | Global Infrastructure Partners | 100
solar pv | Morgan Lancaster 1 | 59942_G_ML1 | 59942 | G | ML1 |  | Solar PV |  | WEC_LADW | California | 6 | Los Angeles | 37 | 06037 | 1.5 | 0 | 2015 | 9999 |  |  | N | Solar | [13 empty] | 0 | 0 | 0 | 0 | [11 empty] | Morgan Lancaster I LLC | 100 | Morgan Solar Inc | 100
onshore wind | Rattlesnake Den | 59943_G_1 | 59943 | G | 1 |  | Onshore Wind |  | ERC_WEST | Texas | 48 | Glasscock | 173 | 48173 | 207.2 | 0 | 2015 | 9999 |  |  | N | Wind | [13 empty] | 0 | 0 | 0 | 0 | [11 empty] | Rattlesnake Wind I LLC | 100 | Invenergy LLC | 100
solar pv | Conetoe II Solar, LLC | 59944_G_CONE1 | 59944 | G | CONE1 |  | Solar PV |  | S_VACA | North Carolina | 37 | Edgecombe | 65 | 37065 | 80 | 0 | 2015 | 9999 |  |  | N | Solar | [13 empty] | 0 | 0 | 0 | 0 | [11 empty] | Conetoe II Solar LLC | 100 | SunEnergy 1 LLC | 100
solar pv | Granite Mountain Solar West, LLC | 59945_G_GMSW | 59945 | G | GMSW |  | Solar PV |  | WECC_UT | Utah | 49 | Iron | 21 | 49021 | 50.4 | 0 | 2016 | 9999 |  |  | N | Solar | [13 empty] | 0 | 0 | 0 | 0 | [11 empty] | Granite Mountain Solar West LLC | 100 | Global Infrastructure Partners | 100
solar pv | Granite Mountain Solar East, LLC | 59946_G_GMSE | 59946 | G | GMSE |  | Solar PV |  | WECC_UT | Utah | 49 | Iron | 21 | 49021 | 80 | 0 | 2016 | 9999 |  |  | N | Solar | [13 empty] | 0 | 0 | 0 | 0 | [11 empty] | Granite Mountain Solar East LLC | 100 | Global Infrastructure Partners | 100
solar pv | SR Camden | 59947_G_AERO | 59947 | G | AERO |  | Solar PV |  | SPP_WEST | Arkansas | 5 | Calhoun | 13 | 05013 | 12 | 0 | 2015 | 9999 |  |  | N | Solar | [13 empty] | 0 | 0 | 0 | 0 | [11 empty] | SR Camden LLC | 100 | Silicon Ranch Corp | 100
solar pv | Bakersfield 111 | 59948_G_BF111 | 59948 | G | BF111 |  | Solar PV |  | WECC_SCE | California | 6 | Kern | 29 | 06029 | 1.4 | 0 | 2015 | 9999 |  |  | N | Solar | [13 empty] | 0 | 0 | 0 | 0 | [11 empty] | Bakersfield 111 LLC | 100 | Bakersfield 111 LLC | 100
0 | AES Warrior Run Energy Storage Project | 59949_G_BESS1 | 59949 | G | BESS1 |  | Energy Storage |  | PJM_AP | Maryland | 24 | Allegany | 1 | 24001 | 5 | 0 | 2015 | 9999 |  |  | N | Energy Storage | [13 empty] | 0 | 0 | 0 | 0 | [11 empty] | AES Warrior Run Inc | 100 | AES Corp (The) | 100
solar pv | Yadkinville Solar | 59950_G_YAK | 59950 | G | YAK |  | Solar PV |  | S_VACA | North Carolina | 37 | Yadkin | 197 | 37197 | 3.5 | 0 | 2015 | 9999 |  |  | N | Solar | [13 empty] | 0 | 0 | 0 | 0 | [11 empty] | Yadkinville Solar LLC | 100 | Yadkinville Solar LLC | 100
solar pv | Five Forks Solar | 59951_G_5FRK | 59951 | G | 5FRK |  | Solar PV |  | S_VACA | North Carolina | 37 | Warren | 185 | 37185 | 20 | 0 | 2019 | 9999 |  |  | N | Solar | [13 empty] | 0 | 0 | 0 | 0 | [11 empty] | Five Forks Solar LLC | 100 | O2Energies | 100
biomass | Potrero Hills Energy Producers | 59952_G_1 | 59952 | G | 1 |  | Landfill Gas |  | WEC_CALN | California | 6 | Solano | 95 | 06095 | 1.6 | 13500 | 2016 | 9999 |  |  | N | Landfill Gas | [13 empty] | 0.15615 | 0.15615 | 0.15615 | 0.15615 | [11 empty] | Waste Connections Inc | 100 | Waste Connections Inc | 100
biomass | Potrero Hills Energy Producers | 59952_G_2 | 59952 | G | 2 |  | Landfill Gas |  | WEC_CALN | California | 6 | Solano | 95 | 06095 | 1.6 | 13500 | 2016 | 9999 |  |  | N | Landfill Gas | [13 empty] | 0.15615 | 0.15615 | 0.15615 | 0.15615 | [11 empty] | Waste Connections Inc | 100 | Waste Connections Inc | 100
biomass | Potrero Hills Energy Producers | 59952_G_3 | 59952 | G | 3 |  | Landfill Gas |  | WEC_CALN | California | 6 | Solano | 95 | 06095 | 1.6 | 13500 | 2016 | 9999 |  |  | N | Landfill Gas | [13 empty] | 0.15615 | 0.15615 | 0.15615 | 0.15615 | [11 empty] | Waste Connections Inc | 100 | Waste Connections Inc | 100
biomass | Potrero Hills Energy Producers | 59952_G_4 | 59952 | G | 4 |  | Landfill Gas |  | WEC_CALN | California | 6 | Solano | 95 | 06095 | 1.6 | 13500 | 2016 | 9999 |  |  | N | Landfill Gas | [13 empty] | 0.15615 | 0.15615 | 0.15615 | 0.15615 | [11 empty] | Waste Connections Inc | 100 | Waste Connections Inc | 100
biomass | Potrero Hills Energy Producers | 59952_G_5 | 59952 | G | 5 |  | Landfill Gas |  | WEC_CALN | California | 6 | Solano | 95 | 06095 | 1.6 | 13500 | 2016 | 9999 |  |  | N | Landfill Gas | [13 empty] | 0.15615 | 0.15615 | 0.15615 | 0.15615 | [11 empty] | Waste Connections Inc | 100 | Waste Connections Inc | 100
onshore wind | Antrim Wind | 59953_G_AWND1 | 59953 | G | AWND1 |  | Onshore Wind |  | NENGREST | New Hampshire | 33 | Hillsborough | 11 | 33011 | 28.4 | 0 | 2019 | 9999 |  |  | N | Wind | [13 empty] | 0 | 0 | 0 | 0 | [11 empty] | Antrim Wind Energy LLC | 100 | TransAlta Corp | 100
solar pv | Osceola Solar Facility | 59954_G_XXXXX | 59954 | G | XXXXX |  | Solar PV |  | FRCC | Florida | 12 | Osceola | 97 | 12097 | 3.8 | 0 | 2016 | 9999 |  |  | N | Solar | [13 empty] | 0 | 0 | 0 | 0 | [11 empty] | Duke Energy Florida | 100 | Duke Energy Corp | 100
solar pv | Smithfield | 59955_G_GEN01 | 59955 | G | GEN01 |  | Solar PV |  | S_VACA | North Carolina | 37 | Johnston | 101 | 37101 | 1.8 | 0 | 2015 | 9999 |  |  | N | Solar | [13 empty] | 0 | 0 | 0 | 0 | [11 empty] | ESA Smithfield 1 NC LLC | 100 | BayWa AG | 100
solar pv | ESA Selma | 59956_G_GEN02 | 59956 | G | GEN02 |  | Solar PV |  | S_VACA | North Carolina | 37 | Johnston | 101 | 37101 | 1.8 | 0 | 2015 | 9999 |  |  | N | Solar | [13 empty] | 0 | 0 | 0 | 0 | [11 empty] | ESA Selma NC I LLC | 100 | BayWa AG | 100
0 | Grand Ridge Battery Projects | 59957_G_GIVB | 59957 | G | GIVB |  | Energy Storage |  | PJM_COMD | Illinois | 17 | LaSalle | 99 | 17099 | 1.5 | 0 | 2013 | 9999 |  |  | N | Energy Storage | [13 empty] | 0 | 0 | 0 | 0 | [11 empty] | Grand Ridge Energy IV LLC | 100 | Invenergy LLC | 100
0 | Grand Ridge Battery Projects | 59957_G_GRES | 59957 | G | GRES |  | Energy Storage |  | PJM_COMD | Illinois | 17 | LaSalle | 99 | 17099 | 31.5 | 0 | 2015 | 9999 |  |  | N | Energy Storage | [13 empty] | 0 | 0 | 0 | 0 | [11 empty] | Grand Ridge Energy Storage LLC | 100 | Invenergy LLC | 100
solar pv | Milford 2 | 59958_G_MIL2 | 59958 | G | MIL2 |  | Solar PV |  | WECC_UT | Utah | 49 | Beaver | 1 | 49001 | 3 | 0 | 2015 | 9999 |  |  | N | Solar | [13 empty] | 0 | 0 | 0 | 0 | [11 empty] | SunE DB24 LLC | 100 | SunEdison | 100
solar pv | Western Antelope Blue Sky B | 59961_G_WABSB | 59961 | G | WABSB |  | Solar PV |  | WEC_LADW | California | 6 | Los Angeles | 37 | 06037 | 19 | 0 | 2016 | 9999 |  |  | N | Solar | [13 empty] | 0 | 0 | 0 | 0 | [11 empty] | Western Antelope Blue Sky Ranch B LLC | 100 | FTP Power LLC | 100
solar pv | North Lancaster Ranch | 59962_G_NLR | 59962 | G | NLR |  | Solar PV |  | WEC_LADW | California | 6 | Los Angeles | 37 | 06037 | 18 | 0 | 2016 | 9999 |  |  | N | Solar | [13 empty] | 0 | 0 | 0 | 0 | [11 empty] | Martifer Solar | 50 | Martifer Solar | 50
solar pv | Central Antelope Dry Ranch C | 59963_G_CADRC | 59963 | G | CADRC |  | Solar PV |  | WEC_LADW | California | 6 | Los Angeles | 37 | 06037 | 17 | 0 | 2016 | 9999 |  |  | N | Solar | [13 empty] | 0 | 0 | 0 | 0 | [11 empty] | Central Antelope Dry Ranch C LLC | 50 | Martifer Solar | 50
solar pv | Elevation Solar C | 59964_G_ELVSC | 59964 | G | ELVSC |  | Solar PV |  | WEC_LADW | California | 6 | Los Angeles | 37 | 06037 | 39 | 0 | 2016 | 9999 |  |  | N | Solar | [13 empty] | 0 | 0 | 0 | 0 | [11 empty] | Elevation Solar C LLC | 100 | Sustainable Power Group LLC | 100
onshore wind | Latigo Wind Park | 59965_G_LTIGO | 59965 | G | LTIGO |  | Onshore Wind |  | WECC_UT | Utah | 49 | San Juan | 37 | 49037 | 62.1 | 0 | 2016 | 9999 |  |  | N | Wind | [13 empty] | 0 | 0 | 0 | 0 | [11 empty] | Latigo Wind Park LLC | 100 | Sustainable Power Group LLC | 100
solar pv | Camp Lejeune Solar | 59966_G_PV1 | 59966 | G | PV1 |  | Solar PV |  | S_VACA | North Carolina | 37 | Onslow | 133 | 37133 | 12.8 | 0 | 2015 | 9999 |  |  | N | Solar | [13 empty] | 0 | 0 | 0 | 0 | [11 empty] | Duke Energy Progress | 100 | Duke Energy Corp | 100
0 | Pepperidge Farm Bloomfield | 59967_G_FCB | 59967 | G | FCB |  | Fuel Cell |  | NENG_CT | Connecticut | 9 | Hartford | 3 | 09003 | 0.8 | 6046 | 2008 | 9999 |  |  | Y | Natural Gas | [13 empty] | 0 | 0 | 0 | 0 | [11 empty] | BNB Renewable Energy Holdings | 100 | BNB Renewable Energy Holdings | 100
0 | Pepperidge Farm Bloomfield | 59967_G_FCC | 59967 | G | FCC |  | Fuel Cell |  | NENG_CT | Connecticut | 9 | Hartford | 3 | 09003 | 1.3 | 8508 | 2016 | 9999 |  |  | N | Natural Gas | [13 empty] | 0 | 0 | 0 | 0 | [11 empty] | BNB Renewable Energy Holdings | 100 | BNB Renewable Energy Holdings | 100
onshore wind | Desert Wind Farm, LLC | 59968_G_1 | 59968 | G | 1 |  | Onshore Wind |  | PJM_Dom | North Carolina | 37 | Perquimans | 143 | 37143 | 208 | 0 | 2016 | 9999 |  |  | N | Wind | [13 empty] | 0 | 0 | 0 | 0 | [11 empty] | Desert Wind Farm LLC | 100 | Atlantic Wind Power Corp | 100
onshore wind | Bearkat | 59972_G_BRKAT | 59972 | G | BRKAT |  | Onshore Wind |  | ERC_WEST | Texas | 48 | Glasscock | 173 | 48173 | 196.7 | 0 | 2018 | 9999 |  |  | N | Wind | [13 empty] | 0 | 0 | 0 | 0 | [11 empty] | Bearkat Wind Energy I LLC | 100 | Copenhagen Infrastructure Partners | 100
solar pv | Walt Disney World Solar Facility | 59973_G_WDS1 | 59973 | G | WDS1 |  | Solar PV |  | FRCC | Florida | 12 | Orange | 95 | 12095 | 4.9 | 0 | 2016 | 9999 |  |  | N | Solar | [13 empty] | 0 | 0 | 0 | 0 | [11 empty] | Duke Energy Florida Solar Solutions LLC | 100 | Duke Energy Corp | 100
onshore wind | Golden West Power Partners LLC | 59974_G_GW1 | 59974 | G | GW1 |  | Onshore Wind |  | WECC_CO | Colorado | 8 | El Paso | 41 | 08041 | 250 | 0 | 2015 | 9999 |  |  | N | Wind | [13 empty] | 0 | 0 | 0 | 0 | [11 empty] | Golden West Power Partners LLC | 100 | NextEra Energy Inc | 100
onshore wind | Carousel Wind Farm LLC | 59975_G_CW1 | 59975 | G | CW1 |  | Onshore Wind |  | WECC_CO | Colorado | 8 | Kit Carson | 63 | 08063 | 150 | 0 | 2015 | 9999 |  |  | N | Wind | [13 empty] | 0 | 0 | 0 | 0 | [11 empty] | Carousel Wind Farm LLC | 100 | NextEra Energy Inc | 100
solar pv | RE Astoria | 59976_G_ASTR1 | 59976 | G | ASTR1 |  | Solar PV |  | WECC_SCE | California | 6 | Kern | 29 | 06029 | 100 | 0 | 2016 | 9999 |  |  | N | Solar | [13 empty] | 0 | 0 | 0 | 0 | [11 empty] | RE Astoria LLC | 100 | Canadian Solar Inc | 100
solar pv | RE Astoria 2 | 59977_G_ASTR2 | 59977 | G | ASTR2 |  | Solar PV |  | WECC_SCE | California | 6 | Kern | 29 | 06029 | 75 | 0 | 2016 | 9999 |  |  | N | Solar | [13 empty] | 0 | 0 | 0 | 0 | [11 empty] | RE Astoria 2 LLC | 100 | Canadian Solar Inc | 100
solar pv | Enerparc CA2, LLC | 59978_G_ECA22 | 59978 | G | ECA22 |  | Solar PV |  | WEC_CALN | California | 6 | Glenn | 21 | 06021 | 1.5 | 0 | 2016 | 9999 |  |  | N | Solar | [13 empty] | 0 | 0 | 0 | 0 | [11 empty] | Enerparc CA2 LLC | 100 | Enerparc AG | 100
solar pv | Columbia Solar Energy, LLC | 59979_G_GEN1 | 59979 | G | GEN1 |  | Solar PV |  | WEC_CALN | California | 6 | Contra Costa | 13 | 06013 | 19.2 | 0 | 2015 | 9999 |  |  | N | Solar | [13 empty] | 0 | 0 | 0 | 0 | [11 empty] | PSEG Solar Source LLC | 100 | LS Power Group | 100
solar pv | Mashpee Landfill Solar | 59980_G_MASH | 59980 | G | MASH |  | Solar PV |  | NENGREST | Massachusetts | 25 | Barnstable | 1 | 25001 | 1.5 | 0 | 2014 | 9999 |  |  | N | Solar | [13 empty] | 0 | 0 | 0 | 0 | [11 empty] | Nautilus Solar Solutions LLC | 100 | Nautilus Energy LLC | 100
solar pv | New Castle Solar RES | 59981_G_PV1 | 59981 | G | PV1 |  | Solar PV |  | MIS_INKY | Indiana | 18 | Henry | 65 | 18065 | 1.1 | 0 | 2016 | 9999 |  |  | N | Solar | [13 empty] | 0 | 0 | 0 | 0 | [11 empty] | Hoosier Energy Rural Electric Coop Inc | 100 | Hoosier Energy Rural Electric Coop Inc | 100
solar pv | Scotland Solar RES | 59982_G_PV1 | 59982 | G | PV1 |  | Solar PV |  | MIS_INKY | Indiana | 18 | Greene | 55 | 18055 | 1.1 | 0 | 2015 | 9999 |  |  | N | Solar | [13 empty] | 0 | 0 | 0 | 0 | [11 empty] | Hoosier Energy Rural Electric Coop Inc | 100 | Hoosier Energy Rural Electric Coop Inc | 100
solar pv | New Haven Solar RES | 59983_G_PV1 | 59983 | G | PV1 |  | Solar PV |  | MIS_INKY | Indiana | 18 | Spencer | 147 | 18147 | 1.1 | 0 | 2016 | 9999 |  |  | N | Solar | [13 empty] | 0 | 0 | 0 | 0 | [11 empty] | Hoosier Energy Rural Electric Coop Inc | 100 | Hoosier Energy Rural Electric Coop Inc | 100
solar pv | Lanesville Solar RES | 59984_G_PV1 | 59984 | G | PV1 |  | Solar PV |  | MIS_INKY | Indiana | 18 | Harrison | 61 | 18061 | 1.1 | 0 | 2015 | 9999 |  |  | N | Solar | [13 empty] | 0 | 0 | 0 | 0 | [11 empty] | Hoosier Energy Rural Electric Coop Inc | 100 | Hoosier Energy Rural Electric Coop Inc | 100
solar pv | Ellettsville Solar RES | 59985_G_PV1 | 59985 | G | PV1 |  | Solar PV |  | MIS_INKY | Indiana | 18 | Monroe | 105 | 18105 | 1.1 | 0 | 2016 | 9999 |  |  | N | Solar | [13 empty] | 0 | 0 | 0 | 0 | [11 empty] | Hoosier Energy Rural Electric Coop Inc | 100 | Hoosier Energy Rural Electric Coop Inc | 100
solar pv | Henryville Solar RES | 59986_G_PV1 | 59986 | G | PV1 |  | Solar PV |  | MIS_INKY | Indiana | 18 | Clark | 19 | 18019 | 1.1 | 0 | 2016 | 9999 |  |  | N | Solar | [13 empty] | 0 | 0 | 0 | 0 | [11 empty] | Hoosier Energy Rural Electric Coop Inc | 100 | Hoosier Energy Rural Electric Coop Inc | 100
solar pv | Spring Mill Solar RES | 59987_G_PV1 | 59987 | G | PV1 |  | Solar PV |  | MIS_INKY | Indiana | 18 | Lawrence | 93 | 18093 | 1.1 | 0 | 2017 | 9999 |  |  | N | Solar | [13 empty] | 0 | 0 | 0 | 0 | [11 empty] | Hoosier Energy Rural Electric Coop Inc | 100 | Hoosier Energy Rural Electric Coop Inc | 100
solar pv | Decatur Co. Solar RES (IN) | 59988_G_PV1 | 59988 | G | PV1 |  | Solar PV |  | MIS_INKY | Indiana | 18 | Decatur | 31 | 18031 | 1.1 | 0 | 2017 | 9999 |  |  | N | Solar | [13 empty] | 0 | 0 | 0 | 0 | [11 empty] | Hoosier Energy Rural Electric Coop Inc | 100 | Hoosier Energy Rural Electric Coop Inc | 100
solar pv | Jackson Co. Solar RES | 59989_G_PV1 | 59989 | G | PV1 |  | Solar PV |  | MIS_INKY | Indiana | 18 | Jackson | 71 | 18071 | 1.1 | 0 | 2017 | 9999 |  |  | N | Solar | [13 empty] | 0 | 0 | 0 | 0 | [11 empty] | Hoosier Energy Rural Electric Coop Inc | 100 | Hoosier Energy Rural Electric Coop Inc | 100
solar pv | Johnson Co. Solar RES | 59990_G_PV1 | 59990 | G | PV1 |  | Solar PV |  | MIS_INKY | Indiana | 18 | Johnson | 81 | 18081 | 1.1 | 0 | 2016 | 9999 |  |  | N | Solar | [13 empty] | 0 | 0 | 0 | 0 | [11 empty] | Hoosier Energy Rural Electric Coop Inc | 100 | Hoosier Energy Rural Electric Coop Inc | 100
solar pv | Babcock Solar Energy Center | 59993_G_1 | 59993 | G | 1 |  | Solar PV |  | FRCC | Florida | 12 | Charlotte | 15 | 12015 | 74.9 | 0 | 2016 | 9999 |  |  | N | Solar | [13 empty] | 0 | 0 | 0 | 0 | [11 empty] | Florida Power & Light Co | 100 | NextEra Energy Inc | 100
0 | Babcock Solar Energy Center | 59993_G_BA | 59993 | G | BA |  | Energy Storage |  | FRCC | Florida | 12 | Charlotte | 15 | 12015 | 10 | 0 | 2018 | 9999 |  |  | N | Energy Storage | [13 empty] | 0 | 0 | 0 | 0 | [11 empty] | Florida Power & Light Co | 100 | NextEra Energy Inc | 100
solar pv | RE Roserock | 59994_G_ROSEK | 59994 | G | ROSEK |  | Solar PV |  | ERC_WEST | Texas | 48 | Pecos | 371 | 48371 | 157.5 | 0 | 2016 | 9999 |  |  | N | Solar | [13 empty] | 0 | 0 | 0 | 0 | [11 empty] | Southern Power Co | 100 | Southern Co | 100
solar pv | Ouchchy PV1 | 59999_G_OUCH1 | 59999 | G | OUCH1 |  | Solar PV |  | S_VACA | North Carolina | 37 | Orange | 135 | 37135 | 3 | 0 | 2015 | 9999 |  |  | N | Solar | [13 empty] | 0 | 0 | 0 | 0 | [11 empty] | Fresh Air Energy II LLC | 100 | Ecoplexus Inc | 100
solar pv | Turkey Creek PV1 | 60000_G_TRKCK | 60000 | G | TRKCK |  | Solar PV |  | PJM_Dom | North Carolina | 37 | Northampton | 131 | 37131 | 13.5 | 0 | 2017 | 9999 |  |  | N | Solar | [13 empty] | 0 | 0 | 0 | 0 | [11 empty] | Fresh Air Energy XXXV LLC | 100 | Ecoplexus Inc | 100
solar pv | Vaughn Creek PV1 | 60001_G_VNCRK | 60001 | G | VNCRK |  | Solar PV |  | PJM_Dom | North Carolina | 37 | Hertford | 91 | 37091 | 20 | 0 | 2017 | 9999 |  |  | N | Solar | [13 empty] | 0 | 0 | 0 | 0 | [11 empty] | Fresh Air Energy XXV LLC | 100 | Ecoplexus Inc | 100
solar pv | Clarkstown Landfill Solar Facility | 60004_G_INV#1 | 60004 | G | INV#1 |  | Solar PV |  | NY_Z_G-I | New York | 36 | Rockland | 87 | 36087 | 1 | 0 | 2014 | 9999 |  |  | N | Solar | [13 empty] | 0 | 0 | 0 | 0 | [11 empty] | Onforce Solar | 100 | Onforce Solar | 100
solar pv | Clarkstown Landfill Solar Facility | 60004_G_INV#2 | 60004 | G | INV#2 |  | Solar PV |  | NY_Z_G-I | New York | 36 | Rockland | 87 | 36087 | 1 | 0 | 2014 | 9999 |  |  | N | Solar | [13 empty] | 0 | 0 | 0 | 0 | [11 empty] | Onforce Solar | 100 | Onforce Solar | 100
solar pv | Daytona International Speedway Solar | 60005_G_1 | 60005 | G | 1 |  | Solar PV |  | FRCC | Florida | 12 | Volusia | 127 | 12127 | 0.8 | 0 | 2016 | 9999 |  |  | N | Solar | [13 empty] | 0 | 0 | 0 | 0 | [11 empty] | Florida Power & Light Co | 100 | NextEra Energy Inc | 100
solar pv | FIU Solar | 60006_G_1 | 60006 | G | 1 |  | Solar PV |  | FRCC | Florida | 12 | Miami Dade | 86 | 12086 | 0.8 | 0 | 2016 | 9999 |  |  | N | Solar | [13 empty] | 0 | 0 | 0 | 0 | [11 empty] | Florida Power & Light Co | 100 | NextEra Energy Inc | 100
solar pv | Morelos del Sol | 60007_G_MORLS | 60007 | G | MORLS |  | Solar PV |  | WECC_SCE | California | 6 | Kern | 29 | 06029 | 15 | 0 | 2015 | 9999 |  |  | N | Solar | [13 empty] | 0 | 0 | 0 | 0 | [11 empty] | Southern Turner Renewable Energy LLC | 100 | Southern Co | 100
solar pv | Hooper Solar | 60008_G_SCCO3 | 60008 | G | SCCO3 |  | Solar PV |  | WECC_CO | Colorado | 8 | Alamosa | 3 | 08003 | 52 | 0 | 2015 | 9999 |  |  | N | Solar | [13 empty] | 0 | 0 | 0 | 0 | [11 empty] | Solar Star Colorado III LLC | 100 | APG Asset Management US Inc | 100
solar pv | Murphy Flat Solar | 60009_G_IPMF | 60009 | G | IPMF |  | Solar PV |  | WECC_ID | Idaho | 16 | Owyhee | 73 | 16073 | 20 | 0 | 2017 | 9999 |  |  | N | Solar | [13 empty] | 0 | 0 | 0 | 0 | [11 empty] | Murphy Flat Power LLC | 100 | Murphy Flat Power LLC | 100
solar pv | Orchard Ranch Solar | 60010_G_IPOR | 60010 | G | IPOR |  | Solar PV |  | WECC_ID | Idaho | 16 | Ada | 1 | 16001 | 20 | 0 | 2017 | 9999 |  |  | N | Solar | [13 empty] | 0 | 0 | 0 | 0 | [11 empty] | Orchard Ranch Solar LLC | 100 | Orchard Ranch Solar LLC | 100
solar pv | American Falls Solar | 60011_G_IPAF | 60011 | G | IPAF |  | Solar PV |  | WECC_ID | Idaho | 16 | Power | 77 | 16077 | 20 | 0 | 2017 | 9999 |  |  | N | Solar | [13 empty] | 0 | 0 | 0 | 0 | [11 empty] | American Falls Solar LLC | 100 | American Falls Solar LLC | 100
solar pv | American Falls Solar II | 60012_G_IPAF2 | 60012 | G | IPAF2 |  | Solar PV |  | WECC_ID | Idaho | 16 | Power | 77 | 16077 | 20 | 0 | 2017 | 9999 |  |  | N | Solar | [13 empty] | 0 | 0 | 0 | 0 | [11 empty] | American Falls Solar II LLC | 100 | American Falls Solar II | 100
onshore wind | Grant Wind, LLC | 60013_G_GRANT | 60013 | G | GRANT |  | Onshore Wind |  | SPP_WEST | Oklahoma | 40 | Grant | 53 | 40053 | 151.8 | 0 | 2016 | 9999 |  |  | N | Wind | [13 empty] | 0 | 0 | 0 | 0 | [11 empty] | Grant Wind LLC | 100 | Southern Co | 100
solar pv | Manatee Solar Energy Center | 60014_G_1 | 60014 | G | 1 |  | Solar PV |  | FRCC | Florida | 12 | Manatee | 81 | 12081 | 74.9 | 0 | 2016 | 9999 |  |  | N | Solar | [13 empty] | 0 | 0 | 0 | 0 | [11 empty] | Florida Power & Light Co | 100 | NextEra Energy Inc | 100
onshore wind | Findlay Wind Farm | 60015_G_WNDW1 | 60015 | G | WNDW1 |  | Onshore Wind |  | PJM_West | Ohio | 39 | Hancock | 63 | 39063 | 3 | 0 | 2015 | 9999 |  |  | N | Wind | [13 empty] | 0 | 0 | 0 | 0 | [11 empty] | One Energy LLC | 100 | One Energy LLC | 100
0 | MESA 1 | 60016_G_A | 60016 | G | A |  | Energy Storage |  | WECC_PNW | Washington | 53 | Snohomish | 61 | 53061 | 1 | 0 | 2015 | 9999 |  |  | N | Energy Storage | [13 empty] | 0 | 0 | 0 | 0 | [11 empty] | PUD No 1 of Snohomish County | 100 | PUD No 1 of Snohomish County | 100
0 | MESA 1 | 60016_G_B | 60016 | G | B |  | Energy Storage |  | WECC_PNW | Washington | 53 | Snohomish | 61 | 53061 | 1 | 0 | 2016 | 9999 |  |  | N | Energy Storage | [13 empty] | 0 | 0 | 0 | 0 | [11 empty] | PUD No 1 of Snohomish County | 100 | PUD No 1 of Snohomish County | 100
solar pv | Domino Farms Solar | 60017_G_1 | 60017 | G | 1 |  | Solar PV |  | MIS_LMI | Michigan | 26 | Washtenaw | 161 | 26161 | 1 | 0 | 2015 | 9999 |  |  | N | Solar | [13 empty] | 0 | 0 | 0 | 0 | [11 empty] | DTE Electric Co | 100 | DTE Energy Co | 100
solar pv | Ford World Headquarters | 60018_G_1 | 60018 | G | 1 |  | Solar PV |  | MIS_LMI | Michigan | 26 | Wayne | 163 | 26163 | 1 | 0 | 2015 | 9999 |  |  | N | Solar | [13 empty] | 0 | 0 | 0 | 0 | [11 empty] | Ford Motor Co | 100 | Ford Motor Co | 100
solar pv | Greenwood Solar Farm | 60019_G_1 | 60019 | G | 1 |  | Solar PV |  | MIS_LMI | Michigan | 26 | St Clair | 147 | 26147 | 1.9 | 0 | 2016 | 9999 |  |  | N | Solar | [13 empty] | 0 | 0 | 0 | 0 | [11 empty] | DTE Electric Co | 100 | DTE Energy Co | 100
solar pv | Oxford | 60022_G_OXFRD | 60022 | G | OXFRD |  | Solar PV |  | NENGREST | Massachusetts | 25 | Worcester | 27 | 25027 | 2.8 | 0 | 2014 | 9999 |  |  | N | Solar | [13 empty] | 0 | 0 | 0 | 0 | [11 empty] | CVI Cleancapital Solar 6 | 100 | CleanCapital | 100
solar pv | SR Jenkins Ft Lupton | 60023_G_FTLUP | 60023 | G | FTLUP |  | Solar PV |  | WECC_CO | Colorado | 8 | Weld | 123 | 08123 | 13 | 0 | 2016 | 9999 |  |  | N | Solar | [13 empty] | 0 | 0 | 0 | 0 | [11 empty] | SR Jenkins LLC | 100 | Silicon Ranch Corp | 100
natural gas peaker | Eight Flags Energy | 60025_G_01 | 60025 | G | 01 |  | Combustion Turbine |  | FRCC | Florida | 12 | Nassau | 89 | 12089 | 21.3 | 10062 | 2016 | 9999 |  |  | Y | Natural Gas | [13 empty] | 0.011 | 0.011 | 0.011 | 0.011 | [11 empty] | Eight Flags Energy LLC | 100 | Chesapeake Utilities Corp | 100
solar pv | Little Rock Pham Solar | 60026_G_PV1 | 60026 | G | PV1 |  | Solar PV |  | WEC_LADW | California | 6 | Los Angeles | 37 | 06037 | 3 | 0 | 2015 | 9999 |  |  | N | Solar | [13 empty] | 0 | 0 | 0 | 0 | [11 empty] | West Hills Construction Inc | 100 | West Hills Construction Inc | 100
solar pv | Adera Solar | 60027_G_ADERA | 60027 | G | ADERA |  | Solar PV |  | WEC_CALN | California | 6 | Madera | 39 | 06039 | 19 | 0 | 2015 | 9999 |  |  | N | Solar | [13 empty] | 0 | 0 | 0 | 0 | [11 empty] | Sustainable Power Group LLC | 100 | Sustainable Power Group LLC | 100
solar pv | CES VMT Solar | 60029_G_VMMD | 60029 | G | VMMD |  | Solar PV |  | PJM_AP | Maryland | 24 | Washington | 43 | 24043 | 1.1 | 0 | 2015 | 9999 |  |  | N | Solar | [13 empty] | 0 | 0 | 0 | 0 | [11 empty] | Consolidated Edison Solutions Inc | 100 | Consolidated Edison Inc | 100
solar pv | Pecan Solar | 60030_G_PECAN | 60030 | G | PECAN |  | Solar PV |  | PJM_Dom | North Carolina | 37 | Northampton | 131 | 37131 | 74.9 | 0 | 2018 | 9999 |  |  | N | Solar | [13 empty] | 0 | 0 | 0 | 0 | [11 empty] | Geenex LLC | 100 | Geenex LLC | 100
solar pv | SunE Rochester | 60032_G_RCHTR | 60032 | G | RCHTR |  | Solar PV |  | WECC_SCE | California | 6 | San Bernardino | 71 | 06071 | 1 | 0 | 2016 | 9999 |  |  | N | Solar | [13 empty] | 0 | 0 | 0 | 0 | [11 empty] | SunE Solar XVI Lessor LLC | 100 | SunEdison | 100
solar pv | CA Flats Solar 130, LLC | 60033_G_GEN01 | 60033 | G | GEN01 |  | Solar PV |  | WEC_CALN | California | 6 | San Luis Obispo | 79 | 06079 | 130 | 0 | 2017 | 9999 |  |  | N | Solar | [13 empty] | 0 | 0 | 0 | 0 | [11 empty] | CA Flats Solar 130 LLC | 100 | Capital Dynamics | 100
solar pv | CA Flats Solar 150, LLC | 60034_G_GEN01 | 60034 | G | GEN01 |  | Solar PV |  | WEC_CALN | California | 6 | San Luis Obispo | 79 | 06079 | 150 | 0 | 2019 | 9999 |  |  | N | Solar | [13 empty] | 0 | 0 | 0 | 0 | [11 empty] | CA Flats Solar 150 LLC | 100 | First Solar Inc | 100
solar pv | Tequesquite Landfill Solar PV Project | 60035_G_RPU1 | 60035 | G | RPU1 |  | Solar PV |  | WECC_SCE | California | 6 | Riverside | 65 | 06065 | 7.3 | 0 | 2015 | 9999 |  |  | N | Solar | [13 empty] | 0 | 0 | 0 | 0 | [11 empty] | Solar Star California XXXI LLC | 100 | SunPower Corp | 100
solar pv | CCBC-Catonsville | 60036_G_PV1 | 60036 | G | PV1 |  | Solar PV |  | PJM_SMAC | Maryland | 24 | Howard | 27 | 24027 | 1.6 | 0 | 2015 | 9999 |  |  | N | Solar | [13 empty] | 0 | 0 | 0 | 0 | [11 empty] | Constellation Solar Maryland MC LLC | 100 | Exelon Corp | 100
solar pv | Owens Corning Headquarters | 60038_G_PV1 | 60038 | G | PV1 |  | Solar PV |  | PJM_ATSI | Ohio | 39 | Lucas | 95 | 39095 | 2.1 | 0 | 2015 | 9999 |  |  | N | Solar | [13 empty] | 0 | 0 | 0 | 0 | [11 empty] | Constellation NewEnergy Inc | 100 | Exelon Corp | 100
solar pv | Frontier Solar LLC | 60039_G_FTRS | 60039 | G | FTRS |  | Solar PV |  | WEC_CALN | California | 6 | Stanislaus | 99 | 06099 | 20 | 0 | 2016 | 9999 |  |  | N | Solar | [13 empty] | 0 | 0 | 0 | 0 | [11 empty] | Ridgeline Energy LLC | 100 | Brookfield Asset Management Inc | 100
0 | UI RCP New Haven Fuel Cell | 60040_G_NHFC | 60040 | G | NHFC |  | Fuel Cell |  | NENG_CT | Connecticut | 9 | New Haven | 9 | 09009 | 2.5 | 12673 | 2015 | 9999 |  |  | N | Natural Gas | [13 empty] | 0 | 0 | 0 | 0 | [11 empty] | UB Fuel Cell LLC | 100 | FuelCell Energy Inc | 100
solar pv | Cuyama Solar, LLC | 60043_G_GEN01 | 60043 | G | GEN01 |  | Solar PV |  | WECC_SCE | California | 6 | Santa Barbara | 83 | 06083 | 40 | 0 | 2017 | 9999 |  |  | N | Solar | [13 empty] | 0 | 0 | 0 | 0 | [11 empty] | Cuyama Solar LLC | 100 | D E Shaw & Co LP | 100
solar pv | Buckthorn Solar 1 | 60044_G_BKTH1 | 60044 | G | BKTH1 |  | Solar PV |  | ERC_WEST | Texas | 48 | Pecos | 371 | 48371 | 202 | 0 | 2018 | 9999 |  |  | N | Solar | [13 empty] | 0 | 0 | 0 | 0 | [11 empty] | Buckthorn WesTex LLC | 100 | NRG Energy Inc | 100
solar pv | Shoreham Solar Commons | 60045_G_GEN1 | 60045 | G | GEN1 |  | Solar PV |  | NY_Z_K | New York | 36 | Suffolk | 103 | 36103 | 24.9 | 0 | 2018 | 9999 |  |  | N | Solar | [13 empty] | 0 | 0 | 0 | 0 | [11 empty] | Invenergy LLC | 100 | Invenergy LLC | 100
solar pv | Portage Solar | 60046_G_PV7 | 60046 | G | PV7 |  | Solar PV |  | MIS_INKY | Indiana | 18 | Porter | 127 | 18127 | 1.5 | 0 | 2012 | 9999 |  |  | N | Solar | [13 empty] | 0 | 0 | 0 | 0 | [11 empty] | Portage Solar LLC | 100 | Allco Renewable Energy Limited | 100
solar pv | Middlebury Solar | 60047_G_PV6 | 60047 | G | PV6 |  | Solar PV |  | MIS_INKY | Indiana | 18 | Elkhart | 39 | 18039 | 1.5 | 0 | 2012 | 9999 |  |  | N | Solar | [13 empty] | 0 | 0 | 0 | 0 | [11 empty] | Middleburry Solar LLC | 100 | Allco Renewable Energy Limited | 100
solar pv | TWE Chocowinity Solar, LLC | 60048_G_FLS1 | 60048 | G | FLS1 |  | Solar PV |  | S_VACA | North Carolina | 37 | Beaufort | 13 | 37013 | 4.5 | 0 | 2015 | 9999 |  |  | N | Solar | [13 empty] | 0 | 0 | 0 | 0 | [11 empty] | TWE Chocowinity Solar Project LLC | 100 | Enel SpA | 100
onshore wind | Golden Hills Wind | 60049_G_GE | 60049 | G | GE |  | Onshore Wind |  | WEC_CALN | California | 6 | Alameda | 1 | 06001 | 85.9 | 0 | 2015 | 9999 |  |  | N | Wind | [13 empty] | 0 | 0 | 0 | 0 | [11 empty] | Golden Hills Wind LLC | 100 | NextEra Energy Inc | 100
solar pv | Innovative Solar 10 | 60050_G_FLS1 | 60050 | G | FLS1 |  | Solar PV |  | S_VACA | North Carolina | 37 | Haywood | 87 | 37087 | 1.5 | 0 | 2015 | 9999 |  |  | N | Solar | [13 empty] | 0 | 0 | 0 | 0 | [11 empty] | Innovative Solar 10 LLC | 100 | Innovative Solar Systems LLC | 100
solar pv | Innovative Solar 18, LLC | 60051_G_FLS1 | 60051 | G | FLS1 |  | Solar PV |  | S_VACA | North Carolina | 37 | Rutherford | 161 | 37161 | 1.9 | 0 | 2015 | 9999 |  |  | N | Solar | [13 empty] | 0 | 0 | 0 | 0 | [11 empty] | Innovative Solar 18 LLC | 100 | Innovative Solar Systems LLC | 100
solar pv | Innovative Solar 26, LLC | 60052_G_FLS1 | 60052 | G | FLS1 |  | Solar PV |  | S_VACA | North Carolina | 37 | Burke | 23 | 37023 | 1.9 | 0 | 2015 | 9999 |  |  | N | Solar | [13 empty] | 0 | 0 | 0 | 0 | [11 empty] | Innovative Solar 26 LLC | 100 | Innovative Solar Systems LLC | 100
solar pv | Innovative Solar 63, LLC | 60053_G_FLS1 | 60053 | G | FLS1 |  | Solar PV |  | S_VACA | North Carolina | 37 | Greene | 79 | 37079 | 4.9 | 0 | 2016 | 9999 |  |  | N | Solar | [13 empty] | 0 | 0 | 0 | 0 | [11 empty] | Innovative Solar 63 LLC | 100 | Innovative Solar Systems LLC | 100
0 | UI RCP Bridgeport Seaside | 60054_G_BPFC | 60054 | G | BPFC |  | Fuel Cell |  | NENG_CT | Connecticut | 9 | Fairfield | 1 | 09001 | 2.5 | 12880 | 2015 | 9999 |  |  | N | Natural Gas | [13 empty] | 0 | 0 | 0 | 0 | [11 empty] | UIL Distributed Resources LLC | 100 | Iberdrola SA | 100
solar pv | UI RCP Bridgeport Seaside | 60054_G_BPPV | 60054 | G | BPPV |  | Solar PV |  | NENG_CT | Connecticut | 9 | Fairfield | 1 | 09001 | 2.2 | 0 | 2016 | 9999 |  |  | N | Solar | [13 empty] | 0 | 0 | 0 | 0 | [11 empty] | UIL Distributed Resources LLC | 100 | Iberdrola SA | 100
solar pv | Innovative Solar 16 | 60055_G_FLS1 | 60055 | G | FLS1 |  | Solar PV |  | S_VACA | North Carolina | 37 | Henderson | 89 | 37089 | 2 | 0 | 2015 | 9999 |  |  | N | Solar | [13 empty] | 0 | 0 | 0 | 0 | [11 empty] | Innovative Solar 16 LLC | 100 | Innovative Solar Systems LLC | 100
solar pv | Syncarpha Palmer, LLC | 60056_G_SYNPA | 60056 | G | SYNPA |  | Solar PV |  | NENGREST | Massachusetts | 25 | Hampden | 13 | 25013 | 4.8 | 0 | 2015 | 9999 |  |  | N | Solar | [13 empty] | 0 | 0 | 0 | 0 | [11 empty] | Syncarpha Palmer LLC | 100 | Syncarpha Capital | 100
solar pv | Steel Bridge Solar, LLC | 60057_G_STEEL | 60057 | G | STEEL |  | Solar PV |  | WECC_PNW | Oregon | 41 | Polk | 53 | 41053 | 2.3 | 0 | 2016 | 9999 |  |  | N | Solar | [13 empty] | 0 | 0 | 0 | 0 | [11 empty] | OneEnergy Oregon Solar LLC | 100 | OneEnergy Inc | 100
solar pv | River Bend Solar, LLC | 60058_G_RVRBN | 60058 | G | RVRBN |  | Solar PV |  | S_C_TVA | Alabama | 1 | Lauderdale | 77 | 01077 | 75 | 0 | 2016 | 9999 |  |  | N | Solar | [13 empty] | 0 | 0 | 0 | 0 | [11 empty] | NextEra River Bend Solar LLC | 100 | NextEra Energy Inc | 100
onshore wind | Los Vientos V Wind Power | 60059_G_1 | 60059 | G | 1 |  | Onshore Wind |  | ERC_REST | Texas | 48 | Starr | 427 | 48427 | 110 | 0 | 2015 | 9999 |  |  | N | Wind | [13 empty] | 0 | 0 | 0 | 0 | [11 empty] | Los Vientos Windpower IV LLC | 100 | Duke Energy Corp | 100
solar pv | Lindberg FIeld Solar | 60060_G_SDIAA | 60060 | G | SDIAA |  | Solar PV |  | WEC_SDGE | California | 6 | San Diego | 73 | 06073 | 0.5 | 0 | 2015 | 9999 |  |  | N | Solar | [13 empty] | 0 | 0 | 0 | 0 | [11 empty] | Lindberg Field Solar 1 LLC | 100 | NRG Energy Inc | 100
solar pv | Lindberg FIeld Solar | 60060_G_SDIAB | 60060 | G | SDIAB |  | Solar PV |  | WEC_SDGE | California | 6 | San Diego | 73 | 06073 | 0.5 | 0 | 2015 | 9999 |  |  | N | Solar | [13 empty] | 0 | 0 | 0 | 0 | [11 empty] | Lindberg Field Solar 1 LLC | 100 | NRG Energy Inc | 100
solar pv | Lindberg FIeld Solar | 60060_G_SDIA2 | 60060 | G | SDIA2 |  | Solar PV |  | WEC_SDGE | California | 6 | San Diego | 73 | 06073 | 1.7 | 0 | 2016 | 9999 |  |  | N | Solar | [13 empty] | 0 | 0 | 0 | 0 | [11 empty] | Lindberg Field Solar 1 LLC | 100 | NRG Energy Inc | 100
solar pv | Citrus Solar Energy Center | 60061_G_1 | 60061 | G | 1 |  | Solar PV |  | FRCC | Florida | 12 | DeSoto | 27 | 12027 | 74.9 | 0 | 2016 | 9999 |  |  | N | Solar | [13 empty] | 0 | 0 | 0 | 0 | [11 empty] | Florida Power & Light Co | 100 | NextEra Energy Inc | 100
0 | Citrus Solar Energy Center | 60061_G_BA | 60061 | G | BA |  | Energy Storage |  | FRCC | Florida | 12 | DeSoto | 27 | 12027 | 4 | 0 | 2018 | 9999 |  |  | N | Energy Storage | [13 empty] | 0 | 0 | 0 | 0 | [11 empty] | Florida Power & Light Co | 100 | NextEra Energy Inc | 100
solar pv | Avalon Solar II | 60062_G_ASII | 60062 | G | ASII |  | Solar PV |  | WECC_AZ | Arizona | 4 | Pima | 19 | 04019 | 16 | 0 | 2016 | 9999 |  |  | N | Solar | [13 empty] | 0 | 0 | 0 | 0 | [11 empty] | Avalon Solar Partners II LLC | 100 | Centaurus Capital LP | 100
solar pv | Live Oak Solar, LLC | 60063_G_LVEOK | 60063 | G | LVEOK |  | Solar PV |  | S_SOU | Georgia | 13 | Candler | 43 | 13043 | 51 | 0 | 2016 | 9999 |  |  | N | Solar | [13 empty] | 0 | 0 | 0 | 0 | [11 empty] | Live Oak Solar LLC | 100 | NextEra Energy Inc | 100
solar pv | White Pine Solar, LLC | 60064_G_WHTPN | 60064 | G | WHTPN |  | Solar PV |  | S_SOU | Georgia | 13 | Taylor | 269 | 13269 | 101.2 | 0 | 2016 | 9999 |  |  | N | Solar | [13 empty] | 0 | 0 | 0 | 0 | [11 empty] | White Pine Solar LLC | 100 | NextEra Energy Inc | 100
solar pv | Federal Road Solar 1, LLC CSG | 60065_G_FEDRD | 60065 | G | FEDRD |  | Solar PV |  | NENGREST | Massachusetts | 25 | Plymouth | 23 | 25023 | 4.4 | 0 | 2015 | 9999 |  |  | N | Solar | [13 empty] | 0 | 0 | 0 | 0 | [11 empty] | Federal Road Solar 1 LLC | 100 | NRG Energy Inc | 100
solar pv | BWC Swan Pond River CSG | 60067_G_SPRMA | 60067 | G | SPRMA |  | Solar PV |  | NENGREST | Massachusetts | 25 | Bristol | 5 | 25005 | 1.6 | 0 | 2015 | 9999 |  |  | N | Solar | [13 empty] | 0 | 0 | 0 | 0 | [11 empty] | BWC Swan Pond River LLC | 100 | NRG Energy Inc | 100
solar pv | Grand View Solar Two | 60068_G_GVS2 | 60068 | G | GVS2 |  | Solar PV |  | WECC_ID | Idaho | 16 | Elmore | 39 | 16039 | 60 | 0 | 2016 | 9999 |  |  | N | Solar | [13 empty] | 0 | 0 | 0 | 0 | [11 empty] | Grand View PV Solar Two LLC | 100 | Alternative Power Development Northwest LLC | 100
solar pv | Grand View Solar Two | 60068_G_GVS5 | 60068 | G | GVS5 |  | Solar PV |  | WECC_ID | Idaho | 16 | Elmore | 39 | 16039 | 20 | 0 | 2016 | 9999 |  |  | N | Solar | [13 empty] | 0 | 0 | 0 | 0 | [11 empty] | Grand View PV Solar Two LLC | 100 | Alternative Power Development Northwest LLC | 100
onshore wind | Cedar Bluff Wind, LLC | 60069_G_CBLF1 | 60069 | G | CBLF1 |  | Onshore Wind |  | SPP_N | Kansas | 20 | Ness | 135 | 20135 | 198.6 | 0 | 2015 | 9999 |  |  | N | Wind | [13 empty] | 0 | 0 | 0 | 0 | [11 empty] | Cedar Bluff Wind LLC | 100 | NextEra Energy Inc | 100
solar pv | Perry Solar Facility | 60071_G_XXXXX | 60071 | G | XXXXX |  | Solar PV |  | FRCC | Florida | 12 | Taylor | 123 | 12123 | 5.1 | 0 | 2016 | 9999 |  |  | N | Solar | [13 empty] | 0 | 0 | 0 | 0 | [11 empty] | Duke Energy Florida | 100 | Duke Energy Corp | 100
solar pv | Neisler Street Solar | 60072_G_NSS1 | 60072 | G | NSS1 |  | Solar PV |  | S_VACA | North Carolina | 37 | Cleveland | 45 | 37045 | 2 | 0 | 2015 | 9999 |  |  | N | Solar | [13 empty] | 0 | 0 | 0 | 0 | [11 empty] | Neisler Street Solar I LLC | 100 | Brian Christopher Adams | 100
solar pv | Leominster | 60073_G_SNLEO | 60073 | G | SNLEO |  | Solar PV |  | NENGREST | Massachusetts | 25 | Worcester | 27 | 25027 | 2 | 0 | 2015 | 9999 |  |  | N | Solar | [13 empty] | 0 | 0 | 0 | 0 | [11 empty] | Syncarpha Masschusetts LLC | 100 | Syncarpha Capital | 100
solar pv | North Adams Landfill | 60074_G_SNNOA | 60074 | G | SNNOA |  | Solar PV |  | NENGREST | Massachusetts | 25 | Berkshire | 3 | 25003 | 2.2 | 0 | 2015 | 9999 |  |  | N | Solar | [13 empty] | 0 | 0 | 0 | 0 | [11 empty] | Syncarpha North Adams LLC | 100 | Syncarpha Capital | 100
solar pv | Fisher Road Solar | 60075_G_SYFRS | 60075 | G | SYFRS |  | Solar PV |  | NENGREST | Massachusetts | 25 | Bristol | 5 | 25005 | 4.6 | 0 | 2015 | 9999 |  |  | N | Solar | [13 empty] | 0 | 0 | 0 | 0 | [11 empty] | Fisher Road Solar I LLC | 100 | US Bancorp | 100
solar pv | Palmer Landfill | 60076_G_SYNPL | 60076 | G | SYNPL |  | Solar PV |  | NENGREST | Massachusetts | 25 | Hampden | 13 | 25013 | 4 | 0 | 2016 | 9999 |  |  | N | Solar | [13 empty] | 0 | 0 | 0 | 0 | [11 empty] | Syncarpha Bondsville LLC | 100 | Syncarpha Capital | 100
solar pv | CED Avenal | 60077_G_AVCA | 60077 | G | AVCA |  | Solar PV |  | WEC_CALN | California | 6 | Kings | 31 | 06031 | 15.8 | 0 | 2017 | 9999 |  |  | N | Solar | [13 empty] | 0 | 0 | 0 | 0 | [11 empty] | Consolidated Edison Development Inc | 100 | Consolidated Edison Inc | 100
solar pv | CED Ducor 1 | 60078_G_DU1CA | 60078 | G | DU1CA |  | Solar PV |  | WECC_SCE | California | 6 | Tulare | 107 | 06107 | 20 | 0 | 2016 | 9999 |  |  | N | Solar | [13 empty] | 0 | 0 | 0 | 0 | [11 empty] | CED Ducor Solar 1 LLC | 100 | Consolidated Edison Inc | 100
solar pv | CED Ducor 2 | 60079_G_DU2CA | 60079 | G | DU2CA |  | Solar PV |  | WECC_SCE | California | 6 | Tulare | 107 | 06107 | 20 | 0 | 2016 | 9999 |  |  | N | Solar | [13 empty] | 0 | 0 | 0 | 0 | [11 empty] | CED Ducor Solar 2 LLC | 100 | Consolidated Edison Inc | 100
solar pv | CED Ducor 3 | 60080_G_DU3CA | 60080 | G | DU3CA |  | Solar PV |  | WECC_SCE | California | 6 | Tulare | 107 | 06107 | 15 | 0 | 2016 | 9999 |  |  | N | Solar | [13 empty] | 0 | 0 | 0 | 0 | [11 empty] | CED Ducor Solar 3 LLC | 100 | Consolidated Edison Inc | 100
solar pv | CED Ducor 4 | 60081_G_DU4CA | 60081 | G | DU4CA |  | Solar PV |  | WECC_SCE | California | 6 | Tulare | 107 | 06107 | 20 | 0 | 2016 | 9999 |  |  | N | Solar | [13 empty] | 0 | 0 | 0 | 0 | [11 empty] | CED Ducor Solar 4 LLC | 100 | Consolidated Edison Inc | 100
solar pv | White Oak Solar, LLC | 60082_G_WHTOK | 60082 | G | WHTOK |  | Solar PV |  | S_SOU | Georgia | 13 | Burke | 33 | 13033 | 76.5 | 0 | 2016 | 9999 |  |  | N | Solar | [13 empty] | 0 | 0 | 0 | 0 | [11 empty] | White Oak Solar LLC | 100 | NextEra Energy Inc | 100
solar pv | Fresno Solar | 60083_G_PV-S | 60083 | G | PV-S |  | Solar PV |  | WEC_CALN | California | 6 | Fresno | 19 | 06019 | 1.5 | 0 | 2015 | 9999 |  |  | N | Solar | [13 empty] | 0 | 0 | 0 | 0 | [11 empty] | Wellhead Services Inc | 100 | Wellhead Services Inc | 100
solar pv | Fresno Solar | 60083_G_PV-W | 60083 | G | PV-W |  | Solar PV |  | WEC_CALN | California | 6 | Fresno | 19 | 06019 | 1.5 | 0 | 2015 | 9999 |  |  | N | Solar | [13 empty] | 0 | 0 | 0 | 0 | [11 empty] | Wellhead Services Inc | 100 | Wellhead Services Inc | 100
biomass | PCA-Valdosta Mill | 60084_B_1006 | 60084 | B | 1006 |  | Biomass |  | S_SOU | Georgia | 13 | Lowndes | 185 | 13185 | 4.4 | 7182 | 1954 | 9999 |  |  | Y | Biomass | Wet Scrubber | 1979 | 0.6 | [10 empty] | 0.22033 | 0.22033 | 0.22033 | 0.22033 | [11 empty] | Packaging Corp of America | 100 | Packaging Corp of America | 100
biomass | PCA-Valdosta Mill | 60084_B_1005 | 60084 | B | 1005 |  | Biomass |  | S_SOU | Georgia | 13 | Lowndes | 185 | 13185 | 4.4 | 7182 | 1964 | 9999 |  |  | Y | Biomass | Wet Scrubber | 1979 | 0.6 | [10 empty] | 0.22033 | 0.22033 | 0.22033 | 0.22033 | [11 empty] | Packaging Corp of America | 100 | Packaging Corp of America | 100
municipal solid waste | PCA-Valdosta Mill | 60084_B_7040 | 60084 | B | 7040 |  | Non-Fossil Waste |  | S_SOU | Georgia | 13 | Lowndes | 185 | 13185 | 57 | 7182 | 2011 | 9999 |  |  | Y | Non-Fossil Waste |  |  |  | LNB |  |  |  | ESPH | No |  |  |  |  | 0.11177 | 0.11177 | 0.11177 | 0.11177 | [11 empty] | Packaging Corp of America | 100 | Packaging Corp of America | 100
biomass | PCA-Valdosta Mill | 60084_B_7020A | 60084 | B | 7020A |  | Biomass |  | S_SOU | Georgia | 13 | Lowndes | 185 | 13185 | 4.4 | 7182 | 2014 | 9999 |  |  | Y | Biomass |  |  |  | LNB | [9 empty] | 0.2 | 0.2 | 0.2 | 0.2 | [11 empty] | Packaging Corp of America | 100 | Packaging Corp of America | 100
solar pv | AVS Lancaster 1 | 60085_G_PV1 | 60085 | G | PV1 |  | Solar PV |  | WEC_LADW | California | 6 | Los Angeles | 37 | 06037 | 3.7 | 0 | 2016 | 9999 |  |  | N | Solar | [13 empty] | 0 | 0 | 0 | 0 | [11 empty] | SolarCity Corp | 100 | Tesla Inc | 100
solar pv | US-TOPCO (Soccer Center) | 60086_G_PV1 | 60086 | G | PV1 |  | Solar PV |  | WEC_LADW | California | 6 | Los Angeles | 37 | 06037 | 3 | 0 | 2016 | 9999 |  |  | N | Solar | [13 empty] | 0 | 0 | 0 | 0 | [11 empty] | SolarCity Corp | 100 | Tesla Inc | 100
onshore wind | South Plains II | 60087_G_SPII | 60087 | G | SPII |  | Onshore Wind |  | ERC_PHDL | Texas | 48 | Floyd | 153 | 48153 | 300 | 0 | 2016 | 9999 |  |  | N | Wind | [13 empty] | 0 | 0 | 0 | 0 | [11 empty] | South Plains Wind Energy II LLC | 100 | Tri Global Energy | 100
onshore wind | Sunflower Wind Project | 60088_G_SNFLR | 60088 | G | SNFLR |  | Onshore Wind |  | MIS_MAPP | North Dakota | 38 | Morton | 59 | 38059 | 104 | 0 | 2016 | 9999 |  |  | N | Wind | [13 empty] | 0 | 0 | 0 | 0 | [11 empty] | Sunflower Wind Project LLC | 100 | Infinity Renewables LLC | 100
solar pv | Elkton Solar | 60089_G_ELKTN | 60089 | G | ELKTN |  | Solar PV |  | PJM_EMAC | Maryland | 24 | Cecil | 15 | 24015 | 1.6 | 0 | 2015 | 9999 |  |  | N | Solar | [13 empty] | 0 | 0 | 0 | 0 | [11 empty] | SunE DB27 LLC | 100 | SunEdison | 100
solar pv | Kingbird B Solar, LLC | 60091_G_GEN01 | 60091 | G | GEN01 |  | Solar PV |  | WECC_SCE | California | 6 | Kern | 29 | 06029 | 20 | 0 | 2016 | 9999 |  |  | N | Solar | [13 empty] | 0 | 0 | 0 | 0 | [11 empty] | Kingbird Solar B LLC | 100 | APG Asset Management US Inc | 100
solar pv | Blythe Solar II, LLC | 60092_G_BLCK4 | 60092 | G | BLCK4 |  | Solar PV |  | WECC_SCE | California | 6 | Riverside | 65 | 06065 | 33.2 | 0 | 2016 | 9999 |  |  | N | Solar | [13 empty] | 0 | 0 | 0 | 0 | [11 empty] | Blythe Solar II LLC | 100 | NextEra Energy Inc | 100
solar pv | Blythe Solar II, LLC | 60092_G_BLCK5 | 60092 | G | BLCK5 |  | Solar PV |  | WECC_SCE | California | 6 | Riverside | 65 | 06065 | 33.9 | 0 | 2016 | 9999 |  |  | N | Solar | [13 empty] | 0 | 0 | 0 | 0 | [11 empty] | Blythe Solar II LLC | 100 | NextEra Energy Inc | 100
solar pv | Blythe Solar II, LLC | 60092_G_BLCK6 | 60092 | G | BLCK6 |  | Solar PV |  | WECC_SCE | California | 6 | Riverside | 65 | 06065 | 32 | 0 | 2016 | 9999 |  |  | N | Solar | [13 empty] | 0 | 0 | 0 | 0 | [11 empty] | Blythe Solar II LLC | 100 | NextEra Energy Inc | 100
solar pv | Blythe Solar II, LLC | 60092_G_BLCK7 | 60092 | G | BLCK7 |  | Solar PV |  | WECC_SCE | California | 6 | Riverside | 65 | 06065 | 32.1 | 0 | 2016 | 9999 |  |  | N | Solar | [13 empty] | 0 | 0 | 0 | 0 | [11 empty] | Blythe Solar II LLC | 100 | NextEra Energy Inc | 100
solar pv | Blythe Solar 110, LLC | 60093_G_BLCK1 | 60093 | G | BLCK1 |  | Solar PV |  | WECC_SCE | California | 6 | Riverside | 65 | 06065 | 38.7 | 0 | 2016 | 9999 |  |  | N | Solar | [13 empty] | 0 | 0 | 0 | 0 | [11 empty] | Blythe Solar 110 LLC | 100 | NextEra Energy Inc | 100
solar pv | Blythe Solar 110, LLC | 60093_G_BLCK2 | 60093 | G | BLCK2 |  | Solar PV |  | WECC_SCE | California | 6 | Riverside | 65 | 06065 | 36.3 | 0 | 2016 | 9999 |  |  | N | Solar | [13 empty] | 0 | 0 | 0 | 0 | [11 empty] | Blythe Solar 110 LLC | 100 | NextEra Energy Inc | 100
solar pv | Blythe Solar 110, LLC | 60093_G_BLCK3 | 60093 | G | BLCK3 |  | Solar PV |  | WECC_SCE | California | 6 | Riverside | 65 | 06065 | 34.8 | 0 | 2016 | 9999 |  |  | N | Solar | [13 empty] | 0 | 0 | 0 | 0 | [11 empty] | Blythe Solar 110 LLC | 100 | NextEra Energy Inc | 100
solar pv | Town of Chestertown- Chestertown WWTP | 60096_G_PV1 | 60096 | G | PV1 |  | Solar PV |  | PJM_EMAC | Maryland | 24 | Kent | 29 | 24029 | 1 | 0 | 2015 | 9999 |  |  | N | Solar | [13 empty] | 0 | 0 | 0 | 0 | [11 empty] | SolarCity Corp | 100 | Tesla Inc | 100
solar pv | Onondaga County - Metro Water Board | 60097_G_PV1 | 60097 | G | PV1 |  | Solar PV |  | NY_Z_C&E | New York | 36 | Onondaga | 67 | 36067 | 1 | 0 | 2016 | 9999 |  |  | N | Solar | [13 empty] | 0 | 0 | 0 | 0 | [11 empty] | SolarCity Corp | 100 | Tesla Inc | 100
solar pv | Onondaga County - Oak Orchard WWTP | 60098_G_PV1 | 60098 | G | PV1 |  | Solar PV |  | NY_Z_C&E | New York | 36 | Onondaga | 67 | 36067 | 2 | 0 | 2017 | 9999 |  |  | N | Solar | [13 empty] | 0 | 0 | 0 | 0 | [11 empty] | SolarCity Corp | 100 | Tesla Inc | 100
solar pv | Hewlett-Packard (HP) - Andover, MA | 60099_G_PV1 | 60099 | G | PV1 |  | Solar PV |  | NENGREST | Massachusetts | 25 | Essex | 9 | 25009 | 1.7 | 0 | 2017 | 9999 |  |  | N | Solar | [13 empty] | 0 | 0 | 0 | 0 | [11 empty] | SolarCity Corp | 100 | Tesla Inc | 100
biomass | Dinuba Energy | 60100_B_B-1 | 60100 | B | B-1 |  | Biomass |  | WECC_SCE | California | 6 | Tulare | 107 | 06107 | 11.5 | 18029 | 1985 | 9999 |  |  | N | Biomass |  |  |  | NH3 |  |  |  | ESPC + C | No |  |  |  |  | 0.22033 | 0.22033 | 0.22033 | 0.22033 | [11 empty] | Soledad Energy | 100 | Yanke Energy Inc | 100
solar pv | Shelby Randolph Road Solar 1, LLC | 60101_G_SRR | 60101 | G | SRR |  | Solar PV |  | S_VACA | North Carolina | 37 | Cleveland | 45 | 37045 | 1.9 | 0 | 2015 | 9999 |  |  | N | Solar | [13 empty] | 0 | 0 | 0 | 0 | [11 empty] | Shelby Randolph Road Solar I LLC | 100 | Brian Adams | 100
natural gas peaker | Lorin Industries | 60102_G_1 | 60102 | G | 1 |  | Combustion Turbine | IC Engine | MIS_LMI | Michigan | 26 | Muskegon | 121 | 26121 | 0.8 | 8700 | 1990 | 9999 |  |  | Y | Natural Gas | [13 empty] | 0.67219 | 0.67219 | 0.67219 | 0.67219 | [11 empty] | Lorin Industries | 100 | Lorin Industries | 100
natural gas peaker | Lorin Industries | 60102_G_2 | 60102 | G | 2 |  | Combustion Turbine | IC Engine | MIS_LMI | Michigan | 26 | Muskegon | 121 | 26121 | 0.8 | 8700 | 1990 | 9999 |  |  | Y | Natural Gas | [13 empty] | 0.67219 | 0.67219 | 0.67219 | 0.67219 | [11 empty] | Lorin Industries | 100 | Lorin Industries | 100
natural gas peaker | Lorin Industries | 60102_G_3 | 60102 | G | 3 |  | Combustion Turbine | IC Engine | MIS_LMI | Michigan | 26 | Muskegon | 121 | 26121 | 0.8 | 8700 | 1990 | 9999 |  |  | Y | Natural Gas | [13 empty] | 0.67219 | 0.67219 | 0.67219 | 0.67219 | [11 empty] | Lorin Industries | 100 | Lorin Industries | 100
natural gas peaker | Lorin Industries | 60102_G_4 | 60102 | G | 4 |  | Combustion Turbine | IC Engine | MIS_LMI | Michigan | 26 | Muskegon | 121 | 26121 | 0.8 | 8700 | 1990 | 9999 |  |  | Y | Natural Gas | [13 empty] | 0.67219 | 0.67219 | 0.67219 | 0.67219 | [11 empty] | Lorin Industries | 100 | Lorin Industries | 100
onshore wind | Javelina Wind Energy, LLC | 60104_G_GEWTG | 60104 | G | GEWTG |  | Onshore Wind |  | ERC_REST | Texas | 48 | Webb | 479 | 48479 | 249.7 | 0 | 2015 | 9999 |  |  | N | Wind | [13 empty] | 0 | 0 | 0 | 0 | [11 empty] | Javelina Wind Energy LLC | 100 | NextEra Energy Inc | 100
solar pv | Lafayette Solar I, LLC | 60105_G_LAF | 60105 | G | LAF |  | Solar PV |  | S_VACA | North Carolina | 37 | Cleveland | 45 | 37045 | 1.9 | 0 | 2015 | 9999 |  |  | N | Solar | [13 empty] | 0 | 0 | 0 | 0 | [11 empty] | Lafayette Solar I LLC | 100 | Brian Christopher Adams | 100
solar pv | Rockingham Solar, LLC | 60106_G_ROCK | 60106 | G | ROCK |  | Solar PV |  | S_VACA | North Carolina | 37 | Richmond | 153 | 37153 | 4.9 | 0 | 2015 | 9999 |  |  | N | Solar | [13 empty] | 0 | 0 | 0 | 0 | [11 empty] | North Star Development Services LLC | 100 | North Star Development Services LLC | 100
solar pv | York Road Solar I, LLC | 60107_G_YORK | 60107 | G | YORK |  | Solar PV |  | S_VACA | North Carolina | 37 | Cleveland | 45 | 37045 | 1.9 | 0 | 2015 | 9999 |  |  | N | Solar | [13 empty] | 0 | 0 | 0 | 0 | [11 empty] | York Road Solar I LLC | 100 | William Graham Adams Jr | 100
solar pv | SID Solar I, LLC | 60108_G_SID | 60108 | G | SID |  | Solar PV |  | S_VACA | North Carolina | 37 | Cleveland | 45 | 37045 | 4.9 | 0 | 2015 | 9999 |  |  | N | Solar | [13 empty] | 0 | 0 | 0 | 0 | [11 empty] | Sid Solar I LLC | 100 | Brian Christopher Adams | 100
0 | UDR Glastonbury Fuel Cell | 60109_G_UDRFC | 60109 | G | UDRFC |  | Fuel Cell |  | NENG_CT | Connecticut | 9 | Hartford | 3 | 09003 | 2.5 | 8060 | 2016 | 9999 |  |  | N | Natural Gas | [13 empty] | 0 | 0 | 0 | 0 | [11 empty] | UIL Distributed Resources LLC | 100 | Iberdrola SA | 100
solar pv | Town of Needham VNEM CSG | 60110_G_PV1 | 60110 | G | PV1 |  | Solar PV |  | NENGREST | Massachusetts | 25 | Norfolk | 21 | 25021 | 3 | 0 | 2016 | 9999 |  |  | N | Solar | [13 empty] | 0 | 0 | 0 | 0 | [11 empty] | SolarCity Corp | 100 | Tesla Inc | 100
solar pv | Williamsburg Solar LLC VNEM CSG | 60111_G_PV1 | 60111 | G | PV1 |  | Solar PV |  | NENGREST | Massachusetts | 25 | Hampshire | 15 | 25015 | 2.2 | 0 | 2016 | 9999 |  |  | N | Solar | [13 empty] | 0 | 0 | 0 | 0 | [11 empty] | SolarCity Corp | 100 | Tesla Inc | 100
solar pv | Oregon Convention Center | 60112_G_PV1 | 60112 | G | PV1 |  | Solar PV |  | WECC_PNW | Oregon | 41 | Multnomah | 51 | 41051 | 1.4 | 0 | 2016 | 9999 |  |  | N | Solar | [13 empty] | 0 | 0 | 0 | 0 | [11 empty] | SolarCity Corp | 100 | Tesla Inc | 100
solar pv | Jackson Board of Education-Liberty HS | 60113_G_PV1 | 60113 | G | PV1 |  | Solar PV |  | PJM_EMAC | New Jersey | 34 | Ocean | 29 | 34029 | 1.2 | 0 | 2016 | 9999 |  |  | N | Solar | [13 empty] | 0 | 0 | 0 | 0 | [11 empty] | SolarCity Corp | 100 | Tesla Inc | 100
solar pv | Oneida County- DPW | 60114_G_PV1 | 60114 | G | PV1 |  | Solar PV |  | NY_Z_C&E | New York | 36 | Oneida | 65 | 36065 | 1.5 | 0 | 2017 | 9999 |  |  | N | Solar | [13 empty] | 0 | 0 | 0 | 0 | [11 empty] | SolarCity Corp | 100 | Tesla Inc | 100
solar pv | Town of Halfmoon | 60115_G_PV1 | 60115 | G | PV1 |  | Solar PV |  | NY_Z_F | New York | 36 | Saratoga | 91 | 36091 | 1 | 0 | 2017 | 9999 |  |  | N | Solar | [13 empty] | 0 | 0 | 0 | 0 | [11 empty] | SolarCity Corp | 100 | Tesla Inc | 100
solar pv | BJ's Wholesale Club, Inc- Uxbridge | 60116_G_PV1 | 60116 | G | PV1 |  | Solar PV |  | NENGREST | Massachusetts | 25 | Worcester | 27 | 25027 | 1 | 0 | 2017 | 9999 |  |  | N | Solar | [13 empty] | 0 | 0 | 0 | 0 | [11 empty] | SolarCity Corp | 100 | Tesla Inc | 100
solar pv | Western Michigan Solar Gardens | 60117_G_1 | 60117 | G | 1 |  | Solar PV |  | MIS_LMI | Michigan | 26 | Kalamazoo | 77 | 26077 | 1 | 0 | 2016 | 9999 |  |  | N | Solar | [13 empty] | 0 | 0 | 0 | 0 | [11 empty] | Consumers Energy Co | 100 | CMS Energy Corp | 100
solar pv | Grand Valley Solar Gardens | 60118_G_1 | 60118 | G | 1 |  | Solar PV |  | MIS_LMI | Michigan | 26 | Ottawa | 139 | 26139 | 3 | 0 | 2016 | 9999 |  |  | N | Solar | [13 empty] | 0 | 0 | 0 | 0 | [11 empty] | Consumers Energy Co | 100 | CMS Energy Corp | 100
hydro | Granby Hydro | 60119_G_GEN1 | 60119 | G | GEN1 |  | Hydro |  | WECC_CO | Colorado | 8 | Grand | 49 | 08049 | 1.2 | 0 | 2016 | 9999 |  |  | N | Hydro | [13 empty] | 0 | 0 | 0 | 0 | [11 empty] | Northern Water | 100 | Northern Water | 100
solar pv | HCE Johnston I, LLC | 60121_G_HCEJI | 60121 | G | HCEJI |  | Solar PV |  | S_VACA | North Carolina | 37 | Johnston | 101 | 37101 | 2.6 | 0 | 2015 | 9999 |  |  | N | Solar | [13 empty] | 0 | 0 | 0 | 0 | [11 empty] | HCE Johnston Solar I LLC | 100 | Holocene Clean Energy Inc | 100
natural gas combined cycle | Colorado Bend II | 60122_G_CT7 | 60122 | G | CT7 | 91195 | Combined Cycle |  | ERC_REST | Texas | 48 | Wharton | 481 | 48481 | 313.2 | 7050 | 2017 | 9999 |  |  | N | Natural Gas |  |  |  | NH3 | SCR | [8 empty] | 0.0046591 | 0.0046591 | 0.0046591 | 0.0046591 | [11 empty] | Colorado Bend II Power LLC | 100 | Exelon Corp | 100
natural gas combined cycle | Colorado Bend II | 60122_G_CT8 | 60122 | G | CT8 | 91196 | Combined Cycle |  | ERC_REST | Texas | 48 | Wharton | 481 | 48481 | 313.2 | 7050 | 2017 | 9999 |  |  | N | Natural Gas |  |  |  | NH3 | SCR | [8 empty] | 0.0046591 | 0.0046591 | 0.0046591 | 0.0046591 | [11 empty] | Colorado Bend II Power LLC | 100 | Exelon Corp | 100
natural gas combined cycle | Colorado Bend II | 60122_G_STG9 | 60122 | G | STG9 | 91195 | Combined Cycle |  | ERC_REST | Texas | 48 | Wharton | 481 | 48481 | 461.4 | 7050 | 2017 | 9999 |  |  | N | Natural Gas |  |  |  | LNB | SCR | [8 empty] | 0.0046591 | 0.0046591 | 0.0046591 | 0.0046591 | [11 empty] | Colorado Bend II Power LLC | 100 | Exelon Corp | 100
solar pv | Castle Gap Solar Hybrid | 60123_G_CGAP | 60123 | G | CGAP |  | Solar PV |  | ERC_WEST | Texas | 48 | Upton | 461 | 48461 | 180 | 0 | 2018 | 9999 |  |  | N | Solar | [13 empty] | 0 | 0 | 0 | 0 | [11 empty] | Upton County Solar 2 LLC | 100 | Vistra Energy | 100
0 | Castle Gap Solar Hybrid | 60123_G_BAT1 | 60123 | G | BAT1 |  | Energy Storage |  | ERC_WEST | Texas | 48 | Upton | 461 | 48461 | 9.9 | 0 | 2019 | 9999 |  |  | N | Energy Storage | [13 empty] | 0 | 0 | 0 | 0 | [11 empty] | Upco Power I LLC | 100 | SunEdison | 100
solar pv | Goldfinch | 60124_G_GFNCH | 60124 | G | GFNCH |  | Solar PV |  | FRCC | Florida | 12 | Polk | 105 | 12105 | 3 | 0 | 2016 | 9999 |  |  | N | Solar | [13 empty] | 0 | 0 | 0 | 0 | [11 empty] | LKL Goldfinch LLC | 100 | SunEdison | 100
onshore wind | Harpster Wind | 60126_G_H1 | 60126 | G | H1 |  | Onshore Wind |  | PJM_West | Ohio | 39 | Wyandot | 175 | 39175 | 1.5 | 0 | 2016 | 9999 |  |  | N | Wind | [13 empty] | 0 | 0 | 0 | 0 | [11 empty] | OEE XVII LLC | 100 | One Energy LLC | 100
solar pv | Eastern Shore Solar, LLC | 60127_G_PV1 | 60127 | G | PV1 |  | Solar PV |  | PJM_EMAC | Virginia | 51 | Accomack | 1 | 51001 | 80 | 0 | 2016 | 9999 |  |  | N | Solar | [13 empty] | 0 | 0 | 0 | 0 | [11 empty] | Eastern Shore Solar LLC | 100 | Dominion Energy Inc | 100
onshore wind | Zephyr Wind | 60128_G_Z1 | 60128 | G | Z1 |  | Onshore Wind |  | PJM_West | Ohio | 39 | Hancock | 63 | 39063 | 1.5 | 0 | 2015 | 9999 |  |  | N | Wind | [13 empty] | 0 | 0 | 0 | 0 | [11 empty] | One Energy LLC | 100 | One Energy LLC | 100
onshore wind | Zephyr Wind | 60128_G_Z2 | 60128 | G | Z2 |  | Onshore Wind |  | PJM_West | Ohio | 39 | Hancock | 63 | 39063 | 1.5 | 0 | 2015 | 9999 |  |  | N | Wind | [13 empty] | 0 | 0 | 0 | 0 | [11 empty] | One Energy LLC | 100 | One Energy LLC | 100
onshore wind | Zephyr Wind | 60128_G_Z3 | 60128 | G | Z3 |  | Onshore Wind |  | PJM_West | Ohio | 39 | Hancock | 63 | 39063 | 1.5 | 0 | 2015 | 9999 |  |  | N | Wind | [13 empty] | 0 | 0 | 0 | 0 | [11 empty] | One Energy LLC | 100 | One Energy LLC | 100
solar pv | Red Toad 1425 A Powatan Road, LLC | 60129_G_POW | 60129 | G | POW |  | Solar PV |  | S_VACA | North Carolina | 37 | Johnston | 101 | 37101 | 1.9 | 0 | 2015 | 9999 |  |  | N | Solar | [13 empty] | 0 | 0 | 0 | 0 | [11 empty] | Red Toad 1425 A Powatan Road LLC | 100 | Red Toad 1425 A Powatan Road LLC | 100
natural gas peaker | Big Sand Draw Plant | 60130_G_1 | 60130 | G | 1 |  | Combustion Turbine | IC Engine | WECC_WY | Wyoming | 56 | Fremont | 13 | 56013 | 1.4 | 11686 | 2015 | 9999 |  |  | N | Natural Gas | [13 empty] | 1.061 | 1.061 | 1.061 | 1.061 | [11 empty] | Devon Energy Production Co LP | 100 | Devon Energy Corp | 100
natural gas peaker | Big Sand Draw Plant | 60130_G_2 | 60130 | G | 2 |  | Combustion Turbine | IC Engine | WECC_WY | Wyoming | 56 | Fremont | 13 | 56013 | 1.4 | 11686 | 2015 | 9999 |  |  | N | Natural Gas | [13 empty] | 1.061 | 1.061 | 1.061 | 1.061 | [11 empty] | Devon Energy Production Co LP | 100 | Devon Energy Corp | 100
natural gas peaker | Big Sand Draw Plant | 60130_G_4 | 60130 | G | 4 |  | Combustion Turbine | IC Engine | WECC_WY | Wyoming | 56 | Fremont | 13 | 56013 | 1.4 | 11686 | 2015 | 9999 |  |  | N | Natural Gas | [13 empty] | 1.061 | 1.061 | 1.061 | 1.061 | [11 empty] | Devon Energy Production Co LP | 100 | Devon Energy Corp | 100
natural gas peaker | Big Sand Draw Plant | 60130_G_5 | 60130 | G | 5 |  | Combustion Turbine | IC Engine | WECC_WY | Wyoming | 56 | Fremont | 13 | 56013 | 1.4 | 11686 | 2015 | 9999 |  |  | N | Natural Gas | [13 empty] | 1.061 | 1.061 | 1.061 | 1.061 | [11 empty] | Devon Energy Production Co LP | 100 | Devon Energy Corp | 100
natural gas peaker | Big Sand Draw Plant | 60130_G_6 | 60130 | G | 6 |  | Combustion Turbine | IC Engine | WECC_WY | Wyoming | 56 | Fremont | 13 | 56013 | 1.4 | 11686 | 2015 | 9999 |  |  | N | Natural Gas | [13 empty] | 1.061 | 1.061 | 1.061 | 1.061 | [11 empty] | Devon Energy Production Co LP | 100 | Devon Energy Corp | 100
solar pv | Durham Solar | 60131_G_DURM | 60131 | G | DURM |  | Solar PV |  | S_VACA | North Carolina | 37 | Durham | 63 | 37063 | 3.4 | 0 | 2015 | 9999 |  |  | N | Solar | [13 empty] | 0 | 0 | 0 | 0 | [11 empty] | Durham Solar LLC | 100 | Cypress Creek Holdings LLC | 100
onshore wind | New Creek Wind | 60132_G_NCG01 | 60132 | G | NCG01 |  | Onshore Wind |  | PJM_AP | West Virginia | 54 | Grant | 23 | 54023 | 103 | 0 | 2016 | 9999 |  |  | N | Wind | [13 empty] | 0 | 0 | 0 | 0 | [11 empty] | New Creek Wind LLC | 100 | Enbridge Energy Partners LP | 100
solar pv | Morgan Farm, LLC | 60133_G_MOR | 60133 | G | MOR |  | Solar PV |  | S_VACA | North Carolina | 37 | Franklin | 69 | 37069 | 4.9 | 0 | 2015 | 9999 |  |  | N | Solar | [13 empty] | 0 | 0 | 0 | 0 | [11 empty] | Morgan Farm LLC | 100 | Enlight Solar LLC | 100
solar pv | Nashville Farms, LLC | 60134_G_NASH | 60134 | G | NASH |  | Solar PV |  | S_VACA | North Carolina | 37 | Nash | 127 | 37127 | 1.9 | 0 | 2015 | 9999 |  |  | N | Solar | [13 empty] | 0 | 0 | 0 | 0 | [11 empty] | Nashville Farms LLC | 100 | Sunrise Energy Ventures LLC | 100
solar pv | Cedar Solar, LLC | 60135_G_CED | 60135 | G | CED |  | Solar PV |  | S_VACA | North Carolina | 37 | Duplin | 61 | 37061 | 4.9 | 0 | 2015 | 9999 |  |  | N | Solar | [13 empty] | 0 | 0 | 0 | 0 | [11 empty] | Cedar Solar LLC | 100 | NARENCO | 100
solar pv | Elm Solar, LLC | 60136_G_ELM | 60136 | G | ELM |  | Solar PV |  | S_VACA | North Carolina | 37 | Lee | 105 | 37105 | 4.9 | 0 | 2015 | 9999 |  |  | N | Solar | [13 empty] | 0 | 0 | 0 | 0 | [11 empty] | Elm Solar LLC | 100 | NARENCO | 100
biomass | Glasgow LFGTE | 60137_G_1 | 60137 | G | 1 |  | Landfill Gas |  | PJM_West | Kentucky | 21 | Barren | 9 | 21009 | 1 | 13500 | 2015 | 9999 |  |  | N | Landfill Gas | [13 empty] | 0.22117 | 0.22117 | 0.22117 | 0.22117 | [11 empty] | East Kentucky Power Coop | 100 | East Kentucky Power Coop | 100
solar pv | Lemoore 1 | 60142_G_LEPV1 | 60142 | G | LEPV1 |  | Solar PV |  | WEC_CALN | California | 6 | Kings | 31 | 06031 | 1.5 | 0 | 2016 | 9999 |  |  | N | Solar | [13 empty] | 0 | 0 | 0 | 0 | [11 empty] | Immodo Energy Services Corp | 100 | Immodo Group | 100
onshore wind | Peak View Wind Farm | 60143_G_WTG | 60143 | G | WTG |  | Onshore Wind |  | WECC_CO | Colorado | 8 | Huerfano | 55 | 08055 | 60.8 | 0 | 2016 | 9999 |  |  | N | Wind | [13 empty] | 0 | 0 | 0 | 0 | [11 empty] | Peak View Wind Energy LLC | 100 | Invenergy LLC | 100
solar pv | Baltimore Church Solar, LLC | 60144_G_FLS1 | 60144 | G | FLS1 |  | Solar PV |  | S_VACA | North Carolina | 37 | Robeson | 155 | 37155 | 5.4 | 0 | 2017 | 9999 |  |  | N | Solar | [13 empty] | 0 | 0 | 0 | 0 | [11 empty] | Baltimore Church Solar LLC | 100 | FLS Energy Inc | 100
onshore wind | Broadview Energy JN, LLC | 60145_G_1 | 60145 | G | 1 |  | Onshore Wind |  | WECC_NM | New Mexico | 35 | Curry | 9 | 35009 | 181.7 | 0 | 2017 | 9999 |  |  | N | Wind | [13 empty] | 0 | 0 | 0 | 0 | [11 empty] | Broadview Energy JN LLC | 100 | Canada Pension Plan Investment Board | 100
solar pv | Cohen Farm Solar, LLC | 60146_G_FLS1 | 60146 | G | FLS1 |  | Solar PV |  | S_VACA | North Carolina | 37 | Lee | 105 | 37105 | 6.5 | 0 | 2016 | 9999 |  |  | N | Solar | [13 empty] | 0 | 0 | 0 | 0 | [11 empty] | Cohen Farm Solar LLC | 100 | Cypress Creek Holdings LLC | 100
solar pv | Floyd Solar, LLC | 60147_G_FLS1 | 60147 | G | FLS1 |  | Solar PV |  | S_VACA | North Carolina | 37 | Robeson | 155 | 37155 | 6.5 | 0 | 2016 | 9999 |  |  | N | Solar | [13 empty] | 0 | 0 | 0 | 0 | [11 empty] | Floyd Road Solar Farm LLC | 100 | Floyd Road Solar Farm LLC | 100
solar pv | Innovative Solar 43, LLC | 60149_G_FLS1 | 60149 | G | FLS1 |  | Solar PV |  | S_VACA | North Carolina | 37 | Bladen | 17 | 37017 | 50.8 | 0 | 2016 | 9999 |  |  | N | Solar | [13 empty] | 0 | 0 | 0 | 0 | [11 empty] | Innovative Solar 43 LLC | 100 | Innovative Solar Systems LLC | 100
solar pv | Cornell Geneva Solar Farm | 60150_G_ARGOS | 60150 | G | ARGOS |  | Solar PV |  | NY_Z_C&E | New York | 36 | Ontario | 69 | 36069 | 2 | 0 | 2015 | 9999 |  |  | N | Solar | [13 empty] | 0 | 0 | 0 | 0 | [11 empty] | Argos Solar LLC | 100 | Argos Solar LLC | 100
solar pv | Building F | 60151_G_BLDGF | 60151 | G | BLDGF |  | Solar PV |  | WEC_LADW | California | 6 | Los Angeles | 37 | 06037 | 1.3 | 0 | 2016 | 9999 |  |  | N | Solar | [13 empty] | 0 | 0 | 0 | 0 | [11 empty] | Golden Springs Building F LLC | 100 | Golden Springs Development Co LLC | 100
onshore wind | Broadview Energy KW, LLC | 60152_G_1 | 60152 | G | 1 |  | Onshore Wind |  | WECC_NM | New Mexico | 35 | Curry | 9 | 35009 | 142.6 | 0 | 2017 | 9999 |  |  | N | Wind | [13 empty] | 0 | 0 | 0 | 0 | [11 empty] | Broadview Energy KW LLC | 100 | Canada Pension Plan Investment Board | 100
solar pv | Building G | 60153_G_BLDGG | 60153 | G | BLDGG |  | Solar PV |  | WEC_LADW | California | 6 | Los Angeles | 37 | 06037 | 1.2 | 0 | 2016 | 9999 |  |  | N | Solar | [13 empty] | 0 | 0 | 0 | 0 | [11 empty] | Golden Springs Development Co LLC | 100 | Golden Springs Development Co LLC | 100
solar pv | Buidling L | 60154_G_BLDG1 | 60154 | G | BLDG1 |  | Solar PV |  | WEC_LADW | California | 6 | Los Angeles | 37 | 06037 | 1 | 0 | 2016 | 9999 |  |  | N | Solar | [13 empty] | 0 | 0 | 0 | 0 | [11 empty] | Golden Springs Development Co LLC | 100 | Golden Springs Development Co LLC | 100
solar pv | Shelter Solar | 60156_G_PV1 | 60156 | G | PV1 |  | Solar PV |  | S_VACA | North Carolina | 37 | Hoke | 93 | 37093 | 5 | 0 | 2018 | 9999 |  |  | N | Solar | [13 empty] | 0 | 0 | 0 | 0 | [11 empty] | Shelter Solar LLC | 100 | Cate Street Capital Inc | 100
solar pv | Heedeh Solar | 60157_G_PV1 | 60157 | G | PV1 |  | Solar PV |  | S_VACA | North Carolina | 37 | Columbus | 47 | 37047 | 4.5 | 0 | 2018 | 9999 |  |  | N | Solar | [13 empty] | 0 | 0 | 0 | 0 | [11 empty] | Heedeh Solar LLC | 100 | Cate Street Capital Inc | 100
solar pv | Daystar Solar | 60179_G_PV1 | 60179 | G | PV1 |  | Solar PV |  | S_VACA | North Carolina | 37 | Jones | 103 | 37103 | 5 | 0 | 2017 | 9999 |  |  | N | Solar | [13 empty] | 0 | 0 | 0 | 0 | [11 empty] | Daystar Solar LLC | 100 | Cate Street Capital Inc | 100
solar pv | Kathleen Solar | 60180_G_PV1 | 60180 | G | PV1 |  | Solar PV |  | S_VACA | North Carolina | 37 | Wake | 183 | 37183 | 5 | 0 | 2018 | 9999 |  |  | N | Solar | [13 empty] | 0 | 0 | 0 | 0 | [11 empty] | Kathleen Solar LLC | 100 | Cate Street Capital Inc | 100
solar pv | Grove Solar | 60181_G_PV1 | 60181 | G | PV1 |  | Solar PV |  | S_VACA | North Carolina | 37 | Craven | 49 | 37049 | 5 | 0 | 2020 | 9999 |  |  | N | Solar | [13 empty] | 0 | 0 | 0 | 0 | [11 empty] | Grove Solar LLC | 100 | Cate Street Capital Inc | 100
solar pv | Dulles | 60182_G_DULLE | 60182 | G | DULLE |  | Solar PV |  | WECC_SCE | California | 6 | Riverside | 65 | 06065 | 2 | 0 | 2016 | 9999 |  |  | N | Solar | [13 empty] | 0 | 0 | 0 | 0 | [11 empty] | Golden Springs Development Co LLC | 100 | Golden Springs Development Co LLC | 100
solar pv | Freeway Springs | 60183_G_FSPRI | 60183 | G | FSPRI |  | Solar PV |  | WEC_LADW | California | 6 | Los Angeles | 37 | 06037 | 2 | 0 | 2016 | 9999 |  |  | N | Solar | [13 empty] | 0 | 0 | 0 | 0 | [11 empty] | Golden Springs Development Co LLC | 100 | Golden Springs Development Co LLC | 100
biomass | ADS Renewable Energy-Wolf Creek LLC | 60184_G_GEN1 | 60184 | G | GEN1 |  | Landfill Gas |  | S_SOU | Georgia | 13 | Twiggs | 289 | 13289 | 1.4 | 13500 | 2011 | 9999 |  |  | N | Landfill Gas | [13 empty] | 0.22117 | 0.22117 | 0.22117 | 0.22117 | [11 empty] | SESCO Wolfcreek LFG LLC | 100 | Sustainable Energy Solutions LLC | 100
biomass | ADS Renewable Energy-Wolf Creek LLC | 60184_G_GEN2 | 60184 | G | GEN2 |  | Landfill Gas |  | S_SOU | Georgia | 13 | Twiggs | 289 | 13289 | 1.4 | 13500 | 2011 | 9999 |  |  | N | Landfill Gas | [13 empty] | 0.22117 | 0.22117 | 0.22117 | 0.22117 | [11 empty] | SESCO Wolfcreek LFG LLC | 100 | Sustainable Energy Solutions LLC | 100
solar pv | Solverde 1 | 60185_G_SOLV1 | 60185 | G | SOLV1 |  | Solar PV |  | WEC_LADW | California | 6 | Los Angeles | 37 | 06037 | 81 | 0 | 2016 | 9999 |  |  | N | Solar | [13 empty] | 0 | 0 | 0 | 0 | [11 empty] | Solverde 1 LLC | 100 | Sustainable Power Group LLC | 100
solar pv | Antelope DSR 1 | 60186_G_DSR1 | 60186 | G | DSR1 |  | Solar PV |  | WEC_LADW | California | 6 | Los Angeles | 37 | 06037 | 48 | 0 | 2016 | 9999 |  |  | N | Solar | [13 empty] | 0 | 0 | 0 | 0 | [11 empty] | Antelope DSR 1 LLC | 100 | Sustainable Power Group LLC | 100
solar pv | Antelope DSR 2 | 60187_G_DSR2 | 60187 | G | DSR2 |  | Solar PV |  | WEC_LADW | California | 6 | Los Angeles | 37 | 06037 | 5 | 0 | 2016 | 9999 |  |  | N | Solar | [13 empty] | 0 | 0 | 0 | 0 | [11 empty] | Antelope DSR 2 LLC | 100 | Sustainable Power Group LLC | 100
solar pv | Conetoe Solar | 60188_G_CON15 | 60188 | G | CON15 |  | Solar PV |  | S_VACA | North Carolina | 37 | Edgecombe | 65 | 37065 | 5 | 0 | 2015 | 9999 |  |  | N | Solar | [13 empty] | 0 | 0 | 0 | 0 | [11 empty] | Conetoe Solar LLC | 100 | SunEnergy 1 LLC | 100
solar pv | Sugar Run Solar | 60189_G_SRS15 | 60189 | G | SRS15 |  | Solar PV |  | PJM_Dom | North Carolina | 37 | Gates | 73 | 37073 | 5 | 0 | 2015 | 9999 |  |  | N | Solar | [13 empty] | 0 | 0 | 0 | 0 | [11 empty] | SolNCPower3 LLC | 100 | Solon Group | 100
solar pv | HMW Minster PV I | 60190_G_MIN01 | 60190 | G | MIN01 |  | Solar PV |  | PJM_West | Ohio | 39 | Auglaize | 11 | 39011 | 3 | 0 | 2015 | 9999 |  |  | N | Solar | [13 empty] | 0 | 0 | 0 | 0 | [11 empty] | HMV Minster LLC | 100 | Half Moon Ventures LLC | 100
solar pv | TWE New Bern Solar Project, LLC | 60191_G_FLS1 | 60191 | G | FLS1 |  | Solar PV |  | S_VACA | North Carolina | 37 | Craven | 49 | 37049 | 4 | 0 | 2016 | 9999 |  |  | N | Solar | [13 empty] | 0 | 0 | 0 | 0 | [11 empty] | FLS Energy Inc | 100 | FLS Energy Inc | 100
municipal solid waste | North Fork Community Power | 60192_G_NFCP1 | 60192 | G | NFCP1 |  | Non-Fossil Waste |  | WEC_CALN | California | 6 | Madera | 39 | 06039 | 2 | 7150 | 2020 | 9999 |  |  | Y | Non-Fossil Waste | [13 empty] | 0 | 0 | 0 | 0 | [11 empty] | Phoenix Energy | 100 | Phoenix Energy | 100
solar pv | Whitethorn Solar LLC | 60193_G_GEN1 | 60193 | G | GEN1 |  | Solar PV |  | WEC_CALN | California | 6 | Alameda | 1 | 06001 | 3.3 | 0 | 2016 | 9999 |  |  | N | Solar | [13 empty] | 0 | 0 | 0 | 0 | [11 empty] | Whitethorn Solar LLC | 100 | Public Service Enterprise Group Inc | 100
solar pv | South Valley Solar Energy Center | 60195_G_SVSEC | 60195 | G | SVSEC |  | Solar PV |  | WECC_NM | New Mexico | 35 | Bernalillo | 1 | 35001 | 9.9 | 0 | 2015 | 9999 |  |  | N | Solar | [13 empty] | 0 | 0 | 0 | 0 | [11 empty] | Public Service Co of New Mexico | 100 | PNM Resources Inc | 100
solar pv | Santa Fe Solar Energy Center | 60196_G_SFSEC | 60196 | G | SFSEC |  | Solar PV |  | WECC_NM | New Mexico | 35 | Santa Fe | 49 | 35049 | 9.3 | 0 | 2015 | 9999 |  |  | N | Solar | [13 empty] | 0 | 0 | 0 | 0 | [11 empty] | Public Service Co of New Mexico | 100 | PNM Resources Inc | 100
solar pv | Santolina Solar Energy Center | 60197_G_SANTO | 60197 | G | SANTO |  | Solar PV |  | WECC_NM | New Mexico | 35 | Bernalillo | 1 | 35001 | 10.5 | 0 | 2015 | 9999 |  |  | N | Solar | [13 empty] | 0 | 0 | 0 | 0 | [11 empty] | Public Service Co of New Mexico | 100 | PNM Resources Inc | 100
solar pv | Rio Communities Solar Energy Center | 60198_G_RCSEC | 60198 | G | RCSEC |  | Solar PV |  | WECC_NM | New Mexico | 35 | Valencia | 61 | 35061 | 9.9 | 0 | 2015 | 9999 |  |  | N | Solar | [13 empty] | 0 | 0 | 0 | 0 | [11 empty] | Public Service Co of New Mexico | 100 | PNM Resources Inc | 100
solar pv | County Home Solar Center, LLC | 60199_G_CHSC1 | 60199 | G | CHSC1 |  | Solar PV |  | S_VACA | North Carolina | 37 | Cleveland | 45 | 37045 | 2 | 0 | 2016 | 9999 |  |  | N | Solar | [13 empty] | 0 | 0 | 0 | 0 | [11 empty] | County Home Solar Center LLC | 100 | Heliosage Energy LLC | 100
solar pv | Laurinburg Solar, LLC (Heelstone) | 60200_G_LAUR | 60200 | G | LAUR |  | Solar PV |  | S_VACA | North Carolina | 37 | Robeson | 155 | 37155 | 1.9 | 0 | 2015 | 9999 |  |  | N | Solar | [13 empty] | 0 | 0 | 0 | 0 | [11 empty] | Laurinburg Solar LLC | 100 | NARENCO | 100
solar pv | CES Cherry Hill Solar | 60201_G_CHNJ | 60201 | G | CHNJ |  | Solar PV |  | PJM_EMAC | New Jersey | 34 | Camden | 7 | 34007 | 1.2 | 0 | 2016 | 9999 |  |  | N | Solar | [13 empty] | 0 | 0 | 0 | 0 | [11 empty] | Consolidated Edison Solutions Inc | 100 | Consolidated Edison Inc | 100
solar pv | Hemlock Solar | 60207_G_HEMLK | 60207 | G | HEMLK |  | Solar PV |  | PJM_Dom | North Carolina | 37 | Northampton | 131 | 37131 | 5 | 0 | 2017 | 9999 |  |  | N | Solar | [13 empty] | 0 | 0 | 0 | 0 | [11 empty] | Hemlock Solar LLC | 100 | Geenex LLC | 100
solar pv | Long Farm 46 Solar, LLC | 60208_G_PV1 | 60208 | G | PV1 |  | Solar PV |  | PJM_Dom | North Carolina | 37 | Northampton | 131 | 37131 | 5 | 0 | 2016 | 9999 |  |  | N | Solar | [13 empty] | 0 | 0 | 0 | 0 | [11 empty] | Long Farm 46 Solar LLC | 100 | Long Farm 46 Solar LLC | 100
solar pv | HXNAir Solar One | 60209_G_HXNAI | 60209 | G | HXNAI |  | Solar PV |  | PJM_Dom | North Carolina | 37 | Halifax | 83 | 37083 | 5 | 0 | 2017 | 9999 |  |  | N | Solar | [13 empty] | 0 | 0 | 0 | 0 | [11 empty] | HXNAir Solar One LLC | 100 | Geenex LLC | 100
onshore wind | Cotton Plains Wind Farm | 60210_G_CPWF | 60210 | G | CPWF |  | Onshore Wind |  | ERC_PHDL | Texas | 48 | Floyd | 153 | 48153 | 50.4 | 0 | 2017 | 9999 |  |  | N | Wind | [13 empty] | 0 | 0 | 0 | 0 | [11 empty] | Cotton Plains Wind I LLC | 100 | Apex Clean Energy Inc | 100
onshore wind | Rocksprings | 60217_G_RKSP | 60217 | G | RKSP |  | Onshore Wind |  | ERC_REST | Texas | 48 | Val Verde | 465 | 48465 | 149.3 | 0 | 2017 | 9999 |  |  | N | Wind | [13 empty] | 0 | 0 | 0 | 0 | [11 empty] | Rocksprings Val Verde Wind LLC | 100 | SunEdison | 100
onshore wind | Frontier Windpower | 60218_G_FC1 | 60218 | G | FC1 |  | Onshore Wind |  | SPP_WEST | Oklahoma | 40 | Kay | 71 | 40071 | 200 | 0 | 2016 | 9999 |  |  | N | Wind | [13 empty] | 0 | 0 | 0 | 0 | [11 empty] | Frontier Windpower LLC | 100 | Duke Energy Corp | 100
solar pv | Strata Roof 1 | 60219_G_UNIT1 | 60219 | G | UNIT1 |  | Solar PV |  | WEC_BANC | California | 6 | Sacramento | 67 | 06067 | 1 | 0 | 2013 | 9999 |  |  | N | Solar | [13 empty] | 0 | 0 | 0 | 0 | [11 empty] | Strata Roof 1 LLC | 100 | Strata Solar LLC | 100
municipal solid waste | Zero Waste Energy Development Co LLC | 60220_G_ZWED1 | 60220 | G | ZWED1 |  | Non-Fossil Waste |  | WEC_CALN | California | 6 | Santa Clara | 85 | 06085 | 0.8 | 6092 | 2015 | 9999 |  |  | Y | Non-Fossil Waste | [13 empty] | 0 | 0 | 0 | 0 | [11 empty] | Zero Waste Energy Co Inc | 100 | Zero Waste Energy Co Inc | 100
municipal solid waste | Zero Waste Energy Development Co LLC | 60220_G_ZWED2 | 60220 | G | ZWED2 |  | Non-Fossil Waste |  | WEC_CALN | California | 6 | Santa Clara | 85 | 06085 | 0.8 | 27351 | 2015 | 9999 |  |  | N | Non-Fossil Waste | [13 empty] | 0 | 0 | 0 | 0 | [11 empty] | Zero Waste Energy Co Inc | 100 | Zero Waste Energy Co Inc | 100
biomass | Bristol Plant | 60222_G_C1 | 60222 | G | C1 |  | Landfill Gas |  | S_C_TVA | Virginia | 51 | Bristol City | 520 | 51520 | 0.3 | 13500 | 2015 | 9999 |  |  | N | Landfill Gas | [13 empty] | 0.21546 | 0.21546 | 0.21546 | 0.21546 | [11 empty] | INGENCO | 100 | INGENCO | 100
biomass | Bristol Plant | 60222_G_C2 | 60222 | G | C2 |  | Landfill Gas |  | S_C_TVA | Virginia | 51 | Bristol City | 520 | 51520 | 0.3 | 13500 | 2015 | 9999 |  |  | N | Landfill Gas | [13 empty] | 0.21546 | 0.21546 | 0.21546 | 0.21546 | [11 empty] | INGENCO | 100 | INGENCO | 100
biomass | Bristol Plant | 60222_G_C3 | 60222 | G | C3 |  | Landfill Gas |  | S_C_TVA | Virginia | 51 | Bristol City | 520 | 51520 | 0.3 | 13500 | 2015 | 9999 |  |  | N | Landfill Gas | [13 empty] | 0.21546 | 0.21546 | 0.21546 | 0.21546 | [11 empty] | INGENCO | 100 | INGENCO | 100
biomass | Bristol Plant | 60222_G_C4 | 60222 | G | C4 |  | Landfill Gas |  | S_C_TVA | Virginia | 51 | Bristol City | 520 | 51520 | 0.3 | 13500 | 2015 | 9999 |  |  | N | Landfill Gas | [13 empty] | 0.21546 | 0.21546 | 0.21546 | 0.21546 | [11 empty] | INGENCO | 100 | INGENCO | 100
biomass | Bristol Plant | 60222_G_C5 | 60222 | G | C5 |  | Landfill Gas |  | S_C_TVA | Virginia | 51 | Bristol City | 520 | 51520 | 0.3 | 13500 | 2015 | 9999 |  |  | N | Landfill Gas | [13 empty] | 0.21546 | 0.21546 | 0.21546 | 0.21546 | [11 empty] | INGENCO | 100 | INGENCO | 100
biomass | Bristol Plant | 60222_G_C6 | 60222 | G | C6 |  | Landfill Gas |  | S_C_TVA | Virginia | 51 | Bristol City | 520 | 51520 | 0.3 | 13500 | 2015 | 9999 |  |  | N | Landfill Gas | [13 empty] | 0.21546 | 0.21546 | 0.21546 | 0.21546 | [11 empty] | INGENCO | 100 | INGENCO | 100
biomass | Bristol Plant | 60222_G_A1 | 60222 | G | A1 |  | Landfill Gas |  | S_C_TVA | Virginia | 51 | Bristol City | 520 | 51520 | 0.3 | 13500 | 2016 | 9999 |  |  | N | Landfill Gas | [13 empty] | 0.21546 | 0.21546 | 0.21546 | 0.21546 | [11 empty] | INGENCO | 100 | INGENCO | 100
biomass | Bristol Plant | 60222_G_A2 | 60222 | G | A2 |  | Landfill Gas |  | S_C_TVA | Virginia | 51 | Bristol City | 520 | 51520 | 0.3 | 13500 | 2016 | 9999 |  |  | N | Landfill Gas | [13 empty] | 0.21546 | 0.21546 | 0.21546 | 0.21546 | [11 empty] | INGENCO | 100 | INGENCO | 100
biomass | Bristol Plant | 60222_G_A3 | 60222 | G | A3 |  | Landfill Gas |  | S_C_TVA | Virginia | 51 | Bristol City | 520 | 51520 | 0.3 | 13500 | 2016 | 9999 |  |  | N | Landfill Gas | [13 empty] | 0.21546 | 0.21546 | 0.21546 | 0.21546 | [11 empty] | INGENCO | 100 | INGENCO | 100
biomass | Bristol Plant | 60222_G_A4 | 60222 | G | A4 |  | Landfill Gas |  | S_C_TVA | Virginia | 51 | Bristol City | 520 | 51520 | 0.3 | 13500 | 2016 | 9999 |  |  | N | Landfill Gas | [13 empty] | 0.21546 | 0.21546 | 0.21546 | 0.21546 | [11 empty] | INGENCO | 100 | INGENCO | 100
biomass | Bristol Plant | 60222_G_A5 | 60222 | G | A5 |  | Landfill Gas |  | S_C_TVA | Virginia | 51 | Bristol City | 520 | 51520 | 0.3 | 13500 | 2016 | 9999 |  |  | N | Landfill Gas | [13 empty] | 0.21546 | 0.21546 | 0.21546 | 0.21546 | [11 empty] | INGENCO | 100 | INGENCO | 100
biomass | Bristol Plant | 60222_G_A6 | 60222 | G | A6 |  | Landfill Gas |  | S_C_TVA | Virginia | 51 | Bristol City | 520 | 51520 | 0.3 | 13500 | 2016 | 9999 |  |  | N | Landfill Gas | [13 empty] | 0.21546 | 0.21546 | 0.21546 | 0.21546 | [11 empty] | INGENCO | 100 | INGENCO | 100
0 | Equinix San Jose | 60223_G_EQXOO | 60223 | G | EQXOO |  | Fuel Cell |  | WEC_CALN | California | 6 | Santa Clara | 85 | 06085 | 1 | 6553 | 2015 | 9999 |  |  | N | Natural Gas | [13 empty] | 0 | 0 | 0 | 0 | [11 empty] | Bloom Energy Corp | 100 | Bloom Energy Corp | 100
0 | Intel Santa Clara | 60224_G_NTL00 | 60224 | G | NTL00 |  | Fuel Cell |  | WEC_CALN | California | 6 | Santa Clara | 85 | 06085 | 1 | 7094 | 2015 | 9999 |  |  | N | Natural Gas | [13 empty] | 0 | 0 | 0 | 0 | [11 empty] | Bloom Energy Corp | 100 | Bloom Energy Corp | 100
solar pv | CMEEC - Bozrah | 60225_G_PV1 | 60225 | G | PV1 |  | Solar PV |  | NENG_CT | Connecticut | 9 | New London | 11 | 09011 | 2.5 | 0 | 2016 | 9999 |  |  | N | Solar | [13 empty] | 0 | 0 | 0 | 0 | [11 empty] | SolarCity Corp | 100 | Tesla Inc | 100
solar pv | Rancho Seco Solar, LLC | 60226_G_GEN01 | 60226 | G | GEN01 |  | Solar PV |  | WEC_BANC | California | 6 | Sacramento | 67 | 06067 | 10.8 | 0 | 2016 | 9999 |  |  | N | Solar | [13 empty] | 0 | 0 | 0 | 0 | [11 empty] | Rancho Seco Solar LLC | 100 | D E Shaw & Co LP | 100
solar pv | BJ's Wholesale Club Inc Dist Center | 60227_G_PV1 | 60227 | G | PV1 |  | Solar PV |  | PJM_EMAC | New Jersey | 34 | Burlington | 5 | 34005 | 1.4 | 0 | 2016 | 9999 |  |  | N | Solar | [13 empty] | 0 | 0 | 0 | 0 | [11 empty] | Allegheny Solar I LLC | 100 | SolarCity Corp | 100
solar pv | Conn Mun Electric Energy Coop | 60228_G_PV1 | 60228 | G | PV1 |  | Solar PV |  | NENG_CT | Connecticut | 9 | New London | 11 | 09011 | 1 | 0 | 2016 | 9999 |  |  | N | Solar | [13 empty] | 0 | 0 | 0 | 0 | [11 empty] | SolarCity Corp | 100 | Tesla Inc | 100
solar pv | Orange County Solar Farm (NY) | 60229_G_PV1 | 60229 | G | PV1 |  | Solar PV |  | NY_Z_G-I | New York | 36 | Orange | 71 | 36071 | 1.5 | 0 | 2017 | 9999 |  |  | N | Solar | [13 empty] | 0 | 0 | 0 | 0 | [11 empty] | SolarCity Corp | 100 | Tesla Inc | 100
solar pv | Estrella Mountain PV | 60230_G_PV1 | 60230 | G | PV1 |  | Solar PV |  | WECC_AZ | Arizona | 4 | Maricopa | 13 | 04013 | 1.8 | 0 | 2019 | 9999 |  |  | N | Solar | [13 empty] | 0 | 0 | 0 | 0 | [11 empty] | SolarCity Corp | 100 | Tesla Inc | 100
0 | Genentech-Oceanside Hybrid | 60231_G_BA1 | 60231 | G | BA1 |  | Energy Storage |  | WEC_SDGE | California | 6 | San Diego | 73 | 06073 | 2 | 0 | 2016 | 9999 |  |  | N | Energy Storage | [13 empty] | 0 | 0 | 0 | 0 | [11 empty] | SolarCity Corp | 100 | Tesla Inc | 100
solar pv | Genentech-Oceanside Hybrid | 60231_G_PV1 | 60231 | G | PV1 |  | Solar PV |  | WEC_SDGE | California | 6 | San Diego | 73 | 06073 | 4.5 | 0 | 2016 | 9999 |  |  | N | Solar | [13 empty] | 0 | 0 | 0 | 0 | [11 empty] | SolarCity Corp | 100 | Tesla Inc | 100
solar pv | Onondaga County- Jamesville | 60232_G_PV1 | 60232 | G | PV1 |  | Solar PV |  | NY_Z_C&E | New York | 36 | Onondaga | 67 | 36067 | 2 | 0 | 2018 | 9999 |  |  | N | Solar | [13 empty] | 0 | 0 | 0 | 0 | [11 empty] | SolarCity Corp | 100 | Tesla Inc | 100
solar pv | RE Garland | 60233_G_PV2 | 60233 | G | PV2 |  | Solar PV |  | WECC_SCE | California | 6 | Kern | 29 | 06029 | 185 | 0 | 2016 | 9999 |  |  | N | Solar | [13 empty] | 0 | 0 | 0 | 0 | [11 empty] | RE Garland LLC | 100 | Canadian Solar Inc | 100
natural gas peaker | Belle Haven Diesel Generation Facility | 60234_G_BDG10 | 60234 | G | BDG10 |  | Combustion Turbine | IC Engine | PJM_EMAC | Virginia | 51 | Accomack | 1 | 51001 | 2 | 10745 | 2002 | 9999 |  |  | N | Distillate Fuel Oil | [13 empty] | 3.0662 | 3.0662 | 3.0662 | 3.0662 | [11 empty] | Old Dominion Electric Coop | 100 | Old Dominion Electric Coop | 100
natural gas peaker | Belle Haven Diesel Generation Facility | 60234_G_BDG9 | 60234 | G | BDG9 |  | Combustion Turbine | IC Engine | PJM_EMAC | Virginia | 51 | Accomack | 1 | 51001 | 2 | 10745 | 2002 | 9999 |  |  | N | Distillate Fuel Oil | [13 empty] | 3.0662 | 3.0662 | 3.0662 | 3.0662 | [11 empty] | Old Dominion Electric Coop | 100 | Old Dominion Electric Coop | 100
natural gas peaker | Perdue Diesel Generation Facility | 60235_G_PDG5 | 60235 | G | PDG5 |  | Combustion Turbine | IC Engine | PJM_EMAC | Virginia | 51 | Accomack | 1 | 51001 | 2 | 10745 | 2002 | 9999 |  |  | N | Distillate Fuel Oil | [13 empty] | 4.4679 | 4.4679 | 4.4679 | 4.4679 | [11 empty] | Old Dominion Electric Coop | 100 | Old Dominion Electric Coop | 100
natural gas peaker | Perdue Diesel Generation Facility | 60235_G_PDG6 | 60235 | G | PDG6 |  | Combustion Turbine | IC Engine | PJM_EMAC | Virginia | 51 | Accomack | 1 | 51001 | 2 | 10745 | 2002 | 9999 |  |  | N | Distillate Fuel Oil | [13 empty] | 4.4679 | 4.4679 | 4.4679 | 4.4679 | [11 empty] | Old Dominion Electric Coop | 100 | Old Dominion Electric Coop | 100
natural gas peaker | Onancock Diesel Generation Facility | 60236_G_ODG7 | 60236 | G | ODG7 |  | Combustion Turbine | IC Engine | PJM_EMAC | Virginia | 51 | Accomack | 1 | 51001 | 2 | 10745 | 2002 | 9999 |  |  | N | Distillate Fuel Oil | [13 empty] | 3.3516 | 3.3516 | 3.3516 | 3.3516 | [11 empty] | Old Dominion Electric Coop | 100 | Old Dominion Electric Coop | 100
natural gas peaker | Onancock Diesel Generation Facility | 60236_G_ODG8 | 60236 | G | ODG8 |  | Combustion Turbine | IC Engine | PJM_EMAC | Virginia | 51 | Accomack | 1 | 51001 | 2 | 10745 | 2002 | 9999 |  |  | N | Distillate Fuel Oil | [13 empty] | 3.3516 | 3.3516 | 3.3516 | 3.3516 | [11 empty] | Old Dominion Electric Coop | 100 | Old Dominion Electric Coop | 100
solar pv | Midway Solar Farm II | 60237_G_MSF2 | 60237 | G | MSF2 |  | Solar PV |  | WECC_IID | California | 6 | Imperial | 25 | 06025 | 30 | 0 | 2017 | 9999 |  |  | N | Solar | [13 empty] | 0 | 0 | 0 | 0 | [11 empty] | Dominion Energy Inc | 100 | Dominion Energy Inc | 100
solar pv | McDonald Solar Farm, LLC | 60238_G_PV1 | 60238 | G | PV1 |  | Solar PV |  | MIS_INKY | Indiana | 18 | Vigo | 167 | 18167 | 5.2 | 0 | 2015 | 9999 |  |  | N | Solar | [13 empty] | 0 | 0 | 0 | 0 | [11 empty] | McDonald Solar Farm LLC | 100 | Cypress Creek Holdings LLC | 100
solar pv | Pastime Farm, LLC | 60239_G_PV1 | 60239 | G | PV1 |  | Solar PV |  | MIS_INKY | Indiana | 18 | Clay | 21 | 18021 | 5.2 | 0 | 2015 | 9999 |  |  | N | Solar | [13 empty] | 0 | 0 | 0 | 0 | [11 empty] | Pastime Farm LLC | 100 | Cypress Creek Holdings LLC | 100
solar pv | Yanceyville Farm 3, LLC | 60240_G_1 | 60240 | G | 1 |  | Solar PV |  | S_VACA | North Carolina | 37 | Caswell | 33 | 37033 | 4.9 | 0 | 2015 | 9999 |  |  | N | Solar | [13 empty] | 0 | 0 | 0 | 0 | [11 empty] | Yanceyville Farm 3 LLC | 100 | Strata Solar LLC | 100
biomass | Union Renewable Energy Facility | 60241_G_00611 | 60241 | G | 00611 |  | Landfill Gas |  | S_VACA | South Carolina | 45 | Union | 87 | 45087 | 1.2 | 13500 | 2015 | 9999 |  |  | N | Landfill Gas | [13 empty] | 0.22117 | 0.22117 | 0.22117 | 0.22117 | [11 empty] | Republic Services | 100 | Republic Services | 100
biomass | Union Renewable Energy Facility | 60241_G_00677 | 60241 | G | 00677 |  | Landfill Gas |  | S_VACA | South Carolina | 45 | Union | 87 | 45087 | 1.2 | 13500 | 2015 | 9999 |  |  | N | Landfill Gas | [13 empty] | 0.22117 | 0.22117 | 0.22117 | 0.22117 | [11 empty] | Republic Services | 100 | Republic Services | 100
solar pv | Algonquin SKIC 10 Solar, LLC | 60242_G_SKI10 | 60242 | G | SKI10 |  | Solar PV |  | WECC_SCE | California | 6 | Kern | 29 | 06029 | 10 | 0 | 2017 | 9999 |  |  | N | Solar | [13 empty] | 0 | 0 | 0 | 0 | [11 empty] | Algonquin SKIC 10 Solar LLC | 100 | Algonquin Power & Utilities Corp | 100
solar pv | Valley View Solar | 60247_G_VVS | 60247 | G | VVS |  | Solar PV |  | WECC_CO | Colorado | 8 | Weld | 123 | 08123 | 4 | 0 | 2015 | 9999 |  |  | N | Solar | [13 empty] | 0 | 0 | 0 | 0 | [11 empty] | Silicon Ranch Corp | 100 | Silicon Ranch Corp | 100
solar pv | Skylark | 60248_G_CAREY | 60248 | G | CAREY |  | Solar PV |  | WECC_CO | Colorado | 8 | Weld | 123 | 08123 | 4 | 0 | 2015 | 9999 |  |  | N | Solar | [13 empty] | 0 | 0 | 0 | 0 | [11 empty] | Silicon Ranch Corp | 100 | Silicon Ranch Corp | 100
municipal solid waste | Silicon Valley Clean Water | 60249_G_CGN | 60249 | G | CGN |  | Non-Fossil Waste |  | WEC_CALN | California | 6 | San Mateo | 81 | 06081 | 1.2 | 5778 | 2015 | 9999 |  |  | Y | Non-Fossil Waste | [13 empty] | 0 | 0 | 0 | 0 | [11 empty] | Silicon Valley Clean Water | 100 | Silicon Valley Clean Water | 100
solar pv | IMPA Huntingburg Solar Park | 60251_G_SHUNT | 60251 | G | SHUNT |  | Solar PV |  | MIS_INKY | Indiana | 18 | Dubois | 37 | 18037 | 2 | 0 | 2016 | 9999 |  |  | N | Solar | [13 empty] | 0 | 0 | 0 | 0 | [11 empty] | Indiana Municipal Power Agency | 100 | Indiana Municipal Power Agency | 100
solar pv | IMPA Washington Solar Park | 60252_G_SWASH | 60252 | G | SWASH |  | Solar PV |  | MIS_INKY | Indiana | 18 | Daviess | 27 | 18027 | 4 | 0 | 2016 | 9999 |  |  | N | Solar | [13 empty] | 0 | 0 | 0 | 0 | [11 empty] | Indiana Municipal Power Agency | 100 | Indiana Municipal Power Agency | 100
solar pv | IMPA Anderson Solar Park | 60253_G_SANDE | 60253 | G | SANDE |  | Solar PV |  | PJM_West | Indiana | 18 | Madison | 95 | 18095 | 5 | 0 | 2017 | 9999 |  |  | N | Solar | [13 empty] | 0 | 0 | 0 | 0 | [11 empty] | IMPA Anderson 1 Solar Project LLC | 100 | Indiana Municipal Power Agency | 100
natural gas peaker | Owatonna Energy Station | 60254_G_UNIT1 | 60254 | G | UNIT1 |  | Combustion Turbine | IC Engine | MIS_MNWI | Minnesota | 27 | Steele | 147 | 27147 | 9.7 | 10745 | 2018 | 9999 |  |  | N | Natural Gas | [13 empty] | 1.061 | 1.061 | 1.061 | 1.061 | [11 empty] | Southern Minnesota Municipal Power Agency | 100 | Southern Minnesota Municipal Power Agency | 100
natural gas peaker | Owatonna Energy Station | 60254_G_UNIT2 | 60254 | G | UNIT2 |  | Combustion Turbine | IC Engine | MIS_MNWI | Minnesota | 27 | Steele | 147 | 27147 | 9.7 | 10745 | 2018 | 9999 |  |  | N | Natural Gas | [13 empty] | 1.061 | 1.061 | 1.061 | 1.061 | [11 empty] | Southern Minnesota Municipal Power Agency | 100 | Southern Minnesota Municipal Power Agency | 100
natural gas peaker | Owatonna Energy Station | 60254_G_UNIT3 | 60254 | G | UNIT3 |  | Combustion Turbine | IC Engine | MIS_MNWI | Minnesota | 27 | Steele | 147 | 27147 | 9.7 | 10745 | 2018 | 9999 |  |  | N | Natural Gas | [13 empty] | 1.061 | 1.061 | 1.061 | 1.061 | [11 empty] | Southern Minnesota Municipal Power Agency | 100 | Southern Minnesota Municipal Power Agency | 100
natural gas peaker | Owatonna Energy Station | 60254_G_UNIT4 | 60254 | G | UNIT4 |  | Combustion Turbine | IC Engine | MIS_MNWI | Minnesota | 27 | Steele | 147 | 27147 | 9.7 | 10745 | 2018 | 9999 |  |  | N | Natural Gas | [13 empty] | 0.03606 | 0.03606 | 0.03606 | 0.03606 | [11 empty] | Southern Minnesota Municipal Power Agency | 100 | Southern Minnesota Municipal Power Agency | 100
solar pv | Weymouth Solar Plant | 60255_G_1 | 60255 | G | 1 |  | Solar PV |  | WEC_LADW | California | 6 | Los Angeles | 37 | 06037 | 2 | 0 | 2016 | 9999 |  |  | N | Solar | [13 empty] | 0 | 0 | 0 | 0 | [11 empty] | Metropolitan Water District | 100 | Metropolitan Water District | 100
solar pv | Weymouth Solar Plant | 60255_G_2 | 60255 | G | 2 |  | Solar PV |  | WEC_LADW | California | 6 | Los Angeles | 37 | 06037 | 1 | 0 | 2016 | 9999 |  |  | N | Solar | [13 empty] | 0 | 0 | 0 | 0 | [11 empty] | Metropolitan Water District | 100 | Metropolitan Water District | 100
onshore wind | Bluestem | 60256_G_1 | 60256 | G | 1 |  | Onshore Wind |  | SPP_SPS | Oklahoma | 40 | Beaver | 7 | 40007 | 198 | 0 | 2016 | 9999 |  |  | N | Wind | [13 empty] | 0 | 0 | 0 | 0 | [11 empty] | Bluestem Wind Energy LLC | 100 | Exelon Corp | 100
solar pv | Stainback Solar Farm | 60257_G_INV1 | 60257 | G | INV1 |  | Solar PV |  | S_VACA | North Carolina | 37 | Vance | 181 | 37181 | 5 | 0 | 2016 | 9999 |  |  | N | Solar | [13 empty] | 0 | 0 | 0 | 0 | [11 empty] | Stainback Solar Farm LLC | 100 | Entropy Solar Integrators LLC | 100
solar pv | Alta Luna | 60258_G_ALPV1 | 60258 | G | ALPV1 |  | Solar PV |  | WECC_NM | New Mexico | 35 | Luna | 29 | 35029 | 28.1 | 0 | 2017 | 9999 |  |  | N | Solar | [13 empty] | 0 | 0 | 0 | 0 | [11 empty] | TPE Alta Luna LLC | 100 | D E Shaw & Co LP | 100
onshore wind | Pioneer Wind Park, LLC | 60259_G_PWP1 | 60259 | G | PWP1 |  | Onshore Wind |  | WECC_WY | Wyoming | 56 | Converse | 9 | 56009 | 80 | 0 | 2016 | 9999 |  |  | N | Wind | [13 empty] | 0 | 0 | 0 | 0 | [11 empty] | Pioneer Wind Park II LLC | 100 | Wasatch Wind Inc | 100
solar pv | Playa Solar 2 | 60261_G_GEN1 | 60261 | G | GEN1 |  | Solar PV |  | WECC_SNV | Nevada | 32 | Clark | 3 | 32003 | 100 | 0 | 2017 | 9999 |  |  | N | Solar | [13 empty] | 0 | 0 | 0 | 0 | [11 empty] | Playa Solar 2 LLC | 100 | First Solar Inc | 100
onshore wind | Prairie Breeze II | 60262_G_GEN1 | 60262 | G | GEN1 |  | Onshore Wind |  | SPP_NEBR | Nebraska | 31 | Antelope | 3 | 31003 | 73.4 | 0 | 2015 | 9999 |  |  | N | Wind | [13 empty] | 0 | 0 | 0 | 0 | [11 empty] | Prairie Breeze Wind Energy II LLC | 100 | Excelsior Energy Capital LP | 100
municipal solid waste | Durham AWTF | 60263_G_GEN1 | 60263 | G | GEN1 |  | Non-Fossil Waste |  | WECC_PNW | Oregon | 41 | Washington | 67 | 41067 | 0.7 | 10592 | 2015 | 9999 |  |  | Y | Non-Fossil Waste | [13 empty] | 0 | 0 | 0 | 0 | [11 empty] | Clean Water Services (OR) | 100 | Clean Water Services (OR) | 100
municipal solid waste | Durham AWTF | 60263_G_GEN2 | 60263 | G | GEN2 |  | Non-Fossil Waste |  | WECC_PNW | Oregon | 41 | Washington | 67 | 41067 | 0.8 | 10592 | 2015 | 9999 |  |  | Y | Non-Fossil Waste | [13 empty] | 0 | 0 | 0 | 0 | [11 empty] | Clean Water Services (OR) | 100 | Clean Water Services (OR) | 100
natural gas peaker | Bacliff | 60264_G_BCGT1 | 60264 | G | BCGT1 | 91269 | Combustion Turbine |  | ERC_REST | Texas | 48 | Galveston | 167 | 48167 | 54 | 10745 | 2018 | 9999 |  |  | N | Natural Gas |  |  |  | DLNB | [9 empty] | 0.09079 | 0.09079 | 0.09079 | 0.09079 | [11 empty] | NRG Texas LLC | 100 | NRG Energy Inc | 100
natural gas peaker | Bacliff | 60264_G_BCGT2 | 60264 | G | BCGT2 | 91270 | Combustion Turbine |  | ERC_REST | Texas | 48 | Galveston | 167 | 48167 | 54 | 10745 | 2018 | 9999 |  |  | N | Natural Gas |  |  |  | DLNB | [9 empty] | 0.11177 | 0.11177 | 0.11177 | 0.11177 | [11 empty] | NRG Texas LLC | 100 | NRG Energy Inc | 100
natural gas peaker | Bacliff | 60264_G_BCGT3 | 60264 | G | BCGT3 | 91271 | Combustion Turbine |  | ERC_REST | Texas | 48 | Galveston | 167 | 48167 | 54 | 10745 | 2018 | 9999 |  |  | N | Natural Gas |  |  |  | DLNB | [9 empty] | 0.14224 | 0.14224 | 0.14224 | 0.14224 | [11 empty] | NRG Texas LLC | 100 | NRG Energy Inc | 100
natural gas peaker | Bacliff | 60264_G_BCGT4 | 60264 | G | BCGT4 | 91272 | Combustion Turbine |  | ERC_REST | Texas | 48 | Galveston | 167 | 48167 | 54 | 10745 | 2018 | 9999 |  |  | N | Natural Gas |  |  |  | DLNB | [9 empty] | 0.10817 | 0.10817 | 0.10817 | 0.10817 | [11 empty] | NRG Texas LLC | 100 | NRG Energy Inc | 100
natural gas peaker | Bacliff | 60264_G_BCGT5 | 60264 | G | BCGT5 | 91273 | Combustion Turbine |  | ERC_REST | Texas | 48 | Galveston | 167 | 48167 | 54 | 10745 | 2018 | 9999 |  |  | N | Natural Gas |  |  |  | DLNB | [9 empty] | 0.11603 | 0.11603 | 0.11603 | 0.11603 | [11 empty] | NRG Texas LLC | 100 | NRG Energy Inc | 100
natural gas peaker | Bacliff | 60264_G_BCGT6 | 60264 | G | BCGT6 | 91274 | Combustion Turbine |  | ERC_REST | Texas | 48 | Galveston | 167 | 48167 | 54 | 10745 | 2018 | 9999 |  |  | N | Natural Gas |  |  |  | DLNB | [9 empty] | 0.12185 | 0.12185 | 0.12185 | 0.12185 | [11 empty] | NRG Texas LLC | 100 | NRG Energy Inc | 100
solar pv | Junction Road | 60265_G_JUNCT | 60265 | G | JUNCT |  | Solar PV |  | PJM_EMAC | New Jersey | 34 | Hunterdon | 19 | 34019 | 4.7 | 0 | 2016 | 9999 |  |  | N | Solar | [13 empty] | 0 | 0 | 0 | 0 | [11 empty] | NJR Clean Energy Ventures II Corp | 100 | New Jersey Resources Corp | 100
solar pv | Cedar Branch | 60266_G_CEDAR | 60266 | G | CEDAR |  | Solar PV |  | PJM_EMAC | New Jersey | 34 | Atlantic | 1 | 34001 | 6.2 | 0 | 2016 | 9999 |  |  | N | Solar | [13 empty] | 0 | 0 | 0 | 0 | [11 empty] | NJR Clean Energy Ventures II Corp | 100 | New Jersey Resources Corp | 100
solar pv | Sharon Station | 60267_G_SHRN1 | 60267 | G | SHRN1 |  | Solar PV |  | PJM_EMAC | New Jersey | 34 | Monmouth | 25 | 34025 | 2.8 | 0 | 2016 | 9999 |  |  | N | Solar | [13 empty] | 0 | 0 | 0 | 0 | [11 empty] | NJR Clean Energy Ventures Corp | 100 | New Jersey Resources Corp | 100
onshore wind | Blue Cloud Wind Energy LLC | 60270_G_WT1 | 60270 | G | WT1 |  | Onshore Wind |  | SPP_SPS | Texas | 48 | Bailey | 17 | 48017 | 148.4 | 0 | 2018 | 9999 |  |  | N | Wind | [13 empty] | 0 | 0 | 0 | 0 | [11 empty] | Blue Cloud Wind Energy LLC | 100 | Copenhagen Infrastructure Partners | 100
solar pv | CED Westfield Solar, LLC | 60274_G_WFMA | 60274 | G | WFMA |  | Solar PV |  | NENGREST | Massachusetts | 25 | Hampden | 13 | 25013 | 2 | 0 | 2016 | 9999 |  |  | N | Solar | [13 empty] | 0 | 0 | 0 | 0 | [11 empty] | Consolidated Edison Development Inc | 100 | Consolidated Edison Inc | 100
solar pv | Westside Solar Power PV1 | 60275_G_WSPV1 | 60275 | G | WSPV1 |  | Solar PV |  | WEC_CALN | California | 6 | Kings | 31 | 06031 | 2 | 0 | 2016 | 9999 |  |  | N | Solar | [13 empty] | 0 | 0 | 0 | 0 | [11 empty] | Westlands Investor MM LLC | 100 | Westlands Investor MM LLC | 100
natural gas peaker | West Groton CHP | 60276_G_G1 | 60276 | G | G1 |  | Combustion Turbine |  | NENGREST | Massachusetts | 25 | Middlesex | 17 | 25017 | 3.8 | 8700 | 2015 | 9999 |  |  | Y | Natural Gas | [13 empty] | 0.011 | 0.011 | 0.011 | 0.011 | [11 empty] | Hollingsworth & Vose Co | 100 | Hollingsworth & Vose Co | 100
solar pv | Castor Solar | 60277_G_CASTR | 60277 | G | CASTR |  | Solar PV |  | WECC_SCE | California | 6 | Kern | 29 | 06029 | 1.5 | 0 | 2016 | 9999 |  |  | N | Solar | [13 empty] | 0 | 0 | 0 | 0 | [11 empty] | Green Light Energy Corp | 100 | Alaywan Trust | 100
solar pv | Southbridge Solar | 60278_G_SBRDG | 60278 | G | SBRDG |  | Solar PV |  | NENGREST | Massachusetts | 25 | Worcester | 27 | 25027 | 1.9 | 0 | 2016 | 9999 |  |  | N | Solar | [13 empty] | 0 | 0 | 0 | 0 | [11 empty] | Sustainable Power Group LLC | 100 | Sustainable Power Group LLC | 100
solar pv | Antelope Big Sky Ranch | 60279_G_ABSR | 60279 | G | ABSR |  | Solar PV |  | WEC_LADW | California | 6 | Los Angeles | 37 | 06037 | 19 | 0 | 2016 | 9999 |  |  | N | Solar | [13 empty] | 0 | 0 | 0 | 0 | [11 empty] | Antelope Big Sky Ranch LLC | 100 | Sustainable Power Group LLC | 100
solar pv | Summer Solar LLC | 60280_G_SUMSL | 60280 | G | SUMSL |  | Solar PV |  | WEC_LADW | California | 6 | Los Angeles | 37 | 06037 | 19 | 0 | 2016 | 9999 |  |  | N | Solar | [13 empty] | 0 | 0 | 0 | 0 | [11 empty] | Summer Solar LLC | 100 | Sustainable Power Group LLC | 100
solar pv | Central Antelope Dry Ranch B LLC | 60281_G_CADRB | 60281 | G | CADRB |  | Solar PV |  | WEC_LADW | California | 6 | Los Angeles | 37 | 06037 | 3 | 0 | 2017 | 9999 |  |  | N | Solar | [13 empty] | 0 | 0 | 0 | 0 | [11 empty] | Central Antelope Dry Ranch B LLC | 50 | Martifer Solar | 50
solar pv | SR Mavericks | 60283_G_MVRKS | 60283 | G | MVRKS |  | Solar PV |  | WECC_CO | Colorado | 8 | Weld | 123 | 08123 | 7.8 | 0 | 2016 | 9999 |  |  | N | Solar | [13 empty] | 0 | 0 | 0 | 0 | [11 empty] | SR Mavericks LLC | 100 | Silicon Ranch Corp | 100
solar pv | Organ Church Solar | 60284_G_PV1 | 60284 | G | PV1 |  | Solar PV |  | S_VACA | North Carolina | 37 | Rowan | 159 | 37159 | 4.9 | 0 | 2019 | 9999 |  |  | N | Solar | [13 empty] | 0 | 0 | 0 | 0 | [11 empty] | Organ Church Solar LLC | 100 | Cypress Creek Holdings LLC | 100
solar pv | Red Horse III | 60285_G_RH3 | 60285 | G | RH3 |  | Solar PV |  | WECC_AZ | Arizona | 4 | Cochise | 3 | 04003 | 30 | 0 | 2016 | 9999 |  |  | N | Solar | [13 empty] | 0 | 0 | 0 | 0 | [11 empty] | Red Horse III LLC | 100 | D E Shaw & Co LP | 100
solar pv | Ajax Solar | 60288_G_PV1 | 60288 | G | PV1 |  | Solar PV |  | S_VACA | North Carolina | 37 | Robeson | 155 | 37155 | 4.9 | 0 | 2017 | 9999 |  |  | N | Solar | [13 empty] | 0 | 0 | 0 | 0 | [11 empty] | Ajax Solar LLC | 100 | Cypress Creek Holdings LLC | 100
solar pv | Trinity Solar | 60291_G_PV1 | 60291 | G | PV1 |  | Solar PV |  | S_VACA | North Carolina | 37 | Randolph | 151 | 37151 | 4.9 | 0 | 2019 | 9999 |  |  | N | Solar | [13 empty] | 0 | 0 | 0 | 0 | [11 empty] | Trinity Solar LLC | 100 | Cypress Creek Holdings LLC | 100
solar pv | St. Matthews Solar | 60293_G_PV1 | 60293 | G | PV1 |  | Solar PV |  | S_VACA | South Carolina | 45 | Calhoun | 17 | 45017 | 10.2 | 0 | 2017 | 9999 |  |  | N | Solar | [13 empty] | 0 | 0 | 0 | 0 | [11 empty] | St Matthews Solar LLC | 100 | Cypress Creek Holdings LLC | 100
0 | HMV Minster Energy Storage System | 60299_G_MIN02 | 60299 | G | MIN02 |  | Energy Storage |  | PJM_West | Ohio | 39 | Auglaize | 11 | 39011 | 7 | 0 | 2016 | 9999 |  |  | N | Energy Storage | [13 empty] | 0 | 0 | 0 | 0 | [11 empty] | Half Moon Ventures LLC | 100 | Half Moon Ventures LLC | 100
solar pv | Montana Solar Facility | 60300_G_IMPV1 | 60300 | G | IMPV1 |  | Solar PV |  | WECC_NM | Texas | 48 | El Paso | 141 | 48141 | 3 | 0 | 2017 | 9999 |  |  | N | Solar | [13 empty] | 0 | 0 | 0 | 0 | [11 empty] | El Paso Electric Co | 100 | JPMorgan Chase & Co | 100
solar pv | Holloman Solar Facility | 60301_G_HPV1 | 60301 | G | HPV1 |  | Solar PV |  | WECC_NM | New Mexico | 35 | Otero | 35 | 35035 | 5 | 0 | 2018 | 9999 |  |  | N | Solar | [13 empty] | 0 | 0 | 0 | 0 | [11 empty] | El Paso Electric Co | 100 | JPMorgan Chase & Co | 100
natural gas combined cycle | Keys Energy Center | 60302_G_10 | 60302 | G | 10 | 91141 | Combined Cycle |  | PJM_SMAC | Maryland | 24 | Prince Georges | 33 | 24033 | 327 | 7050 | 2018 | 9999 |  |  | N | Natural Gas | [13 empty] | 0.0057147 | 0.0057147 | 0.0057147 | 0.0057147 | [11 empty] | PSEG Keys Energy Center LLC | 100 | Public Service Enterprise Group Inc | 100
natural gas combined cycle | Keys Energy Center | 60302_G_11 | 60302 | G | 11 | 91141 | Combined Cycle |  | PJM_SMAC | Maryland | 24 | Prince Georges | 33 | 24033 | 214 | 7050 | 2018 | 9999 |  |  | N | Natural Gas | [13 empty] | 0.0057147 | 0.0057147 | 0.0057147 | 0.0057147 | [11 empty] | PSEG Keys Energy Center LLC | 100 | Public Service Enterprise Group Inc | 100
natural gas combined cycle | Keys Energy Center | 60302_G_12 | 60302 | G | 12 | 91142 | Combined Cycle |  | PJM_SMAC | Maryland | 24 | Prince Georges | 33 | 24033 | 214 | 7050 | 2018 | 9999 |  |  | N | Natural Gas | [13 empty] | 0.0057147 | 0.0057147 | 0.0057147 | 0.0057147 | [11 empty] | PSEG Keys Energy Center LLC | 100 | Public Service Enterprise Group Inc | 100
solar pv | Sumrall II Solar Farm | 60303_G_SUM2 | 60303 | G | SUM2 |  | Solar PV |  | MIS_MS | Mississippi | 28 | Lamar | 73 | 28073 | 52 | 0 | 2017 | 9999 |  |  | N | Solar | [13 empty] | 0 | 0 | 0 | 0 | [11 empty] | MS Solar 3 LLC | 100 | Origis Energy | 100
solar pv | San Isabel Solar, LLC | 60304_G_SISPV | 60304 | G | SISPV |  | Solar PV |  | WECC_CO | Colorado | 8 | Las Animas | 71 | 08071 | 30 | 0 | 2016 | 9999 |  |  | N | Solar | [13 empty] | 0 | 0 | 0 | 0 | [11 empty] | San Isabel Solar LLC | 100 | LS Power Group | 100
solar pv | Sumrall I Solar Farm | 60306_G_SUM1 | 60306 | G | SUM1 |  | Solar PV |  | MIS_MS | Mississippi | 28 | Lamar | 73 | 28073 | 52 | 0 | 2017 | 9999 |  |  | N | Solar | [13 empty] | 0 | 0 | 0 | 0 | [11 empty] | MS Solar 2 LLC | 100 | D E Shaw & Co LP | 100
solar pv | Mesquite Solar 2, LLC | 60307_G_1 | 60307 | G | 1 |  | Solar PV |  | WECC_AZ | Arizona | 4 | Maricopa | 13 | 04013 | 100 | 0 | 2016 | 9999 |  |  | N | Solar | [13 empty] | 0 | 0 | 0 | 0 | [11 empty] | Mesquite Solar 2 LLC | 100 | Consolidated Edison Inc | 100
solar pv | Mesquite Solar 3, LLC | 60308_G_1 | 60308 | G | 1 |  | Solar PV |  | WECC_AZ | Arizona | 4 | Maricopa | 13 | 04013 | 150 | 0 | 2016 | 9999 |  |  | N | Solar | [13 empty] | 0 | 0 | 0 | 0 | [11 empty] | Mesquite Solar 3 LLC | 100 | Consolidated Edison Inc | 100
solar pv | Portal Ridge Solar B, LLC | 60310_G_GEN01 | 60310 | G | GEN01 |  | Solar PV |  | WECC_SCE | California | 6 | Los Angeles | 37 | 06037 | 20 | 0 | 2017 | 9999 |  |  | N | Solar | [13 empty] | 0 | 0 | 0 | 0 | [11 empty] | Portal Ridge Solar B LLC | 100 | D E Shaw & Co LP | 100
solar pv | Portal Ridge Solar C, LLC | 60311_G_GEN01 | 60311 | G | GEN01 |  | Solar PV |  | WECC_SCE | California | 6 | Los Angeles | 37 | 06037 | 11.4 | 0 | 2017 | 9999 |  |  | N | Solar | [13 empty] | 0 | 0 | 0 | 0 | [11 empty] | Portal Ridge Solar A LLC | 100 | D E Shaw & Co LP | 100
solar pv | Howell Midland Farm, LLC | 60312_G_1 | 60312 | G | 1 |  | Solar PV |  | S_VACA | North Carolina | 37 | Cabarrus | 25 | 37025 | 4.9 | 0 | 2015 | 9999 |  |  | N | Solar | [13 empty] | 0 | 0 | 0 | 0 | [11 empty] | Howell Midland Farm LLC | 100 | Howell Midland Farm LLC | 100
solar pv | Augustus Farm, LLC | 60313_G_1 | 60313 | G | 1 |  | Solar PV |  | S_VACA | North Carolina | 37 | Pitt | 147 | 37147 | 4.9 | 0 | 2015 | 9999 |  |  | N | Solar | [13 empty] | 0 | 0 | 0 | 0 | [11 empty] | Augustus Farm LLC | 100 | Augustus Farm LLC | 100
onshore wind | Prairie Breeze III | 60314_G_GEN1 | 60314 | G | GEN1 |  | Onshore Wind |  | SPP_NEBR | Nebraska | 31 | Antelope | 3 | 31003 | 35.8 | 0 | 2016 | 9999 |  |  | N | Wind | [13 empty] | 0 | 0 | 0 | 0 | [11 empty] | Prairie Breeze Wind Energy III LLC | 100 | Invenergy LLC | 100
solar pv | Midway Solar Farm III | 60315_G_MSF3 | 60315 | G | MSF3 |  | Solar PV |  | WECC_IID | California | 6 | Imperial | 25 | 06025 | 20 | 0 | 2018 | 9999 |  |  | N | Solar | [13 empty] | 0 | 0 | 0 | 0 | [11 empty] | 97WI 8ME LLC | 100 | 8 Minute Solar Energy | 100
solar pv | Scott Solar Farm | 60316_G_1 | 60316 | G | 1 |  | Solar PV |  | PJM_Dom | Virginia | 51 | Powhatan | 145 | 51145 | 6.8 | 0 | 2016 | 9999 |  |  | N | Solar | [13 empty] | 0 | 0 | 0 | 0 | [11 empty] | Virginia Electric & Power Co | 100 | Dominion Energy Inc | 100
onshore wind | Grady Wind Energy Center, LLC | 60317_G_1 | 60317 | G | 1 |  | Onshore Wind |  | SPP_SPS | New Mexico | 35 | Curry | 9 | 35009 | 220.5 | 0 | 2019 | 9999 |  |  | N | Wind | [13 empty] | 0 | 0 | 0 | 0 | [11 empty] | Grady Wind Energy Center LLC | 100 | Riverstone Holdings LLC | 100
solar pv | Woodland Solar Farm | 60318_G_1 | 60318 | G | 1 |  | Solar PV |  | PJM_Dom | Virginia | 51 | Isle of Wight | 93 | 51093 | 7.6 | 0 | 2016 | 9999 |  |  | N | Solar | [13 empty] | 0 | 0 | 0 | 0 | [11 empty] | Virginia Electric & Power Co | 100 | Dominion Energy Inc | 100
solar pv | Whitehouse Solar Farm | 60319_G_1 | 60319 | G | 1 |  | Solar PV |  | PJM_Dom | Virginia | 51 | Louisa | 109 | 51109 | 8 | 0 | 2016 | 9999 |  |  | N | Solar | [13 empty] | 0 | 0 | 0 | 0 | [11 empty] | Advanced Solar Power Holdings Inc | 100 | Advanced Solar Power Holdings Inc | 100
solar pv | Jeffco Community Solar Gardens LLC | 60320_G_SSCO1 | 60320 | G | SSCO1 |  | Solar PV |  | WECC_CO | Colorado | 8 | Jefferson | 59 | 08059 | 1.2 | 0 | 2016 | 9999 |  |  | N | Solar | [13 empty] | 0 | 0 | 0 | 0 | [11 empty] | Jeffco Community Solar Gardens LLC | 100 | Global Sun Holdings Inc | 100
solar pv | Willow Spring Solar, LLC | 60324_G_GEN01 | 60324 | G | GEN01 |  | Solar PV |  | WECC_SCE | California | 6 | Kern | 29 | 06029 | 100 | 0 | 2019 | 9999 |  |  | N | Solar | [13 empty] | 0 | 0 | 0 | 0 | [11 empty] | Willow Springs Solar LLC | 100 | D E Shaw & Co LP | 100
onshore wind | O'Brien Wind | 60326_G_OBWF | 60326 | G | OBWF |  | Onshore Wind |  | MIS_MIDA | Iowa | 19 | O'Brien | 141 | 19141 | 61.9 | 0 | 2016 | 9999 |  |  | N | Wind | [13 empty] | 0 | 0 | 0 | 0 | [11 empty] | MidAmerican Energy Co | 100 | Berkshire Hathaway Inc | 100
onshore wind | O'Brien Wind | 60326_G_OBWF2 | 60326 | G | OBWF2 |  | Onshore Wind |  | MIS_MIDA | Iowa | 19 | O'Brien | 141 | 19141 | 108.7 | 0 | 2016 | 9999 |  |  | N | Wind | [13 empty] | 0 | 0 | 0 | 0 | [11 empty] | MidAmerican Energy Co | 100 | Berkshire Hathaway Inc | 100
onshore wind | O'Brien Wind | 60326_G_OBWF3 | 60326 | G | OBWF3 |  | Onshore Wind |  | MIS_MIDA | Iowa | 19 | O'Brien | 141 | 19141 | 79.7 | 0 | 2016 | 9999 |  |  | N | Wind | [13 empty] | 0 | 0 | 0 | 0 | [11 empty] | MidAmerican Energy Co | 100 | Berkshire Hathaway Inc | 100
solar pv | East Amwell | 60327_G_AMWEL | 60327 | G | AMWEL |  | Solar PV |  | PJM_EMAC | New Jersey | 34 | Hunterdon | 19 | 34019 | 1.9 | 0 | 2016 | 9999 |  |  | N | Solar | [13 empty] | 0 | 0 | 0 | 0 | [11 empty] | NJR Clean Energy Ventures II Corp | 100 | New Jersey Resources Corp | 100
onshore wind | Ringer Hill Wind Farm, LLC | 60329_G_RINGR | 60329 | G | RINGR |  | Onshore Wind |  | PJM_PENE | Pennsylvania | 42 | Somerset | 111 | 42111 | 38.3 | 0 | 2016 | 9999 |  |  | N | Wind | [13 empty] | 0 | 0 | 0 | 0 | [11 empty] | Ringer Hill Wind LLC | 100 | New Jersey Resources Corp | 100
solar pv | Grove Solar Center, LLC | 60330_G_GSC1 | 60330 | G | GSC1 |  | Solar PV |  | WECC_PNW | Oregon | 41 | Malheur | 45 | 41045 | 6 | 0 | 2016 | 9999 |  |  | N | Solar | [13 empty] | 0 | 0 | 0 | 0 | [11 empty] | Grove Solar Center LLC | 100 | Heliosage Energy LLC | 100
solar pv | Hyline Solar Center, LLC | 60331_G_HSC1 | 60331 | G | HSC1 |  | Solar PV |  | WECC_PNW | Oregon | 41 | Malheur | 45 | 41045 | 9 | 0 | 2016 | 9999 |  |  | N | Solar | [13 empty] | 0 | 0 | 0 | 0 | [11 empty] | Hyline Solar Center LLC | 100 | Heliosage Energy LLC | 100
solar pv | Open Range Solar Center, LLC | 60332_G_ORSC1 | 60332 | G | ORSC1 |  | Solar PV |  | WECC_PNW | Oregon | 41 | Malheur | 45 | 41045 | 10 | 0 | 2016 | 9999 |  |  | N | Solar | [13 empty] | 0 | 0 | 0 | 0 | [11 empty] | Open Range Solar Center LLC | 100 | Heliosage Energy LLC | 100
solar pv | Railroad Solar Center, LLC | 60333_G_RSC1 | 60333 | G | RSC1 |  | Solar PV |  | WECC_PNW | Oregon | 41 | Malheur | 45 | 41045 | 4.5 | 0 | 2016 | 9999 |  |  | N | Solar | [13 empty] | 0 | 0 | 0 | 0 | [11 empty] | Railroad Solar Center LLC | 100 | Heliosage Energy LLC | 100
solar pv | Thunderegg Solar Center, LLC | 60334_G_TSC1 | 60334 | G | TSC1 |  | Solar PV |  | WECC_PNW | Oregon | 41 | Malheur | 45 | 41045 | 10 | 0 | 2016 | 9999 |  |  | N | Solar | [13 empty] | 0 | 0 | 0 | 0 | [11 empty] | Thunderegg Solar Center LLC | 100 | Heliosage Energy LLC | 100
solar pv | Vale Air Solar Center, LLC | 60335_G_VASC1 | 60335 | G | VASC1 |  | Solar PV |  | WECC_PNW | Oregon | 41 | Malheur | 45 | 41045 | 10 | 0 | 2016 | 9999 |  |  | N | Solar | [13 empty] | 0 | 0 | 0 | 0 | [11 empty] | Vale Air Solar Center LLC | 100 | Heliosage Energy LLC | 100
solar pv | Midway Solar Farm 1 | 60336_G_MSF1 | 60336 | G | MSF1 |  | Solar PV |  | WECC_IID | California | 6 | Imperial | 25 | 06025 | 50 | 0 | 2018 | 9999 |  |  | N | Solar | [13 empty] | 0 | 0 | 0 | 0 | [11 empty] | 83WI 8ME LLC | 100 | 8 Minute Solar Energy | 100
solar pv | Providence Solar | 60337_G_PROV | 60337 | G | PROV |  | Solar PV |  | S_C_TVA | Tennessee | 47 | Madison | 113 | 47113 | 16 | 0 | 2017 | 9999 |  |  | N | Solar | [13 empty] | 0 | 0 | 0 | 0 | [11 empty] | Providence Solar Center LLC | 100 | Heliosage Energy LLC | 100
onshore wind | Electra Wind Farm | 60338_G_EWF | 60338 | G | EWF |  | Onshore Wind |  | ERC_WEST | Texas | 48 | Wilbarger | 487 | 48487 | 230 | 0 | 2016 | 9999 |  |  | N | Wind | [13 empty] | 0 | 0 | 0 | 0 | [11 empty] | Electra Wind LLC | 100 | Starwood Capital Group Global LLC | 100
onshore wind | Horse Creek Wind Farm | 60339_G_HCWF | 60339 | G | HCWF |  | Onshore Wind |  | ERC_WEST | Texas | 48 | Haskell | 207 | 48207 | 230 | 0 | 2016 | 9999 |  |  | N | Wind | [13 empty] | 0 | 0 | 0 | 0 | [11 empty] | Horse Creek Wind LLC | 100 | Starwood Capital Group Global LLC | 100
biomass | Albany Green Energy | 60340_B_1 | 60340 | B | 1 | 91192 | Biomass |  | S_SOU | Georgia | 13 | Dougherty | 95 | 13095 | 54 | 10994 | 2017 | 9999 |  |  | Y | Biomass |  |  | 0.727 | CF + NH3 | SNCR |  |  | B | NA |  |  |  |  | 0.06052 | 0.04618 | 0.06052 | 0.04618 |  |  |  |  | Yes | 2017 | [5 empty] | Albany Green Energy LLC | 100 | Exelon Corp | 100
solar pv | Wal-Mart Truth or Consequences PV | 60341_G_WMTOC | 60341 | G | WMTOC |  | Solar PV |  | WECC_NM | New Mexico | 35 | Sierra | 51 | 35051 | 1 | 0 | 2015 | 9999 |  |  | N | Solar | [13 empty] | 0 | 0 | 0 | 0 | [11 empty] | SSA Solar of NM 3 LLC | 100 | Sun Financial LLC | 100
onshore wind | Ida Grove Wind | 60342_G_IGWF | 60342 | G | IGWF |  | Onshore Wind |  | MIS_MIDA | Iowa | 19 | Ida | 93 | 19093 | 61.1 | 0 | 2016 | 9999 |  |  | N | Wind | [13 empty] | 0 | 0 | 0 | 0 | [11 empty] | Ida Grove Wind Energy LLC | 100 | Berkshire Hathaway Inc | 100
onshore wind | Ida Grove Wind | 60342_G_IGWF2 | 60342 | G | IGWF2 |  | Onshore Wind |  | MIS_MIDA | Iowa | 19 | Ida | 93 | 19093 | 119.6 | 0 | 2016 | 9999 |  |  | N | Wind | [13 empty] | 0 | 0 | 0 | 0 | [11 empty] | Ida Grove Wind Energy LLC | 100 | Berkshire Hathaway Inc | 100
onshore wind | Ida Grove Wind | 60342_G_IGWF3 | 60342 | G | IGWF3 |  | Onshore Wind |  | MIS_MIDA | Iowa | 19 | Ida | 93 | 19093 | 92.8 | 0 | 2016 | 9999 |  |  | N | Wind | [13 empty] | 0 | 0 | 0 | 0 | [11 empty] | Ida Grove Wind Energy LLC | 100 | Berkshire Hathaway Inc | 100
onshore wind | Ida Grove Wind | 60342_G_IGWF4 | 60342 | G | IGWF4 |  | Onshore Wind |  | MIS_MIDA | Iowa | 19 | Ida | 93 | 19093 | 27.6 | 0 | 2016 | 9999 |  |  | N | Wind | [13 empty] | 0 | 0 | 0 | 0 | [11 empty] | Ida Grove Wind Energy LLC | 100 | Berkshire Hathaway Inc | 100
solar pv | Sudbury Solar | 60344_G_SUD | 60344 | G | SUD |  | Solar PV |  | NENGREST | Vermont | 50 | Rutland | 21 | 50021 | 2 | 0 | 2016 | 9999 |  |  | N | Solar | [13 empty] | 0 | 0 | 0 | 0 | [11 empty] | Sudbury Solar LLC | 100 | Allco Renewable Energy Limited | 100
natural gas combined cycle | Okeechobee Clean Energy Center | 60345_G_1A | 60345 | G | 1A | 91288 | Combined Cycle |  | FRCC | Florida | 12 | Okeechobee | 93 | 12093 | 376.6 | 7050 | 2019 | 9999 |  |  | N | Natural Gas, Distillate Fuel Oil |  |  |  | DLNB | SCR | [8 empty] | 0.0085669 | 0.0085669 | 0.0085669 | 0.0085669 | [11 empty] | Florida Power & Light Co | 100 | NextEra Energy Inc | 100
natural gas combined cycle | Okeechobee Clean Energy Center | 60345_G_1B | 60345 | G | 1B | 91287 | Combined Cycle |  | FRCC | Florida | 12 | Okeechobee | 93 | 12093 | 376.6 | 7050 | 2019 | 9999 |  |  | N | Natural Gas, Distillate Fuel Oil |  |  |  | DLNB | SCR | [8 empty] | 0.0085669 | 0.0085669 | 0.0085669 | 0.0085669 | [11 empty] | Florida Power & Light Co | 100 | NextEra Energy Inc | 100
natural gas combined cycle | Okeechobee Clean Energy Center | 60345_G_1C | 60345 | G | 1C | 91289 | Combined Cycle |  | FRCC | Florida | 12 | Okeechobee | 93 | 12093 | 376.6 | 7050 | 2019 | 9999 |  |  | N | Natural Gas, Distillate Fuel Oil |  |  |  | DLNB | SCR | [8 empty] | 0.0085669 | 0.0085669 | 0.0085669 | 0.0085669 | [11 empty] | Florida Power & Light Co | 100 | NextEra Energy Inc | 100
natural gas combined cycle | Okeechobee Clean Energy Center | 60345_G_1ST | 60345 | G | 1ST | 91288 | Combined Cycle |  | FRCC | Florida | 12 | Okeechobee | 93 | 12093 | 593.3 | 7050 | 2019 | 9999 |  |  | N | Natural Gas, Distillate Fuel Oil |  |  |  |  | SCR | [8 empty] | 0.0085669 | 0.0085669 | 0.0085669 | 0.0085669 | [11 empty] | Florida Power & Light Co | 100 | NextEra Energy Inc | 100
solar pv | Demille Solar Farm | 60346_G_1 | 60346 | G | 1 |  | Solar PV |  | MIS_LMI | Michigan | 26 | Lapeer | 87 | 26087 | 28.4 | 0 | 2017 | 9999 |  |  | N | Solar | [13 empty] | 0 | 0 | 0 | 0 | [11 empty] | DTE Electric Co | 100 | DTE Energy Co | 100
solar pv | Turrill Solar Farm | 60347_G_1 | 60347 | G | 1 |  | Solar PV |  | MIS_LMI | Michigan | 26 | Lapeer | 87 | 26087 | 19.6 | 0 | 2017 | 9999 |  |  | N | Solar | [13 empty] | 0 | 0 | 0 | 0 | [11 empty] | DTE Electric Co | 100 | DTE Energy Co | 100
solar pv | O'Shea Solar Farm | 60348_G_1 | 60348 | G | 1 |  | Solar PV |  | MIS_LMI | Michigan | 26 | Wayne | 163 | 26163 | 2 | 0 | 2017 | 9999 |  |  | N | Solar | [13 empty] | 0 | 0 | 0 | 0 | [11 empty] | DTE Energy Co | 100 | DTE Energy Co | 100
biomass | Hill AFB LFG Facility, Bldg #737 | 60349_G_LFGG1 | 60349 | G | LFGG1 |  | Landfill Gas |  | WECC_UT | Utah | 49 | Davis | 11 | 49011 | 0.6 | 14103 | 2005 | 9999 |  |  | N | Landfill Gas | [13 empty] | 0.22117 | 0.22117 | 0.22117 | 0.22117 | [11 empty] | Ameresco Federal Solutions Inc | 100 | Ameresco Inc | 100
biomass | Hill AFB LFG Facility, Bldg #737 | 60349_G_LFGG2 | 60349 | G | LFGG2 |  | Landfill Gas |  | WECC_UT | Utah | 49 | Davis | 11 | 49011 | 0.7 | 14103 | 2005 | 9999 |  |  | N | Landfill Gas | [13 empty] | 0.22117 | 0.22117 | 0.22117 | 0.22117 | [11 empty] | Ameresco Federal Solutions Inc | 100 | Ameresco Inc | 100
biomass | Hill AFB LFG Facility, Bldg #737 | 60349_G_LFGG3 | 60349 | G | LFGG3 |  | Landfill Gas |  | WECC_UT | Utah | 49 | Davis | 11 | 49011 | 0.9 | 14103 | 2008 | 9999 |  |  | N | Landfill Gas | [13 empty] | 0.22117 | 0.22117 | 0.22117 | 0.22117 | [11 empty] | Ameresco Federal Solutions Inc | 100 | Ameresco Inc | 100
solar pv | NRG Solar Las Vegas MB 2, LLC | 60350_G_LVMB2 | 60350 | G | LVMB2 |  | Solar PV |  | WECC_SNV | Nevada | 32 | Clark | 3 | 32003 | 1.5 | 0 | 2016 | 9999 |  |  | N | Solar | [13 empty] | 0 | 0 | 0 | 0 | [11 empty] | NRG Energy Inc | 100 | NRG Energy Inc | 100
solar pv | Bison Solar LLC | 60351_G_BSPV1 | 60351 | G | BSPV1 |  | Solar PV |  | WECC_CO | Colorado | 8 | Larimer | 69 | 08069 | 30 | 0 | 2016 | 9999 |  |  | N | Solar | [13 empty] | 0 | 0 | 0 | 0 | [11 empty] | Bison Solar LLC | 100 | LS Power Group | 100
solar pv | Boulder Solar Power, LLC | 60352_G_BSP | 60352 | G | BSP |  | Solar PV |  | WECC_SNV | Nevada | 32 | Clark | 3 | 32003 | 100 | 0 | 2016 | 9999 |  |  | N | Solar | [13 empty] | 0 | 0 | 0 | 0 | [11 empty] | Boulder Solar Power LLC | 100 | TOTAL SA | 100
solar pv | Cecil County CCVT HS | 60353_G_CCVT | 60353 | G | CCVT |  | Solar PV |  | PJM_EMAC | Maryland | 24 | Cecil | 15 | 24015 | 2 | 0 | 2015 | 9999 |  |  | N | Solar | [13 empty] | 0 | 0 | 0 | 0 | [11 empty] | Terraform Power Inc | 100 | Brookfield Asset Management Inc | 100
onshore wind | Brady II Wind Energy Center | 60354_G_BWEC2 | 60354 | G | BWEC2 |  | Onshore Wind |  | SPP_WAUE | North Dakota | 38 | Stark | 89 | 38089 | 150 | 0 | 2016 | 9999 |  |  | N | Wind | [13 empty] | 0 | 0 | 0 | 0 | [11 empty] | Brady Wind II LLC | 100 | NextEra Energy Inc | 100
onshore wind | Brady Wind Energy Center | 60355_G_BWEC1 | 60355 | G | BWEC1 |  | Onshore Wind |  | SPP_WAUE | North Dakota | 38 | Stark | 89 | 38089 | 150 | 0 | 2016 | 9999 |  |  | N | Wind | [13 empty] | 0 | 0 | 0 | 0 | [11 empty] | Brady Wind LLC | 100 | NextEra Energy Inc | 100
natural gas combined cycle | South Field Energy | 60356_G_SFECC | 60356 | G | SFECC |  | Combined Cycle |  | PJM_ATSI | Ohio | 39 | Columbiana | 29 | 39029 | 1060 | 7050 | 2021 | 9999 |  |  | N | Natural Gas, Distillate Fuel Oil |  |  |  |  | SCR | [8 empty] | 0.011 | 0.011 | 0.011 | 0.011 | [11 empty] | South Field Energy LLC | 100 | Advanced Power | 100
natural gas combined cycle | Lackawanna Energy Center | 60357_G_GEN1 | 60357 | G | GEN1 | 91210 | Combined Cycle |  | PJM_WMAC | Pennsylvania | 42 | Lackawanna | 69 | 42069 | 465 | 7050 | 2018 | 9999 |  |  | N | Natural Gas |  |  |  | DLNB | SCR | [8 empty] | 0.0052716 | 0.0052716 | 0.0052716 | 0.0052716 | [11 empty] | Invenergy Thermal Development LLC | 100 | Invenergy LLC | 100
natural gas combined cycle | Lackawanna Energy Center | 60357_G_GEN2 | 60357 | G | GEN2 | 91211 | Combined Cycle |  | PJM_WMAC | Pennsylvania | 42 | Lackawanna | 69 | 42069 | 465 | 7050 | 2018 | 9999 |  |  | N | Natural Gas |  |  |  | DLNB | SCR | [8 empty] | 0.0056444 | 0.0056444 | 0.0056444 | 0.0056444 | [11 empty] | Lackawanna Energy Center LLC | 100 | Invenergy LLC | 100
natural gas combined cycle | Lackawanna Energy Center | 60357_G_GEN3 | 60357 | G | GEN3 | 91212 | Combined Cycle |  | PJM_WMAC | Pennsylvania | 42 | Lackawanna | 69 | 42069 | 465 | 7050 | 2018 | 9999 |  |  | N | Natural Gas |  |  |  | DLNB | SCR | [8 empty] | 0.0056517 | 0.0056517 | 0.0056517 | 0.0056517 | [11 empty] | Lackawanna Energy Center LLC | 100 | Invenergy LLC | 100
solar pv | Gastonia Solar Center | 60359_G_60916 | 60359 | G | 60916 |  | Solar PV |  | S_VACA | North Carolina | 37 | Gaston | 71 | 37071 | 4.3 | 0 | 2018 | 9999 |  |  | N | Solar | [13 empty] | 0 | 0 | 0 | 0 | [11 empty] | Enerparc Solar Development LLC | 100 | Enerparc AG | 100
solar pv | Wortham Solar Farm | 60361_G_INV1 | 60361 | G | INV1 |  | Solar PV |  | S_VACA | North Carolina | 37 | Vance | 181 | 37181 | 5 | 0 | 2016 | 9999 |  |  | N | Solar | [13 empty] | 0 | 0 | 0 | 0 | [11 empty] | Wortham Solar Farm LLC | 100 | Entropy Solar Integrators LLC | 100
solar pv | White Farm Solar, LLC | 60363_G_WFSPV | 60363 | G | WFSPV |  | Solar PV |  | PJM_Dom | North Carolina | 37 | Northampton | 131 | 37131 | 5.2 | 0 | 2016 | 9999 |  |  | N | Solar | [13 empty] | 0 | 0 | 0 | 0 | [11 empty] | Carolina Solar Energy II LLC | 100 | Carolina Solar Energy | 100
biomass | White Street Renewables | 60364_G_WSLFG | 60364 | G | WSLFG |  | Landfill Gas |  | S_VACA | North Carolina | 37 | Guilford | 81 | 37081 | 1.6 | 13648 | 2019 | 9999 |  |  | N | Landfill Gas | [13 empty] | 0.09 | 0.09 | 0.09 | 0.09 | [11 empty] | White Street Renewables LLC | 100 | Petra Engineering PLLC | 100
solar pv | Vulcraft Solar | 60365_G_VULC | 60365 | G | VULC |  | Solar PV |  | NY_Z_C&E | New York | 36 | Chemung | 15 | 36015 | 1.6 | 0 | 2013 | 9999 |  |  | N | Solar | [13 empty] | 0 | 0 | 0 | 0 | [11 empty] | Soltage VUL 1600 Chemung LLC | 100 | Soltage LLC | 100
onshore wind | Old Settler Wind | 60366_G_OSWF | 60366 | G | OSWF |  | Onshore Wind |  | ERC_PHDL | Texas | 48 | Floyd | 153 | 48153 | 151.2 | 0 | 2017 | 9999 |  |  | N | Wind | [13 empty] | 0 | 0 | 0 | 0 | [11 empty] | Old Settler Wind LLC | 100 | Apex Clean Energy Inc | 100
solar pv | Snow Camp Solar, LLC | 60367_G_SCSPV | 60367 | G | SCSPV |  | Solar PV |  | S_VACA | North Carolina | 37 | Alamance | 1 | 37001 | 5.2 | 0 | 2016 | 9999 |  |  | N | Solar | [13 empty] | 0 | 0 | 0 | 0 | [11 empty] | Snow Camp Solar LLC | 100 | Cypress Creek Holdings LLC | 100
natural gas combined cycle | Panda Hummel Station LLC | 60368_G_CTG1 | 60368 | G | CTG1 | 91106 | Combined Cycle |  | PJM_WMAC | Pennsylvania | 42 | Snyder | 109 | 42109 | 226.3 | 7050 | 2018 | 9999 |  |  | N | Natural Gas |  |  |  | DLNB | SCR | [8 empty] | 0.0064168 | 0.0064168 | 0.0064168 | 0.0064168 | [11 empty] | Hummel Generation LLC | 100 | LS Power Group | 100
natural gas combined cycle | Panda Hummel Station LLC | 60368_G_CTG2 | 60368 | G | CTG2 | 91107 | Combined Cycle |  | PJM_WMAC | Pennsylvania | 42 | Snyder | 109 | 42109 | 226.3 | 7050 | 2018 | 9999 |  |  | N | Natural Gas |  |  |  | DLNB | SCR | [8 empty] | 0.0064168 | 0.0064168 | 0.0064168 | 0.0064168 | [11 empty] | Hummel Generation LLC | 100 | LS Power Group | 100
natural gas combined cycle | Panda Hummel Station LLC | 60368_G_CTG3 | 60368 | G | CTG3 | 91111 | Combined Cycle |  | PJM_WMAC | Pennsylvania | 42 | Snyder | 109 | 42109 | 226.3 | 7050 | 2018 | 9999 |  |  | N | Natural Gas |  |  |  | DLNB | SCR | [8 empty] | 0.0064168 | 0.0064168 | 0.0064168 | 0.0064168 | [11 empty] | Hummel Generation LLC | 100 | LS Power Group | 100
natural gas combined cycle | Panda Hummel Station LLC | 60368_G_STG | 60368 | G | STG | 91106 | Combined Cycle |  | PJM_WMAC | Pennsylvania | 42 | Snyder | 109 | 42109 | 417.6 | 7050 | 2018 | 9999 |  |  | N | Natural Gas |  |  |  |  | SCR | [8 empty] | 0.0064168 | 0.0064168 | 0.0064168 | 0.0064168 | [11 empty] | Hummel Generation LLC | 100 | LS Power Group | 100
solar pv | Battleboro Farm | 60369_G_BFPV | 60369 | G | BFPV |  | Solar PV |  | S_VACA | North Carolina | 37 | Nash | 127 | 37127 | 5.2 | 0 | 2016 | 9999 |  |  | N | Solar | [13 empty] | 0 | 0 | 0 | 0 | [11 empty] | Battleboro Farm LLC | 100 | Strata Solar LLC | 100
solar pv | Flint Hill Solar, LLC | 60370_G_FHSPV | 60370 | G | FHSPV |  | Solar PV |  | S_VACA | North Carolina | 37 | Moore | 125 | 37125 | 5.2 | 0 | 2016 | 9999 |  |  | N | Solar | [13 empty] | 0 | 0 | 0 | 0 | [11 empty] | Flint Hill Solar LLC | 100 | Cypress Creek Holdings LLC | 100
solar pv | Legoland Solar | 60371_G_1 | 60371 | G | 1 |  | Solar PV |  | FRCC | Florida | 12 | Polk | 105 | 12105 | 1.4 | 0 | 2016 | 9999 |  |  | N | Solar | [13 empty] | 0 | 0 | 0 | 0 | [11 empty] | Tampa Electric Co | 100 | TECO Energy Inc | 100
solar pv | Lamesa Solar | 60372_G_LSPV1 | 60372 | G | LSPV1 |  | Solar PV |  | ERC_WEST | Texas | 48 | Dawson | 115 | 48115 | 100 | 0 | 2017 | 9999 |  |  | N | Solar | [13 empty] | 0 | 0 | 0 | 0 | [11 empty] | Southern Power Co | 100 | Southern Co | 100
solar pv | ILR Landfill | 60375_G_ILR1 | 60375 | G | ILR1 |  | Solar PV |  | PJM_EMAC | New Jersey | 34 | Middlesex | 23 | 34023 | 7.7 | 0 | 2016 | 9999 |  |  | N | Solar | [13 empty] | 0 | 0 | 0 | 0 | [11 empty] | Solar Wind Energy LLC | 100 | Solar Wind Energy LLC | 100
natural gas combined cycle | Clean Energy Future-Lordstown, LLC | 60376_G_CTG1 | 60376 | G | CTG1 | 91109 | Combined Cycle |  | PJM_ATSI | Ohio | 39 | Trumbull | 155 | 39155 | 263 | 7050 | 2018 | 9999 |  |  | N | Natural Gas |  |  |  | DLNB | SCR | [8 empty] | 0.0058959 | 0.0058959 | 0.0058959 | 0.0058959 | [11 empty] | Clean Energy Future Lordstown LLC | 100 | Clean Energy Future Lordstown LLC | 100
natural gas combined cycle | Clean Energy Future-Lordstown, LLC | 60376_G_CTG2 | 60376 | G | CTG2 | 91110 | Combined Cycle |  | PJM_ATSI | Ohio | 39 | Trumbull | 155 | 39155 | 263 | 7050 | 2018 | 9999 |  |  | N | Natural Gas |  |  |  | DLNB | SCR | [8 empty] | 0.0058959 | 0.0058959 | 0.0058959 | 0.0058959 | [11 empty] | Clean Energy Future Lordstown LLC | 100 | Clean Energy Future Lordstown LLC | 100
natural gas combined cycle | Clean Energy Future-Lordstown, LLC | 60376_G_STG1 | 60376 | G | STG1 | 91109 | Combined Cycle |  | PJM_ATSI | Ohio | 39 | Trumbull | 155 | 39155 | 324 | 7050 | 2018 | 9999 |  |  | N | Natural Gas |  |  |  |  | SCR | [8 empty] | 0.0058959 | 0.0058959 | 0.0058959 | 0.0058959 | [11 empty] | Clean Energy Future Lordstown LLC | 100 | Clean Energy Future Lordstown LLC | 100
solar pv | NHA at Mansfield NJ | 60378_G_PV1 | 60378 | G | PV1 |  | Solar PV |  | PJM_EMAC | New Jersey | 34 | Warren | 41 | 34041 | 5 | 0 | 2016 | 9999 |  |  | N | Solar | [13 empty] | 0 | 0 | 0 | 0 | [11 empty] | Luminace Solar New Jersey LLC | 100 | Exelon Corp | 100
solar pv | Shoe Creek Solar, LLC | 60380_G_SCSPV | 60380 | G | SCSPV |  | Solar PV |  | S_VACA | North Carolina | 37 | Scotland | 165 | 37165 | 65 | 0 | 2017 | 9999 |  |  | N | Solar | [13 empty] | 0 | 0 | 0 | 0 | [11 empty] | Shoe Creek Solar LLC | 100 | Cypress Creek Holdings LLC | 100
solar pv | Sulphur Springs | 60381_G_SSSP | 60381 | G | SSSP |  | Solar PV |  | WECC_AZ | Arizona | 4 | Cochise | 3 | 04003 | 20 | 0 | 2016 | 9999 |  |  | N | Solar | [13 empty] | 0 | 0 | 0 | 0 | [11 empty] | Solar Star Arizona XIII LLC | 100 | SunPower Corp | 100
solar pv | Monroe Solar Facility | 60383_G_MONPV | 60383 | G | MONPV |  | Solar PV |  | S_VACA | North Carolina | 37 | Union | 179 | 37179 | 60 | 0 | 2017 | 9999 |  |  | N | Solar | [13 empty] | 0 | 0 | 0 | 0 | [11 empty] | Duke Energy Carolinas | 100 | Duke Energy Corp | 100
solar pv | Hertford Solar Farm | 60384_G_HERT | 60384 | G | HERT |  | Solar PV |  | PJM_Dom | North Carolina | 37 | Perquimans | 143 | 37143 | 5 | 0 | 2016 | 9999 |  |  | N | Solar | [13 empty] | 0 | 0 | 0 | 0 | [11 empty] | SolNCPower10 LLC | 100 | Solon Group | 100
0 | Santa Rita Jail Fuel Cell | 60385_G_MB-18 | 60385 | G | MB-18 |  | Fuel Cell |  | WEC_CALN | California | 6 | Alameda | 1 | 06001 | 1.4 | 8264 | 2016 | 9999 |  |  | Y | Natural Gas | [13 empty] | 0 | 0 | 0 | 0 | [11 empty] | SRJFC LLC | 100 | FuelCell Energy Inc | 100
solar pv | RE Garland A | 60386_G_PV1 | 60386 | G | PV1 |  | Solar PV |  | WECC_SCE | California | 6 | Kern | 29 | 06029 | 20 | 0 | 2016 | 9999 |  |  | N | Solar | [13 empty] | 0 | 0 | 0 | 0 | [11 empty] | RE Garland A LLC | 100 | Canadian Solar Inc | 100
biomass | Morgantown | 60388_G_GEMT | 60388 | G | GEMT |  | Landfill Gas |  | PJM_WMAC | Pennsylvania | 42 | Berks | 11 | 42011 | 1.6 | 14727 | 2016 | 9999 |  |  | N | Landfill Gas | [13 empty] | 0.22117 | 0.22117 | 0.22117 | 0.22117 | [11 empty] | Granger Energy of Morgantown LLC | 100 | Energy Developments | 100
solar pv | RE Barren Ridge 1 | 60389_G_REBR1 | 60389 | G | REBR1 |  | Solar PV |  | WEC_CALN | California | 6 | Kern | 29 | 06029 | 60 | 0 | 2016 | 9999 |  |  | N | Solar | [13 empty] | 0 | 0 | 0 | 0 | [11 empty] | RE Barren Ridge 1 LLC | 100 | Korea Electric Power Corp | 100
0 | Beech Ridge Energy Storage | 60390_G_BRES | 60390 | G | BRES |  | Energy Storage |  | PJM_AP | West Virginia | 54 | Greenbrier | 25 | 54025 | 31.5 | 0 | 2015 | 9999 |  |  | N | Energy Storage | [13 empty] | 0 | 0 | 0 | 0 | [11 empty] | Beech Ridge Energy Storage LLC | 100 | Invenergy LLC | 100
solar pv | SJA Solar LLC-Solterra Monastery CSG | 60391_G_SJAPV | 60391 | G | SJAPV |  | Solar PV |  | NENGREST | Massachusetts | 25 | Worcester | 27 | 25027 | 20.1 | 0 | 2016 | 9999 |  |  | N | Solar | [13 empty] | 0 | 0 | 0 | 0 | [11 empty] | SJA Solar LLC | 100 | NRG Energy Inc | 100
0 | Pfizer Groton Fuel Cell | 60392_G_MM-24 | 60392 | G | MM-24 |  | Fuel Cell |  | NENG_CT | Connecticut | 9 | New London | 11 | 09011 | 2.8 | 8816 | 2016 | 9999 |  |  | Y | Natural Gas | [13 empty] | 0 | 0 | 0 | 0 | [11 empty] | Pfizer Inc | 100 | Pfizer Inc | 100
0 | Pfizer Groton Fuel Cell | 60392_G_MM-25 | 60392 | G | MM-25 |  | Fuel Cell |  | NENG_CT | Connecticut | 9 | New London | 11 | 09011 | 2.8 | 8816 | 2016 | 9999 |  |  | Y | Natural Gas | [13 empty] | 0 | 0 | 0 | 0 | [11 empty] | Pfizer Inc | 100 | Pfizer Inc | 100
solar pv | MC1 Solar | 60395_G_MC1PV | 60395 | G | MC1PV |  | Solar PV |  | PJM_Dom | North Carolina | 37 | Martin | 117 | 37117 | 5 | 0 | 2016 | 9999 |  |  | N | Solar | [13 empty] | 0 | 0 | 0 | 0 | [11 empty] | MC1 Solar Farm LLC | 100 | MC1 Solar Farm LLC | 100
solar pv | St. Pauls Solar 1, LLC | 60396_G_FLS1 | 60396 | G | FLS1 |  | Solar PV |  | S_VACA | North Carolina | 37 | Robeson | 155 | 37155 | 4.9 | 0 | 2017 | 9999 |  |  | N | Solar | [13 empty] | 0 | 0 | 0 | 0 | [11 empty] | St Pauls Solar 1 LLC | 100 | Cypress Creek Holdings LLC | 100
solar pv | Kennedy Solar, LLC | 60397_G_FLS1 | 60397 | G | FLS1 |  | Solar PV |  | S_VACA | North Carolina | 37 | Duplin | 61 | 37061 | 4.9 | 0 | 2017 | 9999 |  |  | N | Solar | [13 empty] | 0 | 0 | 0 | 0 | [11 empty] | Kennedy Solar LLC | 100 | FLS Energy Inc | 100
solar pv | Innovative Solar 65 | 60398_G_FLS1 | 60398 | G | FLS1 |  | Solar PV |  | S_VACA | North Carolina | 37 | Scotland | 165 | 37165 | 4.9 | 0 | 2016 | 9999 |  |  | N | Solar | [13 empty] | 0 | 0 | 0 | 0 | [11 empty] | Innovative Solar 65 LLC | 100 | Innovative Solar Systems LLC | 100
solar pv | Lincoln Solar, LLC (NC) | 60399_G_FLS1 | 60399 | G | FLS1 |  | Solar PV |  | S_VACA | North Carolina | 37 | Rutherford | 161 | 37161 | 4.9 | 0 | 2016 | 9999 |  |  | N | Solar | [13 empty] | 0 | 0 | 0 | 0 | [11 empty] | Lincoln Solar LLC | 100 | Allco Renewable Energy Limited | 100
solar pv | Exum Farm Solar, LLC | 60400_G_FLS1 | 60400 | G | FLS1 |  | Solar PV |  | S_VACA | North Carolina | 37 | Lenoir | 107 | 37107 | 4.9 | 0 | 2016 | 9999 |  |  | N | Solar | [13 empty] | 0 | 0 | 0 | 0 | [11 empty] | Exum Farm Solar LLC | 100 | Cypress Creek Holdings LLC | 100
solar pv | Bizzell Church Solar 1, LLC | 60401_G_BCSPV | 60401 | G | BCSPV |  | Solar PV |  | S_VACA | North Carolina | 37 | Johnston | 101 | 37101 | 5.2 | 0 | 2015 | 9999 |  |  | N | Solar | [13 empty] | 0 | 0 | 0 | 0 | [11 empty] | Bizzell Church Solar I LLC | 100 | Cypress Creek Holdings LLC | 100
solar pv | CB Bladen Solar, LLC | 60402_G_CBPV | 60402 | G | CBPV |  | Solar PV |  | S_VACA | North Carolina | 37 | Bladen | 17 | 37017 | 5.2 | 0 | 2016 | 9999 |  |  | N | Solar | [13 empty] | 0 | 0 | 0 | 0 | [11 empty] | Clark Brothers LLC | 100 | Clark Brothers LLC | 100
solar pv | Currin Solar, LLC | 60403_G_CSPV | 60403 | G | CSPV |  | Solar PV |  | S_VACA | North Carolina | 37 | Granville | 77 | 37077 | 5.2 | 0 | 2015 | 9999 |  |  | N | Solar | [13 empty] | 0 | 0 | 0 | 0 | [11 empty] | Currin Solar Farm LLC | 100 | Entropy Solar Integrators LLC | 100
onshore wind | Pisgah Mountain Wind | 60404_G_PISGA | 60404 | G | PISGA |  | Onshore Wind |  | NENG_ME | Maine | 23 | Penobscot | 19 | 23019 | 9.1 | 0 | 2016 | 9999 |  |  | N | Wind | [13 empty] | 0 | 0 | 0 | 0 | [11 empty] | Mike Smith & Paul & Sandy Fuller | 100 | Mike Smith & Paul & Sandy Fuller | 100
solar pv | Chaves Solar, LLC | 60405_G_CSPV | 60405 | G | CSPV |  | Solar PV |  | SPP_SPS | New Mexico | 35 | Chaves | 5 | 35005 | 70 | 0 | 2016 | 9999 |  |  | N | Solar | [13 empty] | 0 | 0 | 0 | 0 | [11 empty] | Chaves County Solar LLC | 100 | NextEra Energy Inc | 100
solar pv | Roswell Solar, LLC | 60406_G_RSPV | 60406 | G | RSPV |  | Solar PV |  | SPP_SPS | New Mexico | 35 | Chaves | 5 | 35005 | 70 | 0 | 2016 | 9999 |  |  | N | Solar | [13 empty] | 0 | 0 | 0 | 0 | [11 empty] | Roswell Solar LLC | 100 | NextEra Energy Inc | 100
solar pv | Nash 97 Solar, LLC | 60408_G_97PV | 60408 | G | 97PV |  | Solar PV |  | S_VACA | North Carolina | 37 | Nash | 127 | 37127 | 5.2 | 0 | 2016 | 9999 |  |  | N | Solar | [13 empty] | 0 | 0 | 0 | 0 | [11 empty] | Nash 97 Solar LLC | 100 | Cypress Creek Holdings LLC | 100
solar pv | South Winston Farm, LLC | 60409_G_SWFPV | 60409 | G | SWFPV |  | Solar PV |  | S_VACA | North Carolina | 37 | Forsyth | 67 | 37067 | 5.2 | 0 | 2016 | 9999 |  |  | N | Solar | [13 empty] | 0 | 0 | 0 | 0 | [11 empty] | South Winston Farm LLC | 100 | Cypress Creek Holdings LLC | 100
solar pv | Sullivan Solar, LLC | 60410_G_SULPV | 60410 | G | SULPV |  | Solar PV |  | MIS_INKY | Indiana | 18 | Sullivan | 153 | 18153 | 5.2 | 0 | 2016 | 9999 |  |  | N | Solar | [13 empty] | 0 | 0 | 0 | 0 | [11 empty] | Sullivan Solar LLC | 100 | Cypress Creek Holdings LLC | 100
solar pv | Coventry Photovoltaic, LLC | 60411_G_COVEN | 60411 | G | COVEN |  | Solar PV |  | NENGREST | Vermont | 50 | Orleans | 19 | 50019 | 2.2 | 0 | 2014 | 9999 |  |  | N | Solar | [13 empty] | 0 | 0 | 0 | 0 | [11 empty] | Borrego Solar Systems Inc | 100 | Borrego Solar Systems Inc | 100
solar pv | Munro Valley Solar | 60412_G_MUN | 60412 | G | MUN |  | Solar PV |  | WECC_SCE | California | 6 | Inyo | 27 | 06027 | 4 | 0 | 2016 | 9999 |  |  | N | Solar | [13 empty] | 0 | 0 | 0 | 0 | [11 empty] | Munro Valley Solar LLC | 100 | Allco Finance Group Limited | 100
solar pv | Bonnybrooke PV | 60413_G_AZPV1 | 60413 | G | AZPV1 |  | Solar PV |  | WECC_AZ | Arizona | 4 | Pinal | 21 | 04021 | 50 | 0 | 2016 | 9999 |  |  | N | Solar | [13 empty] | 0 | 0 | 0 | 0 | [11 empty] | Apple Inc | 100 | Apple Inc | 100
onshore wind | Bethel Wind Farm LLC | 60414_G_GEN1 | 60414 | G | GEN1 |  | Onshore Wind |  | ERC_PHDL | Texas | 48 | Castro | 69 | 48069 | 276 | 0 | 2017 | 9999 |  |  | N | Wind | [13 empty] | 0 | 0 | 0 | 0 | [11 empty] | Bethel Wind Farm LLC | 100 | Southern Co | 100
solar pv | Hardison Farm Solar, LLC | 60415_G_HFSPV | 60415 | G | HFSPV |  | Solar PV |  | PJM_Dom | North Carolina | 37 | Martin | 117 | 37117 | 5.2 | 0 | 2016 | 9999 |  |  | N | Solar | [13 empty] | 0 | 0 | 0 | 0 | [11 empty] | Carolina Solar Energy II LLC | 100 | Carolina Solar Energy | 100
solar pv | Maxton Solar, LLC | 60416_G_MSPV | 60416 | G | MSPV |  | Solar PV |  | S_VACA | North Carolina | 37 | Robeson | 155 | 37155 | 4.9 | 0 | 2016 | 9999 |  |  | N | Solar | [13 empty] | 0 | 0 | 0 | 0 | [11 empty] | Maxton Solar 1 LLC | 100 | Cypress Creek Holdings LLC | 100
solar pv | Modlin Solar Farm | 60417_G_MSFPV | 60417 | G | MSFPV |  | Solar PV |  | PJM_Dom | North Carolina | 37 | Martin | 117 | 37117 | 4.9 | 0 | 2016 | 9999 |  |  | N | Solar | [13 empty] | 0 | 0 | 0 | 0 | [11 empty] | Modlin Farm Solar LLC | 100 | Cypress Creek Holdings LLC | 100
hydro | Calligan Creek Hydroelectric Project | 60418_G_CC6MW | 60418 | G | CC6MW |  | Hydro |  | WECC_PNW | Washington | 53 | King | 33 | 53033 | 6 | 0 | 2018 | 9999 |  |  | N | Hydro | [13 empty] | 0 | 0 | 0 | 0 | [11 empty] | Calligan Power LLC | 100 | Calligan Power LLC | 100
geothermal | Don A Campbell 2 Geothermal | 60419_G_DAC2G | 60419 | G | DAC2G |  | Geothermal |  | WECC_NNV | Nevada | 32 | Mineral | 21 | 32021 | 16.2 | 9771 | 2015 | 9999 |  |  | N | Geothermal | [13 empty] | 0 | 0 | 0 | 0 | 0.4563 | 0.4563 | 0.4563 | [8 empty] | ORNI 47 LLC | 100 | Northleaf Capital Partners | 100
municipal solid waste | Veyo Heat Recovery Project | 60421_G_WHR1 | 60421 | G | WHR1 |  | Non-Fossil Waste |  | WECC_UT | Utah | 49 | Washington | 53 | 49053 | 8.4 | 9182 | 2016 | 9999 |  |  | N | Non-Fossil Waste | [13 empty] | 0 | 0 | 0 | 0 | [11 empty] | Utah Associated Municipal Power System | 100 | Utah Associated Municipal Power System | 100
solar pv | Morgan's Corner | 60422_G_1 | 60422 | G | 1 |  | Solar PV |  | PJM_Dom | North Carolina | 37 | Pasquotank | 139 | 37139 | 8 | 0 | 2015 | 9999 |  |  | N | Solar | [13 empty] | 0 | 0 | 0 | 0 | [11 empty] | Morgans Corner Solar Energy LLC | 100 | Dominion Energy Inc | 100
solar pv | Fairhaven C | 60423_G_FCPV | 60423 | G | FCPV |  | Solar PV |  | NENGREST | Massachusetts | 25 | Bristol | 5 | 25005 | 1.6 | 0 | 2017 | 9999 |  |  | N | Solar | [13 empty] | 0 | 0 | 0 | 0 | [11 empty] | Nautilus Power LLC | 100 | Essential Power LLC | 100
solar pv | West Bridgewater AB CSG | 60424_G_WBAB | 60424 | G | WBAB |  | Solar PV |  | NENGREST | Massachusetts | 25 | Plymouth | 23 | 25023 | 1.7 | 0 | 2017 | 9999 |  |  | N | Solar | [13 empty] | 0 | 0 | 0 | 0 | [11 empty] | Nautilus Power LLC | 100 | Essential Power LLC | 100
solar pv | Skidmore College | 60425_G_SO049 | 60425 | G | SO049 |  | Solar PV |  | NY_Z_F | New York | 36 | Saratoga | 91 | 36091 | 2 | 0 | 2014 | 9999 |  |  | N | Solar | [13 empty] | 0 | 0 | 0 | 0 | [11 empty] | Dynamic Energy Solutions | 100 | Dynamic Energy Solutions | 100
solar pv | RCWD PV Project | 60426_G_RCWD | 60426 | G | RCWD |  | Solar PV |  | WECC_SCE | California | 6 | Riverside | 65 | 06065 | 4.1 | 0 | 2016 | 9999 |  |  | N | Solar | [13 empty] | 0 | 0 | 0 | 0 | [11 empty] | Solar Star California XL LLC | 100 | TOTAL SA | 100
solar pv | CoServ Community Solar Station | 60427_G_CSS1 | 60427 | G | CSS1 |  | Solar PV |  | ERC_REST | Texas | 48 | Denton | 121 | 48121 | 2 | 0 | 2015 | 9999 |  |  | N | Solar | [13 empty] | 0 | 0 | 0 | 0 | [11 empty] | Coserv Electric | 100 | Coserv Electric | 100
solar pv | CA Dept of Public Health at Richmond | 60428_G_PV1 | 60428 | G | PV1 |  | Solar PV |  | WEC_CALN | California | 6 | Contra Costa | 13 | 06013 | 2.2 | 0 | 2017 | 9999 |  |  | N | Solar | [13 empty] | 0 | 0 | 0 | 0 | [11 empty] | California PV Energy 2 LLC | 100 | Exelon Corp | 100
solar pv | Tompkins Cortland Community College | 60431_G_TC3 | 60431 | G | TC3 |  | Solar PV |  | NY_Z_C&E | New York | 36 | Tompkins | 109 | 36109 | 2 | 0 | 2015 | 9999 |  |  | N | Solar | [13 empty] | 0 | 0 | 0 | 0 | [11 empty] | SEC LHNY Solar One LLC | 100 | NextEra Energy Inc | 100
solar pv | Three Peaks Power | 60432_G_TPP | 60432 | G | TPP |  | Solar PV |  | WECC_UT | Utah | 49 | Iron | 21 | 49021 | 80 | 0 | 2016 | 9999 |  |  | N | Solar | [13 empty] | 0 | 0 | 0 | 0 | [11 empty] | Three Peaks Power LLC | 100 | Scatec Solar | 100
solar pv | Crane Solar Facility | 60435_G_XXXXX | 60435 | G | XXXXX |  | Solar PV |  | MIS_INKY | Indiana | 18 | Martin | 101 | 18101 | 17 | 0 | 2017 | 9999 |  |  | N | Solar | [13 empty] | 0 | 0 | 0 | 0 | [11 empty] | Duke Energy Indiana | 100 | Duke Energy Corp | 100
solar pv | East Pecos Solar | 60436_G_1 | 60436 | G | 1 |  | Solar PV |  | ERC_WEST | Texas | 48 | Pecos | 371 | 48371 | 118.5 | 0 | 2017 | 9999 |  |  | N | Solar | [13 empty] | 0 | 0 | 0 | 0 | [11 empty] | East Pecos Solar LLC | 100 | First Solar Inc | 100
solar pv | Bernards Solar | 60437_G_BERNS | 60437 | G | BERNS |  | Solar PV |  | PJM_EMAC | New Jersey | 34 | Somerset | 35 | 34035 | 2.6 | 0 | 2016 | 9999 |  |  | N | Solar | [13 empty] | 0 | 0 | 0 | 0 | [11 empty] | Bernards Solar LLC | 100 | New Jersey Resources Corp | 100
solar pv | Whitakers Farm (Fisher Rd) | 60438_G_1 | 60438 | G | 1 |  | Solar PV |  | S_VACA | North Carolina | 37 | Nash | 127 | 37127 | 3.4 | 0 | 2016 | 9999 |  |  | N | Solar | [13 empty] | 0 | 0 | 0 | 0 | [11 empty] | Whitakers Farm LLC | 100 | Strata Solar LLC | 100
0 | Salem Smart Power Center | 60441_G_SSPC | 60441 | G | SSPC |  | Energy Storage |  | WECC_PNW | Oregon | 41 | Marion | 47 | 41047 | 5 | 0 | 2013 | 9999 |  |  | N | Energy Storage | [13 empty] | 0 | 0 | 0 | 0 | [11 empty] | Portland General Electric Co | 100 | Portland General Electric Co | 100
solar pv | Carver MA 1 Community Solar | 60442_G_CMA1 | 60442 | G | CMA1 |  | Solar PV |  | NENGREST | Massachusetts | 25 | Plymouth | 23 | 25023 | 2 | 0 | 2016 | 9999 |  |  | N | Solar | [13 empty] | 0 | 0 | 0 | 0 | [11 empty] | Nautilus Power LLC | 100 | Essential Power LLC | 100
solar pv | Wareham MA 1 Community Solar | 60443_G_WMA1 | 60443 | G | WMA1 |  | Solar PV |  | NENGREST | Massachusetts | 25 | Plymouth | 23 | 25023 | 2 | 0 | 2016 | 9999 |  |  | N | Solar | [13 empty] | 0 | 0 | 0 | 0 | [11 empty] | Community Solar Parent I LLC | 100 | Community Solar Parent I LLC | 100
0 | Glacier Battery Storage | 60444_G_GLA | 60444 | G | GLA |  | Energy Storage |  | WECC_PNW | Washington | 53 | Whatcom | 73 | 53073 | 2 | 0 | 2016 | 9999 |  |  | N | Energy Storage | [13 empty] | 0 | 0 | 0 | 0 | [11 empty] | Puget Sound Energy Inc | 100 | Puget Energy Inc | 100
solar pv | ID Solar | 60445_G_INV1 | 60445 | G | INV1 |  | Solar PV |  | WECC_ID | Idaho | 16 | Ada | 1 | 16001 | 40 | 0 | 2016 | 9999 |  |  | N | Solar | [13 empty] | 0 | 0 | 0 | 0 | [11 empty] | ID Solar I LLC | 100 | FTP Power LLC | 100
solar pv | E&B Resources | 60446_G_PVEB | 60446 | G | PVEB |  | Solar PV |  | WECC_SCE | California | 6 | Kern | 29 | 06029 | 1 | 0 | 2013 | 9999 |  |  | N | Solar | [13 empty] | 0 | 0 | 0 | 0 | [11 empty] | Terraform Power Inc | 100 | Brookfield Asset Management Inc | 100
solar pv | Presbyterian Senior Living Service | 60447_G_PSLS | 60447 | G | PSLS |  | Solar PV |  | PJM_SMAC | Maryland | 24 | Baltimore | 5 | 24005 | 1.2 | 0 | 2013 | 9999 |  |  | N | Solar | [13 empty] | 0 | 0 | 0 | 0 | [11 empty] | Terraform Power Inc | 100 | Brookfield Asset Management Inc | 100
solar pv | Valdosta | 60448_G_VALD | 60448 | G | VALD |  | Solar PV |  | S_SOU | Georgia | 13 | Lowndes | 185 | 13185 | 1 | 0 | 2013 | 9999 |  |  | N | Solar | [13 empty] | 0 | 0 | 0 | 0 | [11 empty] | Terraform Power Inc | 100 | Brookfield Asset Management Inc | 100
solar pv | Pavant Solar II LLC | 60449_G_PSII | 60449 | G | PSII |  | Solar PV |  | WECC_UT | Utah | 49 | Millard | 27 | 49027 | 50 | 0 | 2016 | 9999 |  |  | N | Solar | [13 empty] | 0 | 0 | 0 | 0 | [11 empty] | Pavant Solar II LLC | 100 | Public Service Enterprise Group Inc | 100
solar pv | Corcoran | 60450_G_PVCR | 60450 | G | PVCR |  | Solar PV |  | WEC_CALN | California | 6 | Kings | 31 | 06031 | 1.1 | 0 | 2014 | 9999 |  |  | N | Solar | [13 empty] | 0 | 0 | 0 | 0 | [11 empty] | Terraform Power Inc | 100 | Brookfield Asset Management Inc | 100
solar pv | Brookside | 60451_G_PVBR | 60451 | G | PVBR |  | Solar PV |  | NENGREST | Rhode Island | 44 | Providence | 7 | 44007 | 1 | 0 | 2015 | 9999 |  |  | N | Solar | [13 empty] | 0 | 0 | 0 | 0 | [11 empty] | Terraform Power Inc | 100 | Brookfield Asset Management Inc | 100
solar pv | Calverton | 60452_G_CALV | 60452 | G | CALV |  | Solar PV |  | NY_Z_K | New York | 36 | Suffolk | 103 | 36103 | 3.9 | 0 | 2015 | 9999 |  |  | N | Solar | [13 empty] | 0 | 0 | 0 | 0 | [11 empty] | Community Energy Solar | 100 | Community Energy Inc (Cei) | 100
solar pv | Cummins, Inc | 60453_G_CUMM | 60453 | G | CUMM |  | Solar PV |  | NY_Z_A | New York | 36 | Chautauqua | 13 | 36013 | 2 | 0 | 2015 | 9999 |  |  | N | Solar | [13 empty] | 0 | 0 | 0 | 0 | [11 empty] | Terraform Power Inc | 100 | Brookfield Asset Management Inc | 100
solar pv | Houghton | 60454_G_HOUGH | 60454 | G | HOUGH |  | Solar PV |  | NY_Z_B | New York | 36 | Allegany | 3 | 36003 | 2.6 | 0 | 2015 | 9999 |  |  | N | Solar | [13 empty] | 0 | 0 | 0 | 0 | [11 empty] | Houghton College | 100 | Houghton College | 100
solar pv | Oneida - South | 60455_G_ONS | 60455 | G | ONS |  | Solar PV |  | NY_Z_C&E | New York | 36 | Oneida | 65 | 36065 | 1.9 | 0 | 2015 | 9999 |  |  | N | Solar | [13 empty] | 0 | 0 | 0 | 0 | [11 empty] | NextEra Energy Resources LLC | 100 | NextEra Energy Inc | 100
solar pv | Oneida - West | 60456_G_ONW | 60456 | G | ONW |  | Solar PV |  | NY_Z_C&E | New York | 36 | Oneida | 65 | 36065 | 1.9 | 0 | 2015 | 9999 |  |  | N | Solar | [13 empty] | 0 | 0 | 0 | 0 | [11 empty] | NextEra Energy Resources LLC | 100 | NextEra Energy Inc | 100
biomass | Athens Energy | 60457_G_1 | 60457 | G | 1 |  | Biomass |  | NENG_ME | Maine | 23 | Somerset | 25 | 23025 | 7.1 | 17622 | 2016 | 9999 |  |  | N | Biomass | [13 empty] | 0.22033 | 0.22033 | 0.22033 | 0.22033 | [11 empty] | Athens Energy LLC | 100 | Athens Energy LLC | 100
solar pv | Hardwick-Athol & Eagle Hill | 60458_G_HAEH | 60458 | G | HAEH |  | Solar PV |  | NENGREST | Massachusetts | 25 | Worcester | 27 | 25027 | 2.8 | 0 | 2015 | 9999 |  |  | N | Solar | [13 empty] | 0 | 0 | 0 | 0 | [11 empty] | DG 1 Acquisition Co LLC | 100 | NextEra Energy Inc | 100
natural gas peaker | Port Comfort Power LLC | 60459_G_PC1 | 60459 | G | PC1 | 91150 | Combustion Turbine |  | ERC_REST | Texas | 48 | Calhoun | 57 | 48057 | 45 | 10745 | 2017 | 9999 |  |  | N | Natural Gas | [13 empty] | 0.01818 | 0.01818 | 0.01818 | 0.01818 | [11 empty] | Port Comfort Power LLC | 100 | Agilon Energy LLC | 100
natural gas peaker | Port Comfort Power LLC | 60459_G_PC2 | 60459 | G | PC2 | 91151 | Combustion Turbine |  | ERC_REST | Texas | 48 | Calhoun | 57 | 48057 | 45 | 10745 | 2017 | 9999 |  |  | N | Natural Gas | [13 empty] | 0.01917 | 0.01917 | 0.01917 | 0.01917 | [11 empty] | Port Comfort Power LLC | 100 | Agilon Energy LLC | 100
natural gas peaker | Chamon Power LLC | 60460_G_CH1 | 60460 | G | CH1 | 91152 | Combustion Turbine |  | ERC_REST | Texas | 48 | Harris | 201 | 48201 | 45 | 10811 | 2017 | 9999 |  |  | N | Natural Gas | [13 empty] | 0.01523 | 0.01523 | 0.01523 | 0.01523 | [11 empty] | Chamon Power LLC | 100 | Agilon Energy LLC | 100
natural gas peaker | Chamon Power LLC | 60460_G_CH2 | 60460 | G | CH2 | 91153 | Combustion Turbine |  | ERC_REST | Texas | 48 | Harris | 201 | 48201 | 45 | 10811 | 2017 | 9999 |  |  | N | Natural Gas | [13 empty] | 0.01466 | 0.01466 | 0.01466 | 0.01466 | [11 empty] | Chamon Power LLC | 100 | Agilon Energy LLC | 100
solar pv | The Clorox Company | 60461_G_PV1 | 60461 | G | PV1 |  | Solar PV |  | PJM_EMAC | Maryland | 24 | Harford | 25 | 24025 | 1.6 | 0 | 2016 | 9999 |  |  | N | Solar | [13 empty] | 0 | 0 | 0 | 0 | [11 empty] | SolarCity Corp | 100 | Tesla Inc | 100
solar pv | Onondaga County- Clearwater | 60462_G_PV1 | 60462 | G | PV1 |  | Solar PV |  | NY_Z_C&E | New York | 36 | Oswego | 75 | 36075 | 2 | 0 | 2017 | 9999 |  |  | N | Solar | [13 empty] | 0 | 0 | 0 | 0 | [11 empty] | SolarCity Corp | 100 | Tesla Inc | 100
solar pv | Greene County Meter #1 | 60463_G_PV1 | 60463 | G | PV1 |  | Solar PV |  | NY_Z_F | New York | 36 | Greene | 39 | 36039 | 1.6 | 0 | 2018 | 9999 |  |  | N | Solar | [13 empty] | 0 | 0 | 0 | 0 | [11 empty] | SolarCity Corp | 100 | Tesla Inc | 100
natural gas combined cycle | Tenaska Westmoreland Generating Station | 60464_G_CTG1 | 60464 | G | CTG1 | 91139 | Combined Cycle |  | PJM_PENE | Pennsylvania | 42 | Westmoreland | 129 | 42129 | 286.6 | 7050 | 2018 | 9999 |  |  | N | Natural Gas |  |  |  | DLNB + H2O | SCR | [8 empty] | 0.0048988 | 0.0048988 | 0.0048988 | 0.0048988 | [11 empty] | Tenaska Pennsylvania Partners LLC | 100 | Tenaska Inc | 100
natural gas combined cycle | Tenaska Westmoreland Generating Station | 60464_G_CTG2 | 60464 | G | CTG2 | 91140 | Combined Cycle |  | PJM_PENE | Pennsylvania | 42 | Westmoreland | 129 | 42129 | 286.6 | 7050 | 2018 | 9999 |  |  | N | Natural Gas |  |  |  | DLNB + H2O | SCR | [8 empty] | 0.0048988 | 0.0048988 | 0.0048988 | 0.0048988 | [11 empty] | Tenaska Pennsylvania Partners LLC | 100 | Tenaska Inc | 100
natural gas combined cycle | Tenaska Westmoreland Generating Station | 60464_G_STG1 | 60464 | G | STG1 | 91139 | Combined Cycle |  | PJM_PENE | Pennsylvania | 42 | Westmoreland | 129 | 42129 | 370.8 | 7050 | 2018 | 9999 |  |  | N | Natural Gas |  |  |  | LNB + NH3 | SCR | [8 empty] | 0.0048988 | 0.0048988 | 0.0048988 | 0.0048988 | [11 empty] | Tenaska Pennsylvania Partners LLC | 100 | Tenaska Inc | 100
solar pv | Chesapeake College | 60465_G_PV1 | 60465 | G | PV1 |  | Solar PV |  | PJM_EMAC | Maryland | 24 | Queen Annes | 35 | 24035 | 1.5 | 0 | 2016 | 9999 |  |  | N | Solar | [13 empty] | 0 | 0 | 0 | 0 | [11 empty] | SolarCity Corp | 100 | Tesla Inc | 100
hydro | Waterman Turnout Hydroelectric | 60466_G_WTHF | 60466 | G | WTHF |  | Hydro |  | WECC_SCE | California | 6 | San Bernardino | 71 | 06071 | 1 | 0 | 2022 | 9999 |  |  | N | Hydro | [13 empty] | 0 | 0 | 0 | 0 | [11 empty] | San Bernardino Valley Municipal Water District | 100 | San Bernardino Valley Municipal Water District | 100
solar pv | Red Rock | 60467_G_PV1 | 60467 | G | PV1 |  | Solar PV |  | WECC_AZ | Arizona | 4 | Maricopa | 13 | 04013 | 40 | 0 | 2017 | 9999 |  |  | N | Solar | [13 empty] | 0 | 0 | 0 | 0 | [11 empty] | Arizona Public Service Co | 100 | Pinnacle West Capital Corp | 100
natural gas peaker | Friendswood Energy | 60468_G_GT-1 | 60468 | G | GT-1 | 91283 | Combustion Turbine |  | ERC_REST | Texas | 48 | Harris | 201 | 48201 | 117 | 10745 | 2018 | 9999 |  |  | N | Natural Gas |  |  |  | DLNB | [9 empty] | 0.03098 | 0.03098 | 0.03098 | 0.03098 | [11 empty] | Friendswood Energy Genco | 100 | Quantum Utility Generation LLC | 100
solar pv | Solar Glynn | 60469_G_INV1 | 60469 | G | INV1 |  | Solar PV |  | S_SOU | Georgia | 13 | Glynn | 127 | 13127 | 18 | 0 | 2016 | 9999 |  |  | N | Solar | [13 empty] | 0 | 0 | 0 | 0 | [11 empty] | Solar Glynn LLC | 100 | Entropy Solar Integrators LLC | 100
onshore wind | Paulding Wind Farm III | 60470_G_1 | 60470 | G | 1 |  | Onshore Wind |  | PJM_West | Ohio | 39 | Paulding | 125 | 39125 | 100.8 | 0 | 2016 | 9999 |  |  | N | Wind | [13 empty] | 0 | 0 | 0 | 0 | [11 empty] | Paulding Wind Farm III LLC | 100 | Energias de Portugal SA | 100
onshore wind | Green River Wind Farm | 60471_G_GRNRV | 60471 | G | GRNRV |  | Onshore Wind |  | PJM_COMD | Illinois | 17 | Lee | 103 | 17103 | 212 | 0 | 2019 | 9999 |  |  | N | Wind | [13 empty] | 0 | 0 | 0 | 0 | [11 empty] | Green River Wind Farm Phase 1 LLC | 100 | Rahn Group | 100
solar pv | CPS 1 Community Solar | 60472_G_CPS1 | 60472 | G | CPS1 |  | Solar PV |  | ERC_REST | Texas | 48 | Bexar | 29 | 48029 | 1 | 0 | 2016 | 9999 |  |  | N | Solar | [13 empty] | 0 | 0 | 0 | 0 | [11 empty] | Clean Energy Collective LLC | 100 | Clean Energy Collective LLC | 100
solar pv | Westport MA 1 Community Solar | 60473_G_WPMA1 | 60473 | G | WPMA1 |  | Solar PV |  | NENGREST | Massachusetts | 25 | Bristol | 5 | 25005 | 1.3 | 0 | 2016 | 9999 |  |  | N | Solar | [13 empty] | 0 | 0 | 0 | 0 | [11 empty] | Nautilus Power LLC | 100 | Essential Power LLC | 100
solar pv | Bayshore Solar B, LLC | 60474_G_BSHRB | 60474 | G | BSHRB |  | Solar PV |  | WEC_LADW | California | 6 | Los Angeles | 37 | 06037 | 20 | 0 | 2017 | 9999 |  |  | N | Solar | [13 empty] | 0 | 0 | 0 | 0 | [11 empty] | Bayshore Solar B LLC | 100 | Sustainable Power Group LLC | 100
solar pv | Bayshore Solar C, LLC | 60475_G_BSHRC | 60475 | G | BSHRC |  | Solar PV |  | WEC_LADW | California | 6 | Los Angeles | 37 | 06037 | 20 | 0 | 2017 | 9999 |  |  | N | Solar | [13 empty] | 0 | 0 | 0 | 0 | [11 empty] | Bayshore Solar C LLC | 100 | Sustainable Power Group LLC | 100
solar pv | Westport MA 2 Community Solar | 60476_G_WPMA2 | 60476 | G | WPMA2 |  | Solar PV |  | NENGREST | Massachusetts | 25 | Bristol | 5 | 25005 | 1.2 | 0 | 2016 | 9999 |  |  | N | Solar | [13 empty] | 0 | 0 | 0 | 0 | [11 empty] | Nautilus Power LLC | 100 | Essential Power LLC | 100
solar pv | Bethlehem - East | 60477_G_BE | 60477 | G | BE |  | Solar PV |  | NY_Z_F | New York | 36 | Albany | 1 | 36001 | 1.7 | 0 | 2016 | 9999 |  |  | N | Solar | [13 empty] | 0 | 0 | 0 | 0 | [11 empty] | DG Bethlehem Solar LLC | 100 | NextEra Energy Inc | 100
solar pv | Bethlehem - West | 60478_G_BW | 60478 | G | BW |  | Solar PV |  | NY_Z_F | New York | 36 | Albany | 1 | 36001 | 1 | 0 | 2016 | 9999 |  |  | N | Solar | [13 empty] | 0 | 0 | 0 | 0 | [11 empty] | DG Bethlehem Solar LLC | 100 | NextEra Energy Inc | 100
solar pv | Germantown Solar, LLC | 60480_G_PV1 | 60480 | G | PV1 |  | Solar PV |  | S_VACA | North Carolina | 37 | Forsyth | 67 | 37067 | 2.1 | 0 | 2015 | 9999 |  |  | N | Solar | [13 empty] | 0 | 0 | 0 | 0 | [11 empty] | Germantown Solar LLC | 100 | Cypress Creek Holdings LLC | 100
solar pv | Bayshore Solar A, LLC | 60481_G_BSHRA | 60481 | G | BSHRA |  | Solar PV |  | WEC_LADW | California | 6 | Los Angeles | 37 | 06037 | 20 | 0 | 2017 | 9999 |  |  | N | Solar | [13 empty] | 0 | 0 | 0 | 0 | [11 empty] | Bayshore Solar A LLC | 100 | Sustainable Power Group LLC | 100
solar pv | Williamston West Farm, LLC | 60484_G_1 | 60484 | G | 1 |  | Solar PV |  | PJM_Dom | North Carolina | 37 | Martin | 117 | 37117 | 4.9 | 0 | 2016 | 9999 |  |  | N | Solar | [13 empty] | 0 | 0 | 0 | 0 | [11 empty] | Williamston West Farm LLC | 100 | Strata Solar LLC | 100
solar pv | Longboat Solar, LLC | 60485_G_PV1 | 60485 | G | PV1 |  | Solar PV |  | WECC_SCE | California | 6 | San Bernardino | 71 | 06071 | 20 | 0 | 2016 | 9999 |  |  | N | Solar | [13 empty] | 0 | 0 | 0 | 0 | [11 empty] | Longboat Solar LLC | 100 | Duke Energy Corp | 100
onshore wind | Greenfield Wind - MT | 60486_G_1 | 60486 | G | 1 |  | Onshore Wind |  | WECC_MT | Montana | 30 | Teton | 99 | 30099 | 25 | 0 | 2016 | 9999 |  |  | N | Wind | [13 empty] | 0 | 0 | 0 | 0 | [11 empty] | Greenfield Wind LLC | 100 | WINData LLC | 100
solar pv | River Road Solar, LLC | 60487_G_PV1 | 60487 | G | PV1 |  | Solar PV |  | PJM_Dom | North Carolina | 37 | Hertford | 91 | 37091 | 5 | 0 | 2016 | 9999 |  |  | N | Solar | [13 empty] | 0 | 0 | 0 | 0 | [11 empty] | River Road Solar LLC | 100 | SunEnergy 1 LLC | 100
solar pv | Hamilton Solar-Crosswicks | 60489_G_PV1 | 60489 | G | PV1 |  | Solar PV |  | PJM_EMAC | New Jersey | 34 | Mercer | 21 | 34021 | 3.5 | 0 | 2011 | 9999 |  |  | N | Solar | [13 empty] | 0 | 0 | 0 | 0 | [11 empty] | Hartz Solar Hamilton LLC | 100 | Hartz Mountain Industries Inc | 100
solar pv | Hamilton Solar-Crosswicks | 60489_G_PV2 | 60489 | G | PV2 |  | Solar PV |  | PJM_EMAC | New Jersey | 34 | Mercer | 21 | 34021 | 4 | 0 | 2011 | 9999 |  |  | N | Solar | [13 empty] | 0 | 0 | 0 | 0 | [11 empty] | Hartz Solar Hamilton LLC | 100 | Hartz Mountain Industries Inc | 100
solar pv | Redwood 4 Solar Farm | 60490_G_RW4SF | 60490 | G | RW4SF |  | Solar PV |  | WECC_SCE | California | 6 | Kern | 29 | 06029 | 20 | 0 | 2017 | 9999 |  |  | N | Solar | [13 empty] | 0 | 0 | 0 | 0 | [11 empty] | 54KR 8ME LLC | 100 | 8 Minute Solar Energy | 100
0 | Springbok 3 Solar Farm | 60491_G_SB3BS | 60491 | G | SB3BS |  | Energy Storage |  | WECC_SCE | California | 6 | Kern | 29 | 06029 | 1.5 | 0 | 2019 | 9999 |  |  | N | Energy Storage | [13 empty] | 0 | 0 | 0 | 0 | [11 empty] | 64KT 8ME LLC | 100 | 8 Minute Solar Energy | 100
solar pv | Springbok 3 Solar Farm | 60491_G_SB3SF | 60491 | G | SB3SF |  | Solar PV |  | WECC_SCE | California | 6 | Kern | 29 | 06029 | 90 | 0 | 2019 | 9999 |  |  | N | Solar | [13 empty] | 0 | 0 | 0 | 0 | [11 empty] | 64KT 8ME LLC | 100 | 8 Minute Solar Energy | 100
solar pv | Rail Trail | 60492_G_PV1 | 60492 | G | PV1 |  | Solar PV |  | NENGREST | Massachusetts | 25 | Berkshire | 3 | 25003 | 2 | 0 | 2016 | 9999 |  |  | N | Solar | [13 empty] | 0 | 0 | 0 | 0 | [11 empty] | RT MA Solar LLC | 100 | Altus Power America Management LLC | 100
solar pv | Rising Paper | 60493_G_1 | 60493 | G | 1 |  | Solar PV |  | NENGREST | Massachusetts | 25 | Berkshire | 3 | 25003 | 2.5 | 0 | 2016 | 9999 |  |  | N | Solar | [13 empty] | 0 | 0 | 0 | 0 | [11 empty] | RP MA Solar LLC | 100 | Altus Power America Management LLC | 100
solar pv | Hampden | 60494_G_1 | 60494 | G | 1 |  | Solar PV |  | NENGREST | Massachusetts | 25 | Hampden | 13 | 25013 | 3.2 | 0 | 2015 | 9999 |  |  | N | Solar | [13 empty] | 0 | 0 | 0 | 0 | [11 empty] | HA MA Solar LLC | 100 | Altus Power America Management LLC | 100
solar pv | Little Bay | 60495_G_1 | 60495 | G | 1 |  | Solar PV |  | NENGREST | Rhode Island | 44 | Providence | 7 | 44007 | 1.3 | 0 | 2014 | 9999 |  |  | N | Solar | [13 empty] | 0 | 0 | 0 | 0 | [11 empty] | LB RI Solar LLC | 100 | Altus Power Management LLC | 100
solar pv | MEBA | 60496_G_1 | 60496 | G | 1 |  | Solar PV |  | PJM_EMAC | Maryland | 24 | Talbot | 41 | 24041 | 1.5 | 0 | 2014 | 9999 |  |  | N | Solar | [13 empty] | 0 | 0 | 0 | 0 | [11 empty] | Meba Solar I LLC | 100 | Altus Power Management LLC | 100
solar pv | SR Skylark B | 60497_G_SKY B | 60497 | G | SKY B |  | Solar PV |  | WECC_CO | Colorado | 8 | Weld | 123 | 08123 | 2 | 0 | 2016 | 9999 |  |  | N | Solar | [13 empty] | 0 | 0 | 0 | 0 | [11 empty] | Silicon Ranch Corp | 100 | Silicon Ranch Corp | 100
solar pv | Shirley Water | 60498_G_1 | 60498 | G | 1 |  | Solar PV |  | NENGREST | Massachusetts | 25 | Middlesex | 17 | 25017 | 2 | 0 | 2016 | 9999 |  |  | N | Solar | [13 empty] | 0 | 0 | 0 | 0 | [11 empty] | SWD Solar LLC | 100 | Altus Power America Management LLC | 100
solar pv | Westside Avenue | 60500_G_1 | 60500 | G | 1 |  | Solar PV |  | PJM_EMAC | New Jersey | 34 | Hudson | 17 | 34017 | 0.9 | 0 | 2011 | 9999 |  |  | N | Solar | [13 empty] | 0 | 0 | 0 | 0 | [11 empty] | Hartz Solar LLC | 100 | Hartz Mountain Industries Inc | 100
solar pv | Hartz Way | 60501_G_1 | 60501 | G | 1 |  | Solar PV |  | PJM_EMAC | New Jersey | 34 | Hudson | 17 | 34017 | 0.9 | 0 | 2010 | 9999 |  |  | N | Solar | [13 empty] | 0 | 0 | 0 | 0 | [11 empty] | Hartz Solar LLC | 100 | Hartz Mountain Industries Inc | 100
onshore wind | Tyler Bluff Wind Project, LLC | 60502_G_GEN1 | 60502 | G | GEN1 |  | Onshore Wind |  | ERC_REST | Texas | 48 | Cooke | 97 | 48097 | 125.6 | 0 | 2016 | 9999 |  |  | N | Wind | [13 empty] | 0 | 0 | 0 | 0 | [11 empty] | Tyler Bluff Wind Project LLC | 100 | Southern Co | 100
onshore wind | Crowned Ridge Wind Energy Center | 60503_G_CTTL1 | 60503 | G | CTTL1 |  | Onshore Wind |  | SPP_WAUE | South Dakota | 46 | Codington | 29 | 46029 | 200.1 | 0 | 2019 | 9999 |  |  | N | Wind | [13 empty] | 0 | 0 | 0 | 0 | [11 empty] | Crowned Ridge Wind LLC | 100 | NextEra Energy Inc | 100
onshore wind | Blazing Star Wind Farm 1 | 60504_G_BLZG1 | 60504 | G | BLZG1 |  | Onshore Wind |  | MIS_MNWI | Minnesota | 27 | Lincoln | 81 | 27081 | 200 | 0 | 2019 | 9999 |  |  | N | Wind | [13 empty] | 0 | 0 | 0 | 0 | [11 empty] | Xcel Energy Inc | 100 | Xcel Energy Inc | 100
onshore wind | Crocker Wind Farm | 60505_G_CRCKR | 60505 | G | CRCKR |  | Onshore Wind |  | SPP_WAUE | South Dakota | 46 | Clark | 25 | 46025 | 200 | 0 | 2019 | 9999 |  |  | N | Wind | [13 empty] | 0 | 0 | 0 | 0 | [11 empty] | Crocker Wind Farm LLC | 100 | Rahn Group | 100
0 | ETT Presidio NaS Battery | 60506_G_BOB | 60506 | G | BOB |  | Energy Storage |  | ERC_WEST | Texas | 48 | Presidio | 377 | 48377 | 4 | 0 | 2010 | 9999 |  |  | N | Energy Storage | [13 empty] | 0 | 0 | 0 | 0 | [11 empty] | Electric Transmission Texas LLC | 100 | American Electric Power Co Inc | 100
solar pv | Broome County | 60507_G_NORTH | 60507 | G | NORTH |  | Solar PV |  | NY_Z_C&E | New York | 36 | Broome | 7 | 36007 | 2 | 0 | 2018 | 9999 |  |  | N | Solar | [13 empty] | 0 | 0 | 0 | 0 | [11 empty] | Weisshorn Solar I LLC | 100 | Weisshorn Solar I LLC | 100
solar pv | Broome County | 60507_G_SOUTH | 60507 | G | SOUTH |  | Solar PV |  | NY_Z_C&E | New York | 36 | Broome | 7 | 36007 | 2 | 0 | 2018 | 9999 |  |  | N | Solar | [13 empty] | 0 | 0 | 0 | 0 | [11 empty] | Weisshorn Solar I LLC | 100 | Weisshorn Solar I LLC | 100
solar pv | Valley Center | 60509_G_PV1 | 60509 | G | PV1 |  | Solar PV |  | WEC_SDGE | California | 6 | San Diego | 73 | 06073 | 2.3 | 0 | 2016 | 9999 |  |  | N | Solar | [13 empty] | 0 | 0 | 0 | 0 | [11 empty] | NLP Valley Center Solar LLC | 100 | Summit Power Group Inc | 100
solar pv | Two Mile Desert Project | 60510_G_PV1 | 60510 | G | PV1 |  | Solar PV |  | PJM_Dom | North Carolina | 37 | Perquimans | 143 | 37143 | 16.2 | 0 | 2019 | 9999 |  |  | N | Solar | [13 empty] | 0 | 0 | 0 | 0 | [11 empty] | Advanced Solar Power Holdings Inc | 100 | Advanced Solar Power Holdings Inc | 100
solar pv | Clear Spring Ranch PV Project | 60511_G_PV1 | 60511 | G | PV1 |  | Solar PV |  | WECC_CO | Colorado | 8 | El Paso | 41 | 08041 | 10 | 0 | 2016 | 9999 |  |  | N | Solar | [13 empty] | 0 | 0 | 0 | 0 | [11 empty] | DG Colorado Solar LLC | 100 | NextEra Energy Inc | 100
solar pv | Seminole | 60514_G_PV1 | 60514 | G | PV1 |  | Solar PV |  | S_SOU | Georgia | 13 | Seminole | 253 | 13253 | 1.6 | 0 | 2014 | 9999 |  |  | N | Solar | [13 empty] | 0 | 0 | 0 | 0 | [11 empty] | Terraform Power Inc | 100 | Brookfield Asset Management Inc | 100
solar pv | Granger | 60516_G_PV1 | 60516 | G | PV1 |  | Solar PV |  | WEC_SDGE | California | 6 | San Diego | 73 | 06073 | 3 | 0 | 2016 | 9999 |  |  | N | Solar | [13 empty] | 0 | 0 | 0 | 0 | [11 empty] | NLP Granger A82 LLC | 100 | Summit Power Group Inc | 100
hydro | Hancock Creek Hydroelectric Project | 60517_G_HY1 | 60517 | G | HY1 |  | Hydro |  | WECC_PNW | Washington | 53 | King | 33 | 53033 | 6 | 0 | 2018 | 9999 |  |  | N | Hydro | [13 empty] | 0 | 0 | 0 | 0 | [11 empty] | Hancock Power LLC | 100 | Hancock Power LLC | 100
0 | Stafford Hill Solar | 60518_G_BA1 | 60518 | G | BA1 |  | Energy Storage |  | NENGREST | Vermont | 50 | Rutland | 21 | 50021 | 2 | 0 | 2015 | 9999 |  |  | N | Energy Storage | [13 empty] | 0 | 0 | 0 | 0 | [11 empty] | Green Mountain Power Corp | 100 | Gaz Métropolitain & Co LP | 100
solar pv | Stafford Hill Solar | 60518_G_PV1 | 60518 | G | PV1 |  | Solar PV |  | NENGREST | Vermont | 50 | Rutland | 21 | 50021 | 2 | 0 | 2015 | 9999 |  |  | N | Solar | [13 empty] | 0 | 0 | 0 | 0 | [11 empty] | Green Mountain Power Corp | 100 | Gaz Métropolitain & Co LP | 100
solar pv | Albany Solar | 60519_G_PV1 | 60519 | G | PV1 |  | Solar PV |  | MIS_MNWI | Minnesota | 27 | Stearns | 145 | 27145 | 10 | 0 | 2016 | 9999 |  |  | N | Solar | [13 empty] | 0 | 0 | 0 | 0 | [11 empty] | Aurora Distributed Solar LLC | 100 | Rahn Group | 100
solar pv | Annandale Solar | 60520_G_PV1 | 60520 | G | PV1 |  | Solar PV |  | MIS_MNWI | Minnesota | 27 | Wright | 171 | 27171 | 6 | 0 | 2016 | 9999 |  |  | N | Solar | [13 empty] | 0 | 0 | 0 | 0 | [11 empty] | Aurora Distributed Solar LLC | 100 | Rahn Group | 100
solar pv | Atwater Solar | 60521_G_PV1 | 60521 | G | PV1 |  | Solar PV |  | MIS_MNWI | Minnesota | 27 | Kandiyohi | 67 | 27067 | 4 | 0 | 2016 | 9999 |  |  | N | Solar | [13 empty] | 0 | 0 | 0 | 0 | [11 empty] | Aurora Distributed Solar LLC | 100 | Rahn Group | 100
solar pv | Chisago Solar | 60522_G_PV1 | 60522 | G | PV1 |  | Solar PV |  | MIS_MNWI | Minnesota | 27 | Chisago | 25 | 27025 | 6.5 | 0 | 2016 | 9999 |  |  | N | Solar | [13 empty] | 0 | 0 | 0 | 0 | [11 empty] | Enel Green Power North America Inc | 100 | Enel SpA | 100
solar pv | Dodge Center Solar | 60523_G_PV1 | 60523 | G | PV1 |  | Solar PV |  | MIS_MNWI | Minnesota | 27 | Dodge | 39 | 27039 | 6.5 | 0 | 2016 | 9999 |  |  | N | Solar | [13 empty] | 0 | 0 | 0 | 0 | [11 empty] | Aurora Distributed Solar LLC | 100 | Rahn Group | 100
solar pv | Eastwood Solar | 60524_G_PV1 | 60524 | G | PV1 |  | Solar PV |  | MIS_MNWI | Minnesota | 27 | Blue Earth | 13 | 27013 | 5.5 | 0 | 2016 | 9999 |  |  | N | Solar | [13 empty] | 0 | 0 | 0 | 0 | [11 empty] | Aurora Distributed Solar LLC | 100 | Rahn Group | 100
solar pv | Hastings Solar | 60525_G_PV1 | 60525 | G | PV1 |  | Solar PV |  | MIS_MNWI | Minnesota | 27 | Dakota | 37 | 27037 | 4.5 | 0 | 2016 | 9999 |  |  | N | Solar | [13 empty] | 0 | 0 | 0 | 0 | [11 empty] | Aurora Distributed Solar LLC | 100 | Rahn Group | 100
solar pv | Lake Emily Solar | 60526_G_PV1 | 60526 | G | PV1 |  | Solar PV |  | MIS_MNWI | Minnesota | 27 | Nicollet | 103 | 27103 | 4.5 | 0 | 2016 | 9999 |  |  | N | Solar | [13 empty] | 0 | 0 | 0 | 0 | [11 empty] | Aurora Distributed Solar LLC | 100 | Rahn Group | 100
solar pv | Lake Pulaski Solar | 60527_G_PV1 | 60527 | G | PV1 |  | Solar PV |  | MIS_MNWI | Minnesota | 27 | Wright | 171 | 27171 | 7.5 | 0 | 2016 | 9999 |  |  | N | Solar | [13 empty] | 0 | 0 | 0 | 0 | [11 empty] | Aurora Distributed Solar LLC | 100 | Rahn Group | 100
solar pv | Lawrence Creek Solar | 60528_G_PV1 | 60528 | G | PV1 |  | Solar PV |  | MIS_MNWI | Minnesota | 27 | Chisago | 25 | 27025 | 3.5 | 0 | 2016 | 9999 |  |  | N | Solar | [13 empty] | 0 | 0 | 0 | 0 | [11 empty] | Aurora Distributed Solar LLC | 100 | Rahn Group | 100
solar pv | Montrose Solar | 60529_G_PV1 | 60529 | G | PV1 |  | Solar PV |  | MIS_MNWI | Minnesota | 27 | Wright | 171 | 27171 | 3.5 | 0 | 2016 | 9999 |  |  | N | Solar | [13 empty] | 0 | 0 | 0 | 0 | [11 empty] | Aurora Distributed Solar LLC | 100 | Rahn Group | 100
solar pv | Paynesville Solar | 60530_G_PV1 | 60530 | G | PV1 |  | Solar PV |  | MIS_MNWI | Minnesota | 27 | Stearns | 145 | 27145 | 10 | 0 | 2016 | 9999 |  |  | N | Solar | [13 empty] | 0 | 0 | 0 | 0 | [11 empty] | Aurora Distributed Solar LLC | 100 | Rahn Group | 100
solar pv | Pine Island Solar | 60531_G_PV1 | 60531 | G | PV1 |  | Solar PV |  | MIS_MNWI | Minnesota | 27 | Goodhue | 49 | 27049 | 4 | 0 | 2016 | 9999 |  |  | N | Solar | [13 empty] | 0 | 0 | 0 | 0 | [11 empty] | Aurora Distributed Solar LLC | 100 | Rahn Group | 100
solar pv | Waseca Solar | 60532_G_PV1 | 60532 | G | PV1 |  | Solar PV |  | MIS_MNWI | Minnesota | 27 | Waseca | 161 | 27161 | 10 | 0 | 2016 | 9999 |  |  | N | Solar | [13 empty] | 0 | 0 | 0 | 0 | [11 empty] | Aurora Distributed Solar LLC | 100 | Rahn Group | 100
solar pv | West Faribault Solar | 60533_G_PV1 | 60533 | G | PV1 |  | Solar PV |  | MIS_MNWI | Minnesota | 27 | Rice | 131 | 27131 | 5.5 | 0 | 2016 | 9999 |  |  | N | Solar | [13 empty] | 0 | 0 | 0 | 0 | [11 empty] | Aurora Distributed Solar LLC | 100 | Rahn Group | 100
solar pv | West Waconia Solar | 60534_G_PV1 | 60534 | G | PV1 |  | Solar PV |  | MIS_MNWI | Minnesota | 27 | Carver | 19 | 27019 | 8.5 | 0 | 2016 | 9999 |  |  | N | Solar | [13 empty] | 0 | 0 | 0 | 0 | [11 empty] | Aurora Distributed Solar LLC | 100 | Rahn Group | 100
solar pv | Saluda Solar, LLC | 60535_G_PV1 | 60535 | G | PV1 |  | Solar PV |  | S_VACA | South Carolina | 45 | Saluda | 81 | 45081 | 6.8 | 0 | 2016 | 9999 |  |  | N | Solar | [13 empty] | 0 | 0 | 0 | 0 | [11 empty] | Saluda Solar II LLC | 100 | Cypress Creek Holdings LLC | 100
natural gas peaker | UA Central Utility Plant | 60536_G_TRBN1 | 60536 | G | TRBN1 |  | Combustion Turbine |  | SPP_WEST | Arkansas | 5 | Washington | 143 | 05143 | 5.2 | 11373 | 2016 | 9999 |  |  | Y | Natural Gas | [13 empty] | 0.011 | 0.011 | 0.011 | 0.011 | [11 empty] | University of Arkansas | 100 | University of Arkansas | 100
solar pv | Limerick Road Solar Farm | 60537_G_8027 | 60537 | G | 8027 |  | Solar PV |  | NENGREST | Vermont | 50 | Chittenden | 7 | 50007 | 2.2 | 0 | 2013 | 9999 |  |  | N | Solar | [13 empty] | 0 | 0 | 0 | 0 | [11 empty] | Limerick Rd Solar LLC | 100 | Meach Cove Real Estate | 100
solar pv | Langdon Solar Farm, LLC | 60538_G_1 | 60538 | G | 1 |  | Solar PV |  | S_VACA | North Carolina | 37 | Johnston | 101 | 37101 | 5 | 0 | 2015 | 9999 |  |  | N | Solar | [13 empty] | 0 | 0 | 0 | 0 | [11 empty] | Langdon Solar Farm LLC | 100 | Sustainable Energy Solutions LLC | 100
solar pv | Innovative Solar 42 | 60539_G_IS042 | 60539 | G | IS042 |  | Solar PV |  | S_VACA | North Carolina | 37 | Bladen | 17 | 37017 | 71 | 0 | 2017 | 9999 |  |  | N | Solar | [13 empty] | 0 | 0 | 0 | 0 | [11 empty] | Innovative Solar 42 LLC | 100 | Innovative Solar Systems LLC | 100
solar pv | Innovative Solar 31 | 60540_G_IS031 | 60540 | G | IS031 |  | Solar PV |  | S_VACA | North Carolina | 37 | Bladen | 17 | 37017 | 35 | 0 | 2017 | 9999 |  |  | N | Solar | [13 empty] | 0 | 0 | 0 | 0 | [11 empty] | Innovative Solar 31 LLC | 100 | Innovative Solar Systems LLC | 100
onshore wind | Wind GEM | 60541_G_WT1 | 60541 | G | WT1 |  | Onshore Wind |  | MIS_MIDA | Iowa | 19 | Adair | 1 | 19001 | 1.9 | 0 | 2015 | 9999 |  |  | N | Wind | [13 empty] | 0 | 0 | 0 | 0 | [11 empty] | Wind Gem LLC | 100 | Wind Gem LLC | 100
solar pv | 158th Fighter Wing Solar Farm | 60542_G_900 | 60542 | G | 900 |  | Solar PV |  | NENGREST | Vermont | 50 | Chittenden | 7 | 50007 | 2 | 0 | 2011 | 9999 |  |  | N | Solar | [13 empty] | 0 | 0 | 0 | 0 | [11 empty] | 158TH Fighter Wing | 100 | Vermont Air National Guard | 100
solar pv | Tri-County Solar Facility | 60544_G_PV1 | 60544 | G | PV1 |  | Solar PV |  | S_SOU | Georgia | 13 | Putnam | 237 | 13237 | 1 | 0 | 2016 | 9999 |  |  | N | Solar | [13 empty] | 0 | 0 | 0 | 0 | [11 empty] | Georgia Power Co | 100 | Southern Co | 100
onshore wind | Grant Plains Wind, LLC | 60545_G_WT | 60545 | G | WT |  | Onshore Wind |  | SPP_WEST | Oklahoma | 40 | Grant | 53 | 40053 | 147.2 | 0 | 2016 | 9999 |  |  | N | Wind | [13 empty] | 0 | 0 | 0 | 0 | [11 empty] | Grant Plains Wind LLC | 100 | Southern Co | 100
solar pv | GMP Solar - Richmond | 60547_G_PV1 | 60547 | G | PV1 |  | Solar PV |  | NENGREST | Vermont | 50 | Chittenden | 7 | 50007 | 1.9 | 0 | 2016 | 9999 |  |  | N | Solar | [13 empty] | 0 | 0 | 0 | 0 | [11 empty] | GMP Solar Richmond LLC | 100 | Gaz Métropolitain & Co LP | 100
solar pv | NorWest Energy 2, LLC | 60548_G_PV1 | 60548 | G | PV1 |  | Solar PV |  | WECC_PNW | Oregon | 41 | Deschutes | 17 | 41017 | 9.9 | 0 | 2016 | 9999 |  |  | N | Solar | [13 empty] | 0 | 0 | 0 | 0 | [11 empty] | NorWest Energy 2 LLC | 100 | Cypress Creek Holdings LLC | 100
solar pv | ZV Solar 3, LLC | 60549_G_ZV3 | 60549 | G | ZV3 |  | Solar PV |  | S_VACA | North Carolina | 37 | Robeson | 155 | 37155 | 4.9 | 0 | 2016 | 9999 |  |  | N | Solar | [13 empty] | 0 | 0 | 0 | 0 | [11 empty] | ZV Solar 1 LLC | 100 | Cypress Creek Holdings LLC | 100
biomass | GRP Franklin Renewable Energy Facility | 60550_B_B001 | 60550 | B | B001 |  | Biomass |  | S_SOU | Georgia | 13 | Franklin | 119 | 13119 | 58 | 13500 | 2019 | 9999 |  |  | N | Biomass |  |  | 0.5 | NH3 |  |  |  | B | NA |  |  |  |  | 0.02 | 0.02 | 0.02 | 0.02 |  |  |  |  | Yes | 2019 | [5 empty] | GRP Franklin LLC | 100 | Georgia Renewable Power LLC | 100
onshore wind | Big Level Wind | 60551_G_BLW01 | 60551 | G | BLW01 |  | Onshore Wind |  | PJM_AP | Pennsylvania | 42 | Potter | 105 | 42105 | 90 | 0 | 2019 | 9999 |  |  | N | Wind | [13 empty] | 0 | 0 | 0 | 0 | [11 empty] | Big Level Wind LLC | 100 | TransAlta Corp | 100
solar pv | Hattiesburg Solar Farm | 60552_G_HATTI | 60552 | G | HATTI |  | Solar PV |  | S_SOU | Mississippi | 28 | Forrest | 35 | 28035 | 50 | 0 | 2017 | 9999 |  |  | N | Solar | [13 empty] | 0 | 0 | 0 | 0 | [11 empty] | Hattiesburg Farm LLC | 100 | Silicon Ranch Corp | 100
solar pv | Southerland Farm Solar | 60553_G_1 | 60553 | G | 1 |  | Solar PV |  | S_VACA | North Carolina | 37 | Vance | 181 | 37181 | 5 | 0 | 2016 | 9999 |  |  | N | Solar | [13 empty] | 0 | 0 | 0 | 0 | [11 empty] | Southerland Farm LLC | 100 | Strata Solar LLC | 100
solar pv | Hazlehurst II | 60554_G_STHLV | 60554 | G | STHLV |  | Solar PV |  | S_SOU | Georgia | 13 | Jeff Davis | 161 | 13161 | 52.5 | 0 | 2016 | 9999 |  |  | N | Solar | [13 empty] | 0 | 0 | 0 | 0 | [11 empty] | Silicon Ranch Corp | 100 | Silicon Ranch Corp | 100
solar pv | Selmer I | 60555_G_SELMI | 60555 | G | SELMI |  | Solar PV |  | S_C_TVA | Tennessee | 47 | McNairy | 109 | 47109 | 16 | 0 | 2016 | 9999 |  |  | N | Solar | [13 empty] | 0 | 0 | 0 | 0 | [11 empty] | Selmer North I LLC | 100 | Silicon Ranch Corp | 100
solar pv | Selmer II | 60556_G_SELM2 | 60556 | G | SELM2 |  | Solar PV |  | S_C_TVA | Tennessee | 47 | McNairy | 109 | 47109 | 8 | 0 | 2016 | 9999 |  |  | N | Solar | [13 empty] | 0 | 0 | 0 | 0 | [11 empty] | Selmer North I LLC | 100 | Silicon Ranch Corp | 100
solar pv | Solar Blythe 2 | 60558_G_PV1 | 60558 | G | PV1 |  | Solar PV |  | WECC_SCE | California | 6 | Riverside | 65 | 06065 | 20 | 0 | 2017 | 9999 |  |  | N | Solar | [13 empty] | 0 | 0 | 0 | 0 | [11 empty] | Solar Blythe II LLC | 100 | Global Infrastructure Partners | 100
natural gas peaker | Marquette Energy Center | 60559_G_MEC1 | 60559 | G | MEC1 |  | Combustion Turbine | IC Engine | MIS_WUMS | Michigan | 26 | Marquette | 103 | 26103 | 16.7 | 10745 | 2017 | 9999 |  |  | N | Natural Gas, Distillate Fuel Oil | [13 empty] | 2.3552 | 2.3552 | 2.3552 | 2.3552 | [11 empty] | Marquette Board of Light & Power | 100 | Marquette Board of Light & Power | 100
natural gas peaker | Marquette Energy Center | 60559_G_MEC2 | 60559 | G | MEC2 |  | Combustion Turbine | IC Engine | MIS_WUMS | Michigan | 26 | Marquette | 103 | 26103 | 16.7 | 10745 | 2017 | 9999 |  |  | N | Natural Gas, Distillate Fuel Oil | [13 empty] | 2.3552 | 2.3552 | 2.3552 | 2.3552 | [11 empty] | Marquette Board of Light & Power | 100 | Marquette Board of Light & Power | 100
natural gas peaker | Marquette Energy Center | 60559_G_MEC3 | 60559 | G | MEC3 |  | Combustion Turbine | IC Engine | MIS_WUMS | Michigan | 26 | Marquette | 103 | 26103 | 16.7 | 10745 | 2017 | 9999 |  |  | N | Natural Gas, Distillate Fuel Oil | [13 empty] | 2.3552 | 2.3552 | 2.3552 | 2.3552 | [11 empty] | Marquette Board of Light & Power | 100 | Marquette Board of Light & Power | 100
solar pv | Millington Solar Farm | 60560_G_MILL | 60560 | G | MILL |  | Solar PV |  | S_C_TVA | Tennessee | 47 | Shelby | 157 | 47157 | 53 | 0 | 2018 | 9999 |  |  | N | Solar | [13 empty] | 0 | 0 | 0 | 0 | [11 empty] | SR Millington LLC | 100 | Silicon Ranch Corp | 100
0 | Cedartown Battery Energy Storage Project | 60561_G_1 | 60561 | G | 1 |  | Energy Storage |  | S_SOU | Georgia | 13 | Polk | 233 | 13233 | 1 | 0 | 2015 | 9999 |  |  | N | Energy Storage | [13 empty] | 0 | 0 | 0 | 0 | [11 empty] | Georgia Power Co | 100 | Southern Co | 100
solar pv | GMP Solar - Panton Hybrid | 60562_G_GMPSP | 60562 | G | GMPSP |  | Solar PV |  | NENGREST | Vermont | 50 | Addison | 1 | 50001 | 4.9 | 0 | 2016 | 9999 |  |  | N | Solar | [13 empty] | 0 | 0 | 0 | 0 | [11 empty] | GMP Solar Panton LLC | 100 | Gaz Métropolitain & Co LP | 100
0 | GMP Solar - Panton Hybrid | 60562_G_GMPBP | 60562 | G | GMPBP |  | Energy Storage |  | NENGREST | Vermont | 50 | Addison | 1 | 50001 | 1 | 0 | 2018 | 9999 |  |  | N | Energy Storage | [13 empty] | 0 | 0 | 0 | 0 | [11 empty] | GMP Solar Panton LLC | 100 | Gaz Métropolitain & Co LP | 100
natural gas peaker | Westside Energy Station | 60564_G_WES1 | 60564 | G | WES1 |  | Combustion Turbine | IC Engine | MIS_MNWI | Minnesota | 27 | Olmsted | 109 | 27109 | 9.3 | 10745 | 2018 | 9999 |  |  | N | Natural Gas | [13 empty] | 1.061 | 1.061 | 1.061 | 1.061 | [11 empty] | Rochester Dept Public Utilities | 100 | Rochester Dept Public Utilities | 100
natural gas peaker | Westside Energy Station | 60564_G_WES2 | 60564 | G | WES2 |  | Combustion Turbine | IC Engine | MIS_MNWI | Minnesota | 27 | Olmsted | 109 | 27109 | 9.3 | 10745 | 2018 | 9999 |  |  | N | Natural Gas | [13 empty] | 1.061 | 1.061 | 1.061 | 1.061 | [11 empty] | Rochester Dept Public Utilities | 100 | Rochester Dept Public Utilities | 100
natural gas peaker | Westside Energy Station | 60564_G_WES3 | 60564 | G | WES3 |  | Combustion Turbine | IC Engine | MIS_MNWI | Minnesota | 27 | Olmsted | 109 | 27109 | 9.3 | 10745 | 2018 | 9999 |  |  | N | Natural Gas | [13 empty] | 1.061 | 1.061 | 1.061 | 1.061 | [11 empty] | Rochester Dept Public Utilities | 100 | Rochester Dept Public Utilities | 100
natural gas peaker | Westside Energy Station | 60564_G_WES4 | 60564 | G | WES4 |  | Combustion Turbine | IC Engine | MIS_MNWI | Minnesota | 27 | Olmsted | 109 | 27109 | 9.3 | 10745 | 2018 | 9999 |  |  | N | Natural Gas | [13 empty] | 1.061 | 1.061 | 1.061 | 1.061 | [11 empty] | Rochester Dept Public Utilities | 100 | Rochester Dept Public Utilities | 100
natural gas peaker | Westside Energy Station | 60564_G_WES5 | 60564 | G | WES5 |  | Combustion Turbine | IC Engine | MIS_MNWI | Minnesota | 27 | Olmsted | 109 | 27109 | 9.3 | 10745 | 2018 | 9999 |  |  | N | Natural Gas | [13 empty] | 1.061 | 1.061 | 1.061 | 1.061 | [11 empty] | Rochester Dept Public Utilities | 100 | Rochester Dept Public Utilities | 100
0 | Borrego Springs Energy Storage | 60565_G_SES1 | 60565 | G | SES1 |  | Energy Storage |  | WEC_SDGE | California | 6 | San Diego | 73 | 06073 | 0.5 | 0 | 2012 | 9999 |  |  | N | Energy Storage | [13 empty] | 0 | 0 | 0 | 0 | [11 empty] | San Diego Gas & Electric Co | 100 | Sempra Energy | 100
0 | Borrego Springs Energy Storage | 60565_G_SES2 | 60565 | G | SES2 |  | Energy Storage |  | WEC_SDGE | California | 6 | San Diego | 73 | 06073 | 1 | 0 | 2014 | 9999 |  |  | N | Energy Storage | [13 empty] | 0 | 0 | 0 | 0 | [11 empty] | San Diego Gas & Electric Co | 100 | Sempra Energy | 100
0 | Pala Energy Storage Yard | 60566_G_SES1 | 60566 | G | SES1 |  | Energy Storage |  | WEC_SDGE | California | 6 | San Diego | 73 | 06073 | 0.5 | 0 | 2012 | 9999 |  |  | N | Energy Storage | [13 empty] | 0 | 0 | 0 | 0 | [11 empty] | San Diego Gas & Electric Co | 100 | Sempra Energy | 100
0 | Pala Energy Storage Yard | 60566_G_SES2 | 60566 | G | SES2 |  | Energy Storage |  | WEC_SDGE | California | 6 | San Diego | 73 | 06073 | 1 | 0 | 2015 | 9999 |  |  | N | Energy Storage | [13 empty] | 0 | 0 | 0 | 0 | [11 empty] | San Diego Gas & Electric Co | 100 | Sempra Energy | 100
0 | Ortega Highway Energy Storage | 60567_G_SES1 | 60567 | G | SES1 |  | Energy Storage |  | WECC_SCE | California | 6 | Orange | 59 | 06059 | 1 | 0 | 2015 | 9999 |  |  | N | Energy Storage | [13 empty] | 0 | 0 | 0 | 0 | [11 empty] | San Diego Gas & Electric Co | 100 | Sempra Energy | 100
0 | Ortega Highway Energy Storage | 60567_G_SES2 | 60567 | G | SES2 |  | Energy Storage |  | WECC_SCE | California | 6 | Orange | 59 | 06059 | 1 | 0 | 2015 | 9999 |  |  | N | Energy Storage | [13 empty] | 0 | 0 | 0 | 0 | [11 empty] | San Diego Gas & Electric Co | 100 | Sempra Energy | 100
0 | Canyon Crest Academy | 60568_G_SES | 60568 | G | SES |  | Energy Storage |  | WEC_SDGE | California | 6 | San Diego | 73 | 06073 | 1 | 0 | 2014 | 9999 |  |  | N | Energy Storage | [13 empty] | 0 | 0 | 0 | 0 | [11 empty] | San Diego Gas & Electric Co | 100 | Sempra Energy | 100
0 | El Cajon Energy Storage | 60569_G_SES | 60569 | G | SES |  | Energy Storage |  | WEC_SDGE | California | 6 | San Diego | 73 | 06073 | 7.5 | 0 | 2017 | 9999 |  |  | N | Energy Storage | [13 empty] | 0 | 0 | 0 | 0 | [11 empty] | San Diego Gas & Electric Co | 100 | Sempra Energy | 100
0 | Escondido Energy Storage | 60570_G_SES | 60570 | G | SES |  | Energy Storage |  | WEC_SDGE | California | 6 | San Diego | 73 | 06073 | 30 | 0 | 2017 | 9999 |  |  | N | Energy Storage | [13 empty] | 0 | 0 | 0 | 0 | [11 empty] | San Diego Gas & Electric Co | 100 | Sempra Energy | 100
biomass | North City Cogeneration Facility | 60571_G_NCEP | 60571 | G | NCEP |  | Landfill Gas |  | WEC_SDGE | California | 6 | San Diego | 73 | 06073 | 1.4 | 14103 | 2013 | 9999 |  |  | N | Landfill Gas | [13 empty] | 0.22117 | 0.22117 | 0.22117 | 0.22117 | [11 empty] | San Diego (City of) | 100 | San Diego (City of) | 100
solar pv | HQC Rock River Solar Power Gen Station | 60573_G_PV1 | 60573 | G | PV1 |  | Solar PV |  | MIS_WUMS | Wisconsin | 55 | Rock | 105 | 55105 | 2.1 | 0 | 2016 | 9999 |  |  | N | Solar | [13 empty] | 0 | 0 | 0 | 0 | [11 empty] | HQC Rock River Solar Power Generation Station LLC | 100 | Hanwha Group | 100
onshore wind | Great Western Wind Energy, LLC | 60574_G_GEN1 | 60574 | G | GEN1 |  | Onshore Wind |  | SPP_WEST | Oklahoma | 40 | Ellis | 45 | 40045 | 225 | 0 | 2016 | 9999 |  |  | N | Wind | [13 empty] | 0 | 0 | 0 | 0 | [11 empty] | Great Western Wind Energy LLC | 100 | EDF Group | 100
solar pv | Wadesboro Farm 2 | 60575_G_1 | 60575 | G | 1 |  | Solar PV |  | S_VACA | North Carolina | 37 | Anson | 7 | 37007 | 5 | 0 | 2016 | 9999 |  |  | N | Solar | [13 empty] | 0 | 0 | 0 | 0 | [11 empty] | Wadesboro Farm 2 LLC | 100 | Strata Solar LLC | 100
solar pv | Wadesboro Farm 3 | 60576_G_1 | 60576 | G | 1 |  | Solar PV |  | S_VACA | North Carolina | 37 | Anson | 7 | 37007 | 5 | 0 | 2016 | 9999 |  |  | N | Solar | [13 empty] | 0 | 0 | 0 | 0 | [11 empty] | Wadesboro Farm 3 LLC | 100 | Strata Solar LLC | 100
solar pv | Hector Farm | 60577_G_1 | 60577 | G | 1 |  | Solar PV |  | S_VACA | North Carolina | 37 | Montgomery | 123 | 37123 | 5 | 0 | 2017 | 9999 |  |  | N | Solar | [13 empty] | 0 | 0 | 0 | 0 | [11 empty] | Hector Farm LLC | 100 | Strata Solar LLC | 100
solar pv | Kojak Farm | 60578_G_1 | 60578 | G | 1 |  | Solar PV |  | S_VACA | North Carolina | 37 | Nash | 127 | 37127 | 5 | 0 | 2016 | 9999 |  |  | N | Solar | [13 empty] | 0 | 0 | 0 | 0 | [11 empty] | Kojak Farm LLC | 100 | Strata Solar LLC | 100
solar pv | Meriwether Farm | 60579_G_1 | 60579 | G | 1 |  | Solar PV |  | S_VACA | North Carolina | 37 | Granville | 77 | 37077 | 5 | 0 | 2016 | 9999 |  |  | N | Solar | [13 empty] | 0 | 0 | 0 | 0 | [11 empty] | Meriwether Farm LLC | 100 | Strata Solar LLC | 100
solar pv | Soluga Farms III | 60580_G_1 | 60580 | G | 1 |  | Solar PV |  | S_VACA | North Carolina | 37 | Cumberland | 51 | 37051 | 5 | 0 | 2015 | 9999 |  |  | N | Solar | [13 empty] | 0 | 0 | 0 | 0 | [11 empty] | Soluga Farms III LLC | 100 | Strata Solar LLC | 100
solar pv | Upton County Solar | 60581_G_UCTX | 60581 | G | UCTX |  | Solar PV |  | ERC_WEST | Texas | 48 | Upton | 461 | 48461 | 150 | 0 | 2017 | 9999 |  |  | N | Solar | [13 empty] | 0 | 0 | 0 | 0 | [11 empty] | CED Upton County Solar LLC | 100 | Consolidated Edison Inc | 100
solar pv | CoTAL Solar Farm | 60582_G_PV1 | 60582 | G | PV1 |  | Solar PV |  | FRCC | Florida | 12 | Leon | 73 | 12073 | 20 | 0 | 2017 | 9999 |  |  | N | Solar | [13 empty] | 0 | 0 | 0 | 0 | [11 empty] | FL Solar 1 LLC | 100 | Origis Energy | 100
solar pv | LaFayette Solar Farm | 60583_G_PV1 | 60583 | G | PV1 |  | Solar PV |  | S_SOU | Alabama | 1 | Chambers | 17 | 01017 | 79.2 | 0 | 2017 | 9999 |  |  | N | Solar | [13 empty] | 0 | 0 | 0 | 0 | [11 empty] | AL Solar A LLC | 100 | Boralex Inc | 100
solar pv | Oceana Solar | 60584_G_01 | 60584 | G | 01 |  | Solar PV |  | PJM_Dom | Virginia | 51 | Virginia Beach City | 810 | 51810 | 7 | 0 | 2017 | 9999 |  |  | N | Solar | [13 empty] | 0 | 0 | 0 | 0 | [11 empty] | Virginia Electric & Power Co | 100 | Dominion Energy Inc | 100
solar pv | Mount Vernon Solar | 60585_G_MV01 | 60585 | G | MV01 |  | Solar PV |  | S_SOU | Georgia | 13 | Walton | 297 | 13297 | 1 | 0 | 2015 | 9999 |  |  | N | Solar | [13 empty] | 0 | 0 | 0 | 0 | [11 empty] | Walton EMC (The) | 100 | Walton EMC (The) | 100
solar pv | Pleasant Valley Solar | 60586_G_PV01 | 60586 | G | PV01 |  | Solar PV |  | S_SOU | Georgia | 13 | Walton | 297 | 13297 | 2.5 | 0 | 2016 | 9999 |  |  | N | Solar | [13 empty] | 0 | 0 | 0 | 0 | [11 empty] | Walton EMC (The) | 100 | Walton EMC (The) | 100
onshore wind | Kelly Creek Wind Project | 60587_G_WND1 | 60587 | G | WND1 |  | Onshore Wind |  | MIS_IL | Illinois | 17 | Ford | 53 | 17053 | 184 | 0 | 2016 | 9999 |  |  | N | Wind | [13 empty] | 0 | 0 | 0 | 0 | [11 empty] | Kelly Creek Wind LLC | 100 | EDF Group | 100
natural gas combined cycle | CPV Fairview Energy Center | 60589_G_GEN1 | 60589 | G | GEN1 | 91312 | Combined Cycle |  | PJM_PENE | Pennsylvania | 42 | Cambria | 21 | 42021 | 342 | 7050 | 2020 | 9999 |  |  | N | Natural Gas |  |  |  |  | SCR | [8 empty] | 0.0056157 | 0.0056157 | 0.0056157 | 0.0056157 | [11 empty] | CPV Fairview LLC | 100 | Competitive Power Ventures Inc | 100
natural gas combined cycle | CPV Fairview Energy Center | 60589_G_GEN2 | 60589 | G | GEN2 | 91311 | Combined Cycle |  | PJM_PENE | Pennsylvania | 42 | Cambria | 21 | 42021 | 342 | 7050 | 2020 | 9999 |  |  | N | Natural Gas |  |  |  |  | SCR | [8 empty] | 0.0056157 | 0.0056157 | 0.0056157 | 0.0056157 | [11 empty] | CPV Fairview LLC | 100 | Competitive Power Ventures Inc | 100
natural gas combined cycle | CPV Fairview Energy Center | 60589_G_GEN3 | 60589 | G | GEN3 | 91312 | Combined Cycle |  | PJM_PENE | Pennsylvania | 42 | Cambria | 21 | 42021 | 416 | 7050 | 2020 | 9999 |  |  | N | Natural Gas |  |  |  |  | SCR | [8 empty] | 0.0056157 | 0.0056157 | 0.0056157 | 0.0056157 | [11 empty] | CPV Fairview LLC | 100 | Competitive Power Ventures Inc | 100
solar pv | Golden Fields Solar I, LLC | 60590_G_RS1 | 60590 | G | RS1 |  | Solar PV |  | WECC_SCE | California | 6 | Kern | 29 | 06029 | 54 | 0 | 2016 | 9999 |  |  | N | Solar | [13 empty] | 0 | 0 | 0 | 0 | [11 empty] | Golden Fields Solar I LLC | 100 | TOTAL SA | 100
solar pv | Solar Star California, XLI, LLC | 60591_G_RS1 | 60591 | G | RS1 |  | Solar PV |  | WECC_SCE | California | 6 | Kern | 29 | 06029 | 54 | 0 | 2016 | 9999 |  |  | N | Solar | [13 empty] | 0 | 0 | 0 | 0 | [11 empty] | Solar Star California XLI LLC | 100 | TOTAL SA | 100
onshore wind | Rush Springs Wind | 60592_G_WT1 | 60592 | G | WT1 |  | Onshore Wind |  | SPP_WEST | Oklahoma | 40 | Stephens | 137 | 40137 | 249.9 | 0 | 2016 | 9999 |  |  | N | Wind | [13 empty] | 0 | 0 | 0 | 0 | [11 empty] | Rush Springs Wind Energy LLC | 100 | NextEra Energy Inc | 100
0 | UI RCP Woodbridge FC | 60593_G_WBFC | 60593 | G | WBFC |  | Fuel Cell |  | NENG_CT | Connecticut | 9 | New Haven | 9 | 09009 | 2.2 | 7709 | 2016 | 9999 |  |  | N | Natural Gas | [13 empty] | 0 | 0 | 0 | 0 | [11 empty] | United Illuminating Co | 100 | Iberdrola SA | 100
onshore wind | Voyager Wind I | 60594_G_VYGR1 | 60594 | G | VYGR1 |  | Onshore Wind |  | WECC_SCE | California | 6 | Kern | 29 | 06029 | 131.1 | 0 | 2019 | 9999 |  |  | N | Wind | [13 empty] | 0 | 0 | 0 | 0 | [11 empty] | Terra Gen Power LLC | 100 | Energy Capital Partners | 100
solar pv | Wayne Solar III LLC | 60597_G_WYN3 | 60597 | G | WYN3 |  | Solar PV |  | S_VACA | North Carolina | 37 | Wayne | 191 | 37191 | 5 | 0 | 2014 | 9999 |  |  | N | Solar | [13 empty] | 0 | 0 | 0 | 0 | [11 empty] | Wayne Solar III LLC | 100 | NARENCO | 100
solar pv | Wayne Solar II LLC | 60598_G_WYN2 | 60598 | G | WYN2 |  | Solar PV |  | S_VACA | North Carolina | 37 | Wayne | 191 | 37191 | 5 | 0 | 2014 | 9999 |  |  | N | Solar | [13 empty] | 0 | 0 | 0 | 0 | [11 empty] | Wayne Solar II LLC | 100 | NARENCO | 100
solar pv | Duplin Solar I LLC (160 Houston Lane) | 60599_G_DPLN | 60599 | G | DPLN |  | Solar PV |  | S_VACA | North Carolina | 37 | Duplin | 61 | 37061 | 5 | 0 | 2014 | 9999 |  |  | N | Solar | [13 empty] | 0 | 0 | 0 | 0 | [11 empty] | Duplin Solar I LLC | 100 | SG Landlord 3 LLC | 100
solar pv | Old Pageland Monroe Road Solar Farm | 60600_G_PV1 | 60600 | G | PV1 |  | Solar PV |  | S_VACA | North Carolina | 37 | Union | 179 | 37179 | 5.3 | 0 | 2015 | 9999 |  |  | N | Solar | [13 empty] | 0 | 0 | 0 | 0 | [11 empty] | Old Pageland Monroe Road Solar Farm LLC | 100 | Tal McBride | 100
solar pv | Bay Branch Solar | 60601_G_BBSOL | 60601 | G | BBSOL |  | Solar PV |  | S_VACA | North Carolina | 37 | Beaufort | 13 | 37013 | 5 | 0 | 2018 | 9999 |  |  | N | Solar | [13 empty] | 0 | 0 | 0 | 0 | [11 empty] | Hexagon Energy LLC | 100 | Hexagon Energy LLC | 100
solar pv | Wayne Solar I LLC | 60602_G_WYN1 | 60602 | G | WYN1 |  | Solar PV |  | S_VACA | North Carolina | 37 | Wayne | 191 | 37191 | 5 | 0 | 2014 | 9999 |  |  | N | Solar | [13 empty] | 0 | 0 | 0 | 0 | [11 empty] | Wayne Solar I LLC | 100 | NARENCO | 100
solar pv | Jacobson 5 MW Solar | 60603_G_PV1 | 60603 | G | PV1 |  | Solar PV |  | WECC_AZ | Arizona | 4 | Mohave | 15 | 04015 | 4.4 | 0 | 2017 | 9999 |  |  | N | Solar | [13 empty] | 0 | 0 | 0 | 0 | [11 empty] | UNS Electric Inc | 100 | Uns Energy Corp | 100
solar pv | Wye Mills VNEM CSG | 60604_G_PV1 | 60604 | G | PV1 |  | Solar PV |  | PJM_EMAC | Maryland | 24 | Queen Annes | 35 | 24035 | 10 | 0 | 2016 | 9999 |  |  | N | Solar | [13 empty] | 0 | 0 | 0 | 0 | [11 empty] | OneEnergy Wye Mills Solar LLC | 100 | OneEnergy Inc | 100
solar pv | CMEEC - Rogers Rd Solar | 60605_G_PV1 | 60605 | G | PV1 |  | Solar PV |  | NENG_CT | Connecticut | 9 | New London | 11 | 09011 | 1.5 | 0 | 2017 | 9999 |  |  | N | Solar | [13 empty] | 0 | 0 | 0 | 0 | [11 empty] | SolarCity Corp | 100 | Tesla Inc | 100
0 | CMEEC - Polaris Park Solar Hybrid | 60607_G_BA1 | 60607 | G | BA1 |  | Energy Storage |  | NENG_CT | Connecticut | 9 | New London | 11 | 09011 | 0.8 | 0 | 2017 | 9999 |  |  | N | Energy Storage | [13 empty] | 0 | 0 | 0 | 0 | [11 empty] | SolarCity Corp | 100 | Tesla Inc | 100
solar pv | CMEEC - Polaris Park Solar Hybrid | 60607_G_PV1 | 60607 | G | PV1 |  | Solar PV |  | NENG_CT | Connecticut | 9 | New London | 11 | 09011 | 3.5 | 0 | 2017 | 9999 |  |  | N | Solar | [13 empty] | 0 | 0 | 0 | 0 | [11 empty] | Dom Solar Lessor I LP | 100 | SolarCity Corp | 100
solar pv | CMEEC - Navy NE Trident | 60608_G_PV1 | 60608 | G | PV1 |  | Solar PV |  | NENG_CT | Connecticut | 9 | New London | 11 | 09011 | 1 | 0 | 2017 | 9999 |  |  | N | Solar | [13 empty] | 0 | 0 | 0 | 0 | [11 empty] | SolarCity Corp | 100 | Tesla Inc | 100
0 | CMEEC - Norwich Stott St Solar Hybrid | 60609_G_BA1 | 60609 | G | BA1 |  | Energy Storage |  | NENG_CT | Connecticut | 9 | New London | 11 | 09011 | 0.8 | 0 | 2016 | 9999 |  |  | N | Energy Storage | [13 empty] | 0 | 0 | 0 | 0 | [11 empty] | SolarCity Corp | 100 | Tesla Inc | 100
solar pv | CMEEC - Norwich Stott St Solar Hybrid | 60609_G_PV1 | 60609 | G | PV1 |  | Solar PV |  | NENG_CT | Connecticut | 9 | New London | 11 | 09011 | 3.5 | 0 | 2016 | 9999 |  |  | N | Solar | [13 empty] | 0 | 0 | 0 | 0 | [11 empty] | SolarCity Corp | 100 | Tesla Inc | 100
municipal solid waste | St. Mary Clean Energy Center | 60610_G_1 | 60610 | G | 1 |  | Non-Fossil Waste |  | MIS_LA | Louisiana | 22 | St Mary | 101 | 22101 | 47.9 | 7050 | 2019 | 9999 |  |  | N | Non-Fossil Waste | [13 empty] | 0 | 0 | 0 | 0 | [11 empty] | CLECO Power LLC | 100 | Cleco Corp | 100
solar pv | Summit Farms Solar | 60611_G_PV1 | 60611 | G | PV1 |  | Solar PV |  | PJM_Dom | North Carolina | 37 | Currituck | 53 | 37053 | 60 | 0 | 2016 | 9999 |  |  | N | Solar | [13 empty] | 0 | 0 | 0 | 0 | [11 empty] | Summit Farms Solar LLC | 100 | SunEnergy 1 LLC | 100
solar pv | Morin Solar 2013 LLC | 60612_G_MORIN | 60612 | G | MORIN |  | Solar PV |  | NENGREST | Massachusetts | 25 | Worcester | 27 | 25027 | 4 | 0 | 2013 | 9999 |  |  | N | Solar | [13 empty] | 0 | 0 | 0 | 0 | [11 empty] | GJM Solar LLC | 25 | Solventerra LLC | 100
solar pv | Brookfield Solar 2013 LLC | 60613_G_NBKFD | 60613 | G | NBKFD |  | Solar PV |  | NENGREST | Massachusetts | 25 | Worcester | 27 | 25027 | 2 | 0 | 2013 | 9999 |  |  | N | Solar | [13 empty] | 0 | 0 | 0 | 0 | [11 empty] | CVI Cleancapital Solar 6 | 50 | CleanCapital | 50
solar pv | WYM 1250 Palmer LLC | 60614_G_PALMR | 60614 | G | PALMR |  | Solar PV |  | NENGREST | Massachusetts | 25 | Hampden | 13 | 25013 | 1 | 0 | 2013 | 9999 |  |  | N | Solar | [13 empty] | 0 | 0 | 0 | 0 | [11 empty] | Wym 1250 Palmer LLC | 100 | Soltage LLC | 100
solar pv | Southern Sky Renew Energy Berkley LLC | 60615_G_BRKLY | 60615 | G | BRKLY |  | Solar PV |  | NENGREST | Massachusetts | 25 | Bristol | 5 | 25005 | 3 | 0 | 2014 | 9999 |  |  | N | Solar | [13 empty] | 0 | 0 | 0 | 0 | [11 empty] | Soltage LLC | 100 | Soltage LLC | 100
solar pv | BC Solar | 60616_G_BCSLR | 60616 | G | BCSLR |  | Solar PV |  | WECC_PNW | Oregon | 41 | Lake | 37 | 41037 | 8 | 0 | 2016 | 9999 |  |  | N | Solar | [13 empty] | 0 | 0 | 0 | 0 | [11 empty] | Black Cap Solar LLC | 100 | Obsidian Finance Group LLC | 100
onshore wind | Rush Creek Wind | 60619_G_GEN1 | 60619 | G | GEN1 |  | Onshore Wind |  | WECC_CO | Colorado | 8 | Elbert | 39 | 08039 | 600 | 0 | 2018 | 9999 |  |  | N | Wind | [13 empty] | 0 | 0 | 0 | 0 | [11 empty] | Public Service Co of Colorado | 100 | Xcel Energy Inc | 100
onshore wind | Ninnescah Wind Energy, LLC | 60620_G_NSW | 60620 | G | NSW |  | Onshore Wind |  | SPP_N | Kansas | 20 | Pratt | 151 | 20151 | 208.3 | 0 | 2016 | 9999 |  |  | N | Wind | [13 empty] | 0 | 0 | 0 | 0 | [11 empty] | Ninnescah Wind Energy LLC | 100 | NextEra Energy Inc | 100
solar pv | Worcester Landfill | 60621_G_WL | 60621 | G | WL |  | Solar PV |  | NENGREST | Massachusetts | 25 | Worcester | 27 | 25027 | 6.5 | 0 | 2017 | 9999 |  |  | N | Solar | [13 empty] | 0 | 0 | 0 | 0 | [11 empty] | Worcester DPW (City of) | 100 | Worcester DPW (City of) | 100
solar pv | DG AMP Solar Bowling Green | 60622_G_AMPBG | 60622 | G | AMPBG |  | Solar PV |  | PJM_ATSI | Ohio | 39 | Wood | 173 | 39173 | 20 | 0 | 2017 | 9999 |  |  | N | Solar | [13 empty] | 0 | 0 | 0 | 0 | [11 empty] | DG AMP Solar LLC | 100 | NextEra Energy Inc | 100
solar pv | Brantley Solar | 60623_G_PV1 | 60623 | G | PV1 |  | Solar PV |  | S_VACA | North Carolina | 37 | Nash | 127 | 37127 | 50.2 | 0 | 2018 | 9999 |  |  | N | Solar | [13 empty] | 0 | 0 | 0 | 0 | [11 empty] | Brantley Farm Solar LLC | 100 | Cypress Creek Holdings LLC | 100
solar pv | Fox Creek Solar | 60624_G_PV1 | 60624 | G | PV1 |  | Solar PV |  | S_VACA | North Carolina | 37 | Franklin | 69 | 37069 | 50.2 | 0 | 2018 | 9999 |  |  | N | Solar | [13 empty] | 0 | 0 | 0 | 0 | [11 empty] | Fox Creek Farm Solar LLC | 100 | Carolina Solar Energy | 100
solar pv | NRG Renew Canal 1 CSG LLC | 60625_G_CANAL | 60625 | G | CANAL |  | Solar PV |  | NENGREST | Massachusetts | 25 | Barnstable | 1 | 25001 | 1.2 | 0 | 2017 | 9999 |  |  | N | Solar | [13 empty] | 0 | 0 | 0 | 0 | [11 empty] | NRG Renew Canal 1 LLC | 100 | NRG Energy Inc | 100
solar pv | Perkins Solar, LLC | 60629_G_PV1 | 60629 | G | PV1 |  | Solar PV |  | S_VACA | North Carolina | 37 | Person | 145 | 37145 | 2 | 0 | 2016 | 9999 |  |  | N | Solar | [13 empty] | 0 | 0 | 0 | 0 | [11 empty] | Perkins Solar LLC | 100 | Cypress Creek Holdings LLC | 100
solar pv | Empire Solar | 60631_G_PV1 | 60631 | G | PV1 |  | Solar PV |  | MIS_MNWI | Minnesota | 27 | Dakota | 37 | 27037 | 7 | 0 | 2016 | 9999 |  |  | N | Solar | [13 empty] | 0 | 0 | 0 | 0 | [11 empty] | Empire LLC | 100 | Empire LLC | 100
solar pv | Blue Lake Solar | 60632_G_PV1 | 60632 | G | PV1 |  | Solar PV |  | MIS_MNWI | Minnesota | 27 | Scott | 139 | 27139 | 3.9 | 0 | 2016 | 9999 |  |  | N | Solar | [13 empty] | 0 | 0 | 0 | 0 | [11 empty] | Blue Lake LLC | 100 | Blue Lake LLC | 100
solar pv | Gainey Solar, LLC | 60633_G_PV1 | 60633 | G | PV1 |  | Solar PV |  | S_VACA | North Carolina | 37 | Bladen | 17 | 37017 | 2 | 0 | 2016 | 9999 |  |  | N | Solar | [13 empty] | 0 | 0 | 0 | 0 | [11 empty] | Gainey Solar LLC | 100 | Solbridge Energy LLC | 100
solar pv | Auten Road Farm, LLC | 60634_G_PV1 | 60634 | G | PV1 |  | Solar PV |  | S_VACA | North Carolina | 37 | Gaston | 71 | 37071 | 5 | 0 | 2017 | 9999 |  |  | N | Solar | [13 empty] | 0 | 0 | 0 | 0 | [11 empty] | Auten Road Farm LLC | 100 | Strata Solar LLC | 100
solar pv | Creech Solar 2, LLC | 60635_G_PV1 | 60635 | G | PV1 |  | Solar PV |  | S_VACA | North Carolina | 37 | Wake | 183 | 37183 | 6.8 | 0 | 2016 | 9999 |  |  | N | Solar | [13 empty] | 0 | 0 | 0 | 0 | [11 empty] | Creech Solar 2 LLC | 100 | Cypress Creek Holdings LLC | 100
solar pv | Bunn Level Farm, LLC | 60636_G_1 | 60636 | G | 1 |  | Solar PV |  | S_VACA | North Carolina | 37 | Harnett | 85 | 37085 | 5 | 0 | 2016 | 9999 |  |  | N | Solar | [13 empty] | 0 | 0 | 0 | 0 | [11 empty] | Bunn Level Farm LLC | 100 | Strata Solar LLC | 100
solar pv | Cork Oak Solar | 60637_G_NC160 | 60637 | G | NC160 |  | Solar PV |  | PJM_Dom | North Carolina | 37 | Halifax | 83 | 37083 | 26.2 | 0 | 2017 | 9999 |  |  | N | Solar | [13 empty] | 0 | 0 | 0 | 0 | [11 empty] | Cork Oak Solar LLC | 100 | Geenex LLC | 100
solar pv | Sunflower Solar | 60638_G_NC160 | 60638 | G | NC160 |  | Solar PV |  | PJM_Dom | North Carolina | 37 | Halifax | 83 | 37083 | 20.9 | 0 | 2017 | 9999 |  |  | N | Solar | [13 empty] | 0 | 0 | 0 | 0 | [11 empty] | Geenex Solar LLC | 100 | Geenex LLC | 100
onshore wind | Kingman Wind | 60639_G_KMW1 | 60639 | G | KMW1 |  | Onshore Wind |  | SPP_N | Kansas | 20 | Pratt | 151 | 20151 | 100 | 0 | 2016 | 9999 |  |  | N | Wind | [13 empty] | 0 | 0 | 0 | 0 | [11 empty] | Kingman Wind Energy I LLC | 100 | NextEra Energy Inc | 100
onshore wind | Kingman Wind | 60639_G_KMW2 | 60639 | G | KMW2 |  | Onshore Wind |  | SPP_N | Kansas | 20 | Pratt | 151 | 20151 | 100 | 0 | 2016 | 9999 |  |  | N | Wind | [13 empty] | 0 | 0 | 0 | 0 | [11 empty] | Kingman Wind Energy II LLC | 100 | NextEra Energy Inc | 100
solar pv | NRG Solar Mule, LLC | 60640_G_COLBY | 60640 | G | COLBY |  | Solar PV |  | NENG_ME | Maine | 23 | Kennebec | 11 | 23011 | 1.5 | 0 | 2017 | 9999 |  |  | N | Solar | [13 empty] | 0 | 0 | 0 | 0 | [11 empty] | NRG Solar Mule LLC | 100 | NRG Energy Inc | 100
solar pv | West Brookfield Solar, LLC | 60644_G_WBRK | 60644 | G | WBRK |  | Solar PV |  | NENGREST | Massachusetts | 25 | Worcester | 27 | 25027 | 1.4 | 0 | 2016 | 9999 |  |  | N | Solar | [13 empty] | 0 | 0 | 0 | 0 | [11 empty] | Cleangen Partners LLC | 100 | Cleangen Partners LLC | 100
onshore wind | Javelina Wind Energy II, LLC | 60645_G_WJ21 | 60645 | G | WJ21 |  | Onshore Wind |  | ERC_REST | Texas | 48 | Webb | 479 | 48479 | 200 | 0 | 2016 | 9999 |  |  | N | Wind | [13 empty] | 0 | 0 | 0 | 0 | [11 empty] | Javelina Wind Energy II LLC | 100 | NextEra Energy Inc | 100
natural gas peaker | Shakopee Energy Park | 60647_G_SQA01 | 60647 | G | SQA01 |  | Combustion Turbine | IC Engine | MIS_MNWI | Minnesota | 27 | Scott | 139 | 27139 | 9.3 | 8700 | 2017 | 9999 |  |  | Y | Natural Gas | [13 empty] | 1.061 | 1.061 | 1.061 | 1.061 | [11 empty] | Minnesota Municipal Power Agency | 100 | Minnesota Municipal Power Agency | 100
natural gas peaker | Shakopee Energy Park | 60647_G_SQA02 | 60647 | G | SQA02 |  | Combustion Turbine | IC Engine | MIS_MNWI | Minnesota | 27 | Scott | 139 | 27139 | 9.3 | 8700 | 2017 | 9999 |  |  | Y | Natural Gas | [13 empty] | 1.061 | 1.061 | 1.061 | 1.061 | [11 empty] | Minnesota Municipal Power Agency | 100 | Minnesota Municipal Power Agency | 100
natural gas peaker | Shakopee Energy Park | 60647_G_SQA03 | 60647 | G | SQA03 |  | Combustion Turbine | IC Engine | MIS_MNWI | Minnesota | 27 | Scott | 139 | 27139 | 9.3 | 8700 | 2017 | 9999 |  |  | Y | Natural Gas | [13 empty] | 1.061 | 1.061 | 1.061 | 1.061 | [11 empty] | Minnesota Municipal Power Agency | 100 | Minnesota Municipal Power Agency | 100
natural gas peaker | Shakopee Energy Park | 60647_G_SQA04 | 60647 | G | SQA04 |  | Combustion Turbine | IC Engine | MIS_MNWI | Minnesota | 27 | Scott | 139 | 27139 | 9.3 | 8700 | 2017 | 9999 |  |  | Y | Natural Gas | [13 empty] | 1.061 | 1.061 | 1.061 | 1.061 | [11 empty] | Minnesota Municipal Power Agency | 100 | Minnesota Municipal Power Agency | 100
natural gas peaker | Shakopee Energy Park | 60647_G_SQA05 | 60647 | G | SQA05 |  | Combustion Turbine | IC Engine | MIS_MNWI | Minnesota | 27 | Scott | 139 | 27139 | 9.3 | 8700 | 2017 | 9999 |  |  | Y | Natural Gas | [13 empty] | 1.061 | 1.061 | 1.061 | 1.061 | [11 empty] | Minnesota Municipal Power Agency | 100 | Minnesota Municipal Power Agency | 100
0 | Rabbit Hill Energy Storage Project | 60649_G_1 | 60649 | G | 1 |  | Energy Storage |  | ERC_REST | Texas | 48 | Williamson | 491 | 48491 | 9.9 | 0 | 2019 | 9999 |  |  | N | Energy Storage | [13 empty] | 0 | 0 | 0 | 0 | [11 empty] | ESS Rabbit Hill Project LLC | 100 | Alevo Group SA | 100
solar pv | North Nash Farm, LLC | 60651_G_1 | 60651 | G | 1 |  | Solar PV |  | S_VACA | North Carolina | 37 | Nash | 127 | 37127 | 5 | 0 | 2015 | 9999 |  |  | N | Solar | [13 empty] | 0 | 0 | 0 | 0 | [11 empty] | North Nash Farm LLC | 100 | North Nash Farm LLC | 100
solar pv | Dickinson Solar Array | 60652_G_PV1 | 60652 | G | PV1 |  | Solar PV |  | MIS_MNWI | Minnesota | 27 | Wright | 171 | 27171 | 2.3 | 0 | 2016 | 9999 |  |  | N | Solar | [13 empty] | 0 | 0 | 0 | 0 | [11 empty] | Great River Energy | 100 | Great River Energy | 100
solar pv | Belchertown | 60653_G_PV1 | 60653 | G | PV1 |  | Solar PV |  | NENGREST | Massachusetts | 25 | Hampshire | 15 | 25015 | 1 | 0 | 2015 | 9999 |  |  | N | Solar | [13 empty] | 0 | 0 | 0 | 0 | [11 empty] | Altus Power America Management LLC | 100 | Altus Power America Management LLC | 100
onshore wind | Rock Creek Wind Project | 60655_G_WT1 | 60655 | G | WT1 |  | Onshore Wind |  | S_D_AECI | Missouri | 29 | Atchison | 5 | 29005 | 300 | 0 | 2017 | 9999 |  |  | N | Wind | [13 empty] | 0 | 0 | 0 | 0 | [11 empty] | Rock Creek Wind Project LLC | 100 | Enel SpA | 100
0 | McHenry Battery Storage | 60656_G_MCH1 | 60656 | G | MCH1 |  | Energy Storage |  | PJM_COMD | Illinois | 17 | McHenry | 111 | 17111 | 19.8 | 0 | 2016 | 9999 |  |  | N | Energy Storage | [13 empty] | 0 | 0 | 0 | 0 | [11 empty] | McHenry Battery Storage LLC | 100 | EDF Group | 100
onshore wind | Salt Fork Wind Project, LLC | 60657_G_GEN1 | 60657 | G | GEN1 |  | Onshore Wind |  | SPP_SPS | Texas | 48 | Donley | 129 | 48129 | 174 | 0 | 2016 | 9999 |  |  | N | Wind | [13 empty] | 0 | 0 | 0 | 0 | [11 empty] | Salt Fork Wind LLC | 100 | Southern Co | 100
solar pv | Moffett Solar Project | 60658_G_PV1 | 60658 | G | PV1 |  | Solar PV |  | S_VACA | South Carolina | 45 | Jasper | 53 | 45053 | 69.5 | 0 | 2017 | 9999 |  |  | N | Solar | [13 empty] | 0 | 0 | 0 | 0 | [11 empty] | Moffett Solar 1 LLC | 100 | Dominion Energy Inc | 100
solar pv | Ridgeland Solar Project | 60659_G_PV1 | 60659 | G | PV1 |  | Solar PV |  | S_VACA | South Carolina | 45 | Jasper | 53 | 45053 | 10 | 0 | 2017 | 9999 |  |  | N | Solar | [13 empty] | 0 | 0 | 0 | 0 | [11 empty] | Ridgeland Solar Farm I LLC | 100 | Ridgeland Solar Farm I LLC | 100
0 | Willey Battery Utility | 60660_G_WBU | 60660 | G | WBU |  | Energy Storage |  | PJM_West | Ohio | 39 | Hamilton | 61 | 39061 | 6 | 0 | 2016 | 9999 |  |  | N | Energy Storage | [13 empty] | 0 | 0 | 0 | 0 | [11 empty] | Willey Battery Utility LLC | 100 | Sumitomo Corp | 100
0 | Mira Loma Energy Storage Facility | 60661_G_013A | 60661 | G | 013A |  | Energy Storage |  | WECC_SCE | California | 6 | San Bernardino | 71 | 06071 | 10 | 0 | 2016 | 9999 |  |  | N | Energy Storage | [13 empty] | 0 | 0 | 0 | 0 | [11 empty] | Southern California Edison Co | 100 | Edison International | 100
0 | Mira Loma Energy Storage Facility | 60661_G_013B | 60661 | G | 013B |  | Energy Storage |  | WECC_SCE | California | 6 | San Bernardino | 71 | 06071 | 10 | 0 | 2016 | 9999 |  |  | N | Energy Storage | [13 empty] | 0 | 0 | 0 | 0 | [11 empty] | Southern California Edison Co | 100 | Edison International | 100
solar pv | Archdiocese of Baltimore J | 60662_G_PV1 | 60662 | G | PV1 |  | Solar PV |  | PJM_EMAC | Maryland | 24 | Harford | 25 | 24025 | 2 | 0 | 2015 | 9999 |  |  | N | Solar | [13 empty] | 0 | 0 | 0 | 0 | [11 empty] | Constellation Solar Maryland MC LLC | 100 | Exelon Corp | 100
solar pv | Archdiocese of Baltimore L | 60663_G_PV1 | 60663 | G | PV1 |  | Solar PV |  | PJM_EMAC | Maryland | 24 | Harford | 25 | 24025 | 2 | 0 | 2015 | 9999 |  |  | N | Solar | [13 empty] | 0 | 0 | 0 | 0 | [11 empty] | Constellation Solar Maryland MC LLC | 100 | Exelon Corp | 100
solar pv | Baltimore City B | 60664_G_PV1 | 60664 | G | PV1 |  | Solar PV |  | PJM_EMAC | Maryland | 24 | Harford | 25 | 24025 | 2 | 0 | 2015 | 9999 |  |  | N | Solar | [13 empty] | 0 | 0 | 0 | 0 | [11 empty] | Constellation NewEnergy Inc | 100 | Exelon Corp | 100
solar pv | Baltimore City D | 60665_G_PV1 | 60665 | G | PV1 |  | Solar PV |  | PJM_EMAC | Maryland | 24 | Harford | 25 | 24025 | 2 | 0 | 2015 | 9999 |  |  | N | Solar | [13 empty] | 0 | 0 | 0 | 0 | [11 empty] | Constellation NewEnergy Inc | 100 | Exelon Corp | 100
solar pv | Baltimore City F | 60666_G_PV1 | 60666 | G | PV1 |  | Solar PV |  | PJM_EMAC | Maryland | 24 | Harford | 25 | 24025 | 2 | 0 | 2015 | 9999 |  |  | N | Solar | [13 empty] | 0 | 0 | 0 | 0 | [11 empty] | Constellation NewEnergy Inc | 100 | Exelon Corp | 100
solar pv | Baltimore City G | 60667_G_PV1 | 60667 | G | PV1 |  | Solar PV |  | PJM_EMAC | Maryland | 24 | Harford | 25 | 24025 | 2 | 0 | 2015 | 9999 |  |  | N | Solar | [13 empty] | 0 | 0 | 0 | 0 | [11 empty] | Constellation NewEnergy Inc | 100 | Exelon Corp | 100
solar pv | City of Havre De Grace C | 60668_G_PV1 | 60668 | G | PV1 |  | Solar PV |  | PJM_EMAC | Maryland | 24 | Harford | 25 | 24025 | 2 | 0 | 2015 | 9999 |  |  | N | Solar | [13 empty] | 0 | 0 | 0 | 0 | [11 empty] | Constellation NewEnergy Inc | 100 | Exelon Corp | 100
solar pv | Sod Run WTP A | 60669_G_PV1 | 60669 | G | PV1 |  | Solar PV |  | PJM_EMAC | Maryland | 24 | Harford | 25 | 24025 | 2 | 0 | 2015 | 9999 |  |  | N | Solar | [13 empty] | 0 | 0 | 0 | 0 | [11 empty] | Constellation NewEnergy Inc | 100 | Exelon Corp | 100
onshore wind | Osborn Wind Energy | 60672_G_GEN1 | 60672 | G | GEN1 |  | Onshore Wind |  | S_D_AECI | Missouri | 29 | DeKalb | 63 | 29063 | 195.8 | 0 | 2016 | 9999 |  |  | N | Wind | [13 empty] | 0 | 0 | 0 | 0 | [11 empty] | Osborn Wind Energy LLC | 100 | NextEra Energy Inc | 100
solar pv | Nixa Solar, LLC | 60673_G_NIXA | 60673 | G | NIXA |  | Solar PV |  | SPP_N | Missouri | 29 | Christian | 43 | 29043 | 7.9 | 0 | 2017 | 9999 |  |  | N | Solar | [13 empty] | 0 | 0 | 0 | 0 | [11 empty] | Nixa Solar LLC | 100 | Cypress Creek Holdings LLC | 100
solar pv | Tannery Road Landfill | 60677_G_TRSP | 60677 | G | TRSP |  | Solar PV |  | NY_Z_C&E | New York | 36 | Oneida | 65 | 36065 | 2 | 0 | 2016 | 9999 |  |  | N | Solar | [13 empty] | 0 | 0 | 0 | 0 | [11 empty] | groSolar | 100 | groSolar | 100
solar pv | San Joaquin Solar | 60678_G_SJ1A | 60678 | G | SJ1A |  | Solar PV |  | WEC_CALN | California | 6 | Fresno | 19 | 06019 | 18.5 | 0 | 2018 | 9999 |  |  | N | Solar | [13 empty] | 0 | 0 | 0 | 0 | [11 empty] | Gasna 6P LLC | 100 | Gestamp Corp | 100
solar pv | San Joaquin Solar | 60678_G_SJ1B | 60678 | G | SJ1B |  | Solar PV |  | WEC_CALN | California | 6 | Fresno | 19 | 06019 | 1.5 | 0 | 2019 | 9999 |  |  | N | Solar | [13 empty] | 0 | 0 | 0 | 0 | [11 empty] | Gasna 6P LLC | 100 | Gestamp Corp | 100
solar pv | Fort Rucker Solar Array | 60679_G_1 | 60679 | G | 1 |  | Solar PV |  | S_SOU | Alabama | 1 | Dale | 45 | 01045 | 10.6 | 0 | 2017 | 9999 |  |  | N | Solar | [13 empty] | 0 | 0 | 0 | 0 | [11 empty] | Alabama Power Co | 100 | Southern Co | 100
solar pv | ANAD Solar Array | 60680_G_1 | 60680 | G | 1 |  | Solar PV |  | S_SOU | Alabama | 1 | Calhoun | 15 | 01015 | 7.4 | 0 | 2017 | 9999 |  |  | N | Solar | [13 empty] | 0 | 0 | 0 | 0 | [11 empty] | Alabama Power Co | 100 | Southern Co | 100
solar pv | Annapolis Solar Park, LLC | 60681_G_ASP12 | 60681 | G | ASP12 |  | Solar PV |  | PJM_SMAC | Maryland | 24 | Anne Arundel | 3 | 24003 | 12 | 0 | 2018 | 9999 |  |  | N | Solar | [13 empty] | 0 | 0 | 0 | 0 | [11 empty] | Annapolis Solar Park LLC | 100 | BQ Energy LLC | 100
solar pv | Pearl Solar | 60682_G_PEARL | 60682 | G | PEARL |  | Solar PV |  | ERC_WEST | Texas | 48 | Pecos | 371 | 48371 | 50 | 0 | 2017 | 9999 |  |  | N | Solar | [13 empty] | 0 | 0 | 0 | 0 | [11 empty] | OCI Solar TRE LLC | 100 | OCI Company Ltd | 100
0 | TRS Fuel Cell | 60683_G_MMH1 | 60683 | G | MMH1 |  | Fuel Cell |  | NENG_CT | Connecticut | 9 | Fairfield | 1 | 09001 | 3.7 | 9145 | 2019 | 9999 |  |  | Y | Natural Gas | [13 empty] | 0 | 0 | 0 | 0 | [11 empty] | TRS Fuel Cell LLC | 100 | FuelCell Energy Inc | 100
solar pv | Amphitheater High School Solar | 60684_G_AHS1 | 60684 | G | AHS1 |  | Solar PV |  | WECC_AZ | Arizona | 4 | Pima | 19 | 04019 | 1 | 0 | 2016 | 9999 |  |  | N | Solar | [13 empty] | 0 | 0 | 0 | 0 | [11 empty] | Constellation Solar Arizona 2 LLC | 100 | Exelon Corp | 100
solar pv | Canyon Del Oro High School Solar | 60685_G_CDO1 | 60685 | G | CDO1 |  | Solar PV |  | WECC_AZ | Arizona | 4 | Pima | 19 | 04019 | 1 | 0 | 2016 | 9999 |  |  | N | Solar | [13 empty] | 0 | 0 | 0 | 0 | [11 empty] | Constellation Solar Arizona 2 LLC | 100 | Exelon Corp | 100
solar pv | Canyon Del Oro High School Solar | 60685_G_CDO2 | 60685 | G | CDO2 |  | Solar PV |  | WECC_AZ | Arizona | 4 | Pima | 19 | 04019 | 0.1 | 0 | 2016 | 9999 |  |  | N | Solar | [13 empty] | 0 | 0 | 0 | 0 | [11 empty] | Constellation Solar Arizona 2 LLC | 100 | Exelon Corp | 100
solar pv | Canyon Del Oro High School Solar | 60685_G_CDO3 | 60685 | G | CDO3 |  | Solar PV |  | WECC_AZ | Arizona | 4 | Pima | 19 | 04019 | 0.2 | 0 | 2016 | 9999 |  |  | N | Solar | [13 empty] | 0 | 0 | 0 | 0 | [11 empty] | Constellation Solar Arizona 2 LLC | 100 | Exelon Corp | 100
solar pv | Canyon Del Oro High School Solar | 60685_G_CDO4 | 60685 | G | CDO4 |  | Solar PV |  | WECC_AZ | Arizona | 4 | Pima | 19 | 04019 | 0.2 | 0 | 2016 | 9999 |  |  | N | Solar | [13 empty] | 0 | 0 | 0 | 0 | [11 empty] | Constellation Solar Arizona 2 LLC | 100 | Exelon Corp | 100
solar pv | Pierre Solar | 60686_G_PIERS | 60686 | G | PIERS |  | Solar PV |  | SPP_WAUE | South Dakota | 46 | Hughes | 65 | 46065 | 1 | 0 | 2016 | 9999 |  |  | N | Solar | [13 empty] | 0 | 0 | 0 | 0 | [11 empty] | Pierre Solar | 100 | Pierre Solar | 100
onshore wind | Cimarron Bend Wind Project I, LLC | 60687_G_1 | 60687 | G | 1 |  | Onshore Wind |  | SPP_N | Kansas | 20 | Clark | 25 | 20025 | 200 | 0 | 2016 | 9999 |  |  | N | Wind | [13 empty] | 0 | 0 | 0 | 0 | [11 empty] | Cimarron Bend Wind Project I LLC | 100 | Enel SpA | 100
onshore wind | Cimarron Bend Wind Project II, LLC | 60688_G_1 | 60688 | G | 1 |  | Onshore Wind |  | SPP_N | Kansas | 20 | Clark | 25 | 20025 | 200 | 0 | 2017 | 9999 |  |  | N | Wind | [13 empty] | 0 | 0 | 0 | 0 | [11 empty] | Cimarron Bend Wind Project II LLC | 100 | Enel SpA | 100
onshore wind | Western Plains Wind Farm | 60689_G_1 | 60689 | G | 1 |  | Onshore Wind |  | SPP_N | Kansas | 20 | Ford | 57 | 20057 | 280.6 | 0 | 2017 | 9999 |  |  | N | Wind | [13 empty] | 0 | 0 | 0 | 0 | [11 empty] | Evergy Kansas Central Inc | 100 | Evergy Inc | 100
0 | Blue Summit Storage, LLC | 60690_G_WBSS | 60690 | G | WBSS |  | Energy Storage |  | ERC_WEST | Texas | 48 | Wilbarger | 487 | 48487 | 30 | 0 | 2017 | 9999 |  |  | N | Energy Storage | [13 empty] | 0 | 0 | 0 | 0 | [11 empty] | Blue Summit Storage LLC | 100 | NextEra Energy Inc | 100
solar pv | WakeSun LLC | 60694_G_MLC27 | 60694 | G | MLC27 |  | Solar PV |  | MIS_MNWI | Minnesota | 27 | Stearns | 145 | 27145 | 1 | 0 | 2017 | 9999 |  |  | N | Solar | [13 empty] | 0 | 0 | 0 | 0 | [11 empty] | Wakesun LLC | 100 | Wakesun LLC | 100
solar pv | WakeSun LLC | 60694_G_MLC28 | 60694 | G | MLC28 |  | Solar PV |  | MIS_MNWI | Minnesota | 27 | Stearns | 145 | 27145 | 1 | 0 | 2017 | 9999 |  |  | N | Solar | [13 empty] | 0 | 0 | 0 | 0 | [11 empty] | Wakesun LLC | 100 | Wakesun LLC | 100
solar pv | WakeSun LLC | 60694_G_MLC29 | 60694 | G | MLC29 |  | Solar PV |  | MIS_MNWI | Minnesota | 27 | Stearns | 145 | 27145 | 1 | 0 | 2017 | 9999 |  |  | N | Solar | [13 empty] | 0 | 0 | 0 | 0 | [11 empty] | Wakesun LLC | 100 | Wakesun LLC | 100
solar pv | BentonSun LLC | 60695_G_MLC17 | 60695 | G | MLC17 |  | Solar PV |  | MIS_MNWI | Minnesota | 27 | Carver | 19 | 27019 | 1 | 0 | 2016 | 9999 |  |  | N | Solar | [13 empty] | 0 | 0 | 0 | 0 | [11 empty] | BentonSun LLC | 100 | Bentonsun LLC | 100
solar pv | BentonSun LLC | 60695_G_MLC18 | 60695 | G | MLC18 |  | Solar PV |  | MIS_MNWI | Minnesota | 27 | Carver | 19 | 27019 | 1 | 0 | 2016 | 9999 |  |  | N | Solar | [13 empty] | 0 | 0 | 0 | 0 | [11 empty] | BentonSun LLC | 100 | Bentonsun LLC | 100
solar pv | BentonSun LLC | 60695_G_MLC19 | 60695 | G | MLC19 |  | Solar PV |  | MIS_MNWI | Minnesota | 27 | Carver | 19 | 27019 | 1 | 0 | 2016 | 9999 |  |  | N | Solar | [13 empty] | 0 | 0 | 0 | 0 | [11 empty] | BentonSun LLC | 100 | Bentonsun LLC | 100
solar pv | BentonSun LLC | 60695_G_MLC20 | 60695 | G | MLC20 |  | Solar PV |  | MIS_MNWI | Minnesota | 27 | Carver | 19 | 27019 | 1 | 0 | 2016 | 9999 |  |  | N | Solar | [13 empty] | 0 | 0 | 0 | 0 | [11 empty] | BentonSun LLC | 100 | Bentonsun LLC | 100
solar pv | BentonSun LLC | 60695_G_MLC21 | 60695 | G | MLC21 |  | Solar PV |  | MIS_MNWI | Minnesota | 27 | Carver | 19 | 27019 | 1 | 0 | 2016 | 9999 |  |  | N | Solar | [13 empty] | 0 | 0 | 0 | 0 | [11 empty] | BentonSun LLC | 100 | Bentonsun LLC | 100
biomass | Four Peaks Camino Real | 60696_G_1 | 60696 | G | 1 |  | Landfill Gas |  | WECC_NM | New Mexico | 35 | Dona Ana | 13 | 35013 | 1.6 | 13500 | 2008 | 9999 |  |  | N | Landfill Gas | [13 empty] | 0.22117 | 0.22117 | 0.22117 | 0.22117 | [11 empty] | Four Peaks Energy Inc | 100 | Four Peaks Energy Inc | 100
biomass | Four Peaks Camino Real | 60696_G_2 | 60696 | G | 2 |  | Landfill Gas |  | WECC_NM | New Mexico | 35 | Dona Ana | 13 | 35013 | 1.6 | 13500 | 2008 | 9999 |  |  | N | Landfill Gas | [13 empty] | 0.22117 | 0.22117 | 0.22117 | 0.22117 | [11 empty] | Four Peaks Energy Inc | 100 | Four Peaks Energy Inc | 100
natural gas peaker | Stanton Energy Reliability Center | 60698_G_GT1 | 60698 | G | GT1 |  | Combustion Turbine |  | WECC_SCE | California | 6 | Orange | 59 | 06059 | 45.9 | 10745 | 2020 | 9999 |  |  | N | Natural Gas | [13 empty] | 0.011 | 0.011 | 0.011 | 0.011 | [11 empty] | Stanton Energy Reliability Center LLC | 100 | Wellhead Electric Co | 100
natural gas peaker | Stanton Energy Reliability Center | 60698_G_GT2 | 60698 | G | GT2 |  | Combustion Turbine |  | WECC_SCE | California | 6 | Orange | 59 | 06059 | 45.9 | 10745 | 2020 | 9999 |  |  | N | Natural Gas | [13 empty] | 0.011 | 0.011 | 0.011 | 0.011 | [11 empty] | Stanton Energy Reliability Center LLC | 100 | Wellhead Electric Co | 100
0 | DESI-1 Battery Energy Storage Facility | 60699_G_DESI1 | 60699 | G | DESI1 |  | Energy Storage |  | WECC_SCE | California | 6 | Orange | 59 | 06059 | 2.4 | 0 | 2020 | 9999 |  |  | N | Energy Storage | [13 empty] | 0 | 0 | 0 | 0 | [11 empty] | Southern California Edison Co | 100 | Edison International | 100
onshore wind | Wind Colebrook South | 60700_G_WCS | 60700 | G | WCS |  | Onshore Wind |  | NENG_CT | Connecticut | 9 | Litchfield | 5 | 09005 | 1 | 0 | 2015 | 9999 |  |  | N | Wind | [13 empty] | 0 | 0 | 0 | 0 | [11 empty] | Wind Colebrook South LLC | 100 | Wind Colebrook South | 100
biomass | JED Solid Waste Mgmt Renewable Energy | 60701_G_00603 | 60701 | G | 00603 |  | Landfill Gas |  | FRCC | Florida | 12 | Osceola | 97 | 12097 | 1.4 | 13500 | 2017 | 9999 |  |  | N | Landfill Gas | [13 empty] | 0.15785 | 0.15785 | 0.15785 | 0.15785 | [11 empty] | CB&I Environmental & Infrastructure Inc | 100 | CB&I Inc | 100
biomass | JED Solid Waste Mgmt Renewable Energy | 60701_G_00696 | 60701 | G | 00696 |  | Landfill Gas |  | FRCC | Florida | 12 | Osceola | 97 | 12097 | 1.4 | 13500 | 2017 | 9999 |  |  | N | Landfill Gas | [13 empty] | 0.15785 | 0.15785 | 0.15785 | 0.15785 | [11 empty] | CB&I Environmental & Infrastructure Inc | 100 | CB&I Inc | 100
biomass | JED Solid Waste Mgmt Renewable Energy | 60701_G_00697 | 60701 | G | 00697 |  | Landfill Gas |  | FRCC | Florida | 12 | Osceola | 97 | 12097 | 1.4 | 13500 | 2017 | 9999 |  |  | N | Landfill Gas | [13 empty] | 0.15785 | 0.15785 | 0.15785 | 0.15785 | [11 empty] | CB&I Environmental & Infrastructure Inc | 100 | CB&I Inc | 100
biomass | JED Solid Waste Mgmt Renewable Energy | 60701_G_00698 | 60701 | G | 00698 |  | Landfill Gas |  | FRCC | Florida | 12 | Osceola | 97 | 12097 | 1.4 | 13500 | 2017 | 9999 |  |  | N | Landfill Gas | [13 empty] | 0.15785 | 0.15785 | 0.15785 | 0.15785 | [11 empty] | CB&I Environmental & Infrastructure Inc | 100 | CB&I Inc | 100
biomass | JED Solid Waste Mgmt Renewable Energy | 60701_G_00699 | 60701 | G | 00699 |  | Landfill Gas |  | FRCC | Florida | 12 | Osceola | 97 | 12097 | 1.4 | 13500 | 2017 | 9999 |  |  | N | Landfill Gas | [13 empty] | 0.15785 | 0.15785 | 0.15785 | 0.15785 | [11 empty] | CB&I Environmental & Infrastructure Inc | 100 | CB&I Inc | 100
biomass | JED Solid Waste Mgmt Renewable Energy | 60701_G_00700 | 60701 | G | 00700 |  | Landfill Gas |  | FRCC | Florida | 12 | Osceola | 97 | 12097 | 1.4 | 13500 | 2017 | 9999 |  |  | N | Landfill Gas | [13 empty] | 0.15785 | 0.15785 | 0.15785 | 0.15785 | [11 empty] | CB&I Environmental & Infrastructure Inc | 100 | CB&I Inc | 100
solar pv | Rincon Solar I | 60702_G_PV1 | 60702 | G | PV1 |  | Solar PV |  | S_SOU | Georgia | 13 | Effingham | 103 | 13103 | 17.4 | 0 | 2016 | 9999 |  |  | N | Solar | [13 empty] | 0 | 0 | 0 | 0 | [11 empty] | AES Distributed Energy Inc | 100 | AES Corp (The) | 100
biomass | Green City Recovery, LLC | 60703_G_1 | 60703 | G | 1 |  | Landfill Gas |  | S_C_KY | Kentucky | 21 | Scott | 209 | 21209 | 1 | 13500 | 2016 | 9999 |  |  | N | Landfill Gas | [13 empty] | 0.22117 | 0.22117 | 0.22117 | 0.22117 | [11 empty] | Green City Recovery LLC | 100 | Green City Recovery LLC | 100
biomass | Green City Recovery, LLC | 60703_G_2 | 60703 | G | 2 |  | Landfill Gas |  | S_C_KY | Kentucky | 21 | Scott | 209 | 21209 | 1 | 13648 | 2019 | 9999 |  |  | N | Landfill Gas | [13 empty] | 0.09 | 0.09 | 0.09 | 0.09 | [11 empty] | Green City Recovery LLC | 100 | Green City Recovery LLC | 100
solar pv | Trenton Solar Farm (MO) | 60704_G_TSF1 | 60704 | G | TSF1 |  | Solar PV |  | MIS_MO | Missouri | 29 | Grundy | 79 | 29079 | 2.8 | 0 | 2015 | 9999 |  |  | N | Solar | [13 empty] | 0 | 0 | 0 | 0 | [11 empty] | MCP Trenton LLC | 100 | MCP Trenton LLC | 100
solar pv | Rolla Solar Farm (MO) | 60705_G_RSF1 | 60705 | G | RSF1 |  | Solar PV |  | MIS_MO | Missouri | 29 | Phelps | 161 | 29161 | 2.8 | 0 | 2016 | 9999 |  |  | N | Solar | [13 empty] | 0 | 0 | 0 | 0 | [11 empty] | MCP Rolla LLC | 100 | MCP Rolla LLC | 100
solar pv | Waynesville Solar Farm (MO) | 60706_G_WSF1 | 60706 | G | WSF1 |  | Solar PV |  | S_D_AECI | Missouri | 29 | Pulaski | 169 | 29169 | 2.8 | 0 | 2016 | 9999 |  |  | N | Solar | [13 empty] | 0 | 0 | 0 | 0 | [11 empty] | MCP Waynesville LLC | 100 | MCP Waynesville LLC | 100
solar pv | Marshall Solar Farm (MO) | 60707_G_MMSF1 | 60707 | G | MMSF1 |  | Solar PV |  | SPP_N | Missouri | 29 | Saline | 195 | 29195 | 2.8 | 0 | 2016 | 9999 |  |  | N | Solar | [13 empty] | 0 | 0 | 0 | 0 | [11 empty] | MCP Marshall LLC | 100 | MCP Marshall LLC | 100
solar pv | Havre de Grace II - E at Perryman | 60708_G_PV1 | 60708 | G | PV1 |  | Solar PV |  | PJM_EMAC | Maryland | 24 | Harford | 25 | 24025 | 1.4 | 0 | 2016 | 9999 |  |  | N | Solar | [13 empty] | 0 | 0 | 0 | 0 | [11 empty] | Constellation Solar Maryland MC LLC | 100 | Exelon Corp | 100
solar pv | Stone Hill Solar CSG | 60710_G_PV1 | 60710 | G | PV1 |  | Solar PV |  | NENGREST | Massachusetts | 25 | Bristol | 5 | 25005 | 2 | 0 | 2014 | 9999 |  |  | N | Solar | [13 empty] | 0 | 0 | 0 | 0 | [11 empty] | Solect Energy Development LLC | 100 | Solect Energy Inc | 100
solar pv | Chisago Community Solar | 60711_G_CCS1 | 60711 | G | CCS1 |  | Solar PV |  | MIS_MNWI | Minnesota | 27 | Chisago | 25 | 27025 | 0.9 | 0 | 2016 | 9999 |  |  | N | Solar | [13 empty] | 0 | 0 | 0 | 0 | [11 empty] | Chisago Community Solar I LLC | 100 | Berkshire Hathaway Inc | 100
solar pv | Chisago Community Solar | 60711_G_CCS2 | 60711 | G | CCS2 |  | Solar PV |  | MIS_MNWI | Minnesota | 27 | Chisago | 25 | 27025 | 0.9 | 0 | 2016 | 9999 |  |  | N | Solar | [13 empty] | 0 | 0 | 0 | 0 | [11 empty] | Chisago Community Solar IV LLC | 100 | Berkshire Hathaway Inc | 100
solar pv | Chisago Community Solar | 60711_G_CCS3 | 60711 | G | CCS3 |  | Solar PV |  | MIS_MNWI | Minnesota | 27 | Chisago | 25 | 27025 | 0.9 | 0 | 2016 | 9999 |  |  | N | Solar | [13 empty] | 0 | 0 | 0 | 0 | [11 empty] | Chisago Community Solar III LLC | 100 | Berkshire Hathaway Inc | 100
solar pv | Chisago Community Solar | 60711_G_CCS4 | 60711 | G | CCS4 |  | Solar PV |  | MIS_MNWI | Minnesota | 27 | Chisago | 25 | 27025 | 0.9 | 0 | 2016 | 9999 |  |  | N | Solar | [13 empty] | 0 | 0 | 0 | 0 | [11 empty] | Chisago Community Solar II LLC | 100 | Berkshire Hathaway Inc | 100
solar pv | Ursa Community Solar | 60712_G_UCS1 | 60712 | G | UCS1 |  | Solar PV |  | MIS_MNWI | Minnesota | 27 | Dakota | 37 | 27037 | 0.9 | 0 | 2017 | 9999 |  |  | N | Solar | [13 empty] | 0 | 0 | 0 | 0 | [11 empty] | Ursa Community Solar | 100 | Ursa Community Solar | 100
solar pv | Ursa Community Solar | 60712_G_UCS2 | 60712 | G | UCS2 |  | Solar PV |  | MIS_MNWI | Minnesota | 27 | Dakota | 37 | 27037 | 0.9 | 0 | 2017 | 9999 |  |  | N | Solar | [13 empty] | 0 | 0 | 0 | 0 | [11 empty] | Ursa Community Solar | 100 | Ursa Community Solar | 100
solar pv | Ursa Community Solar | 60712_G_UCS3 | 60712 | G | UCS3 |  | Solar PV |  | MIS_MNWI | Minnesota | 27 | Dakota | 37 | 27037 | 0.9 | 0 | 2017 | 9999 |  |  | N | Solar | [13 empty] | 0 | 0 | 0 | 0 | [11 empty] | Ursa Community Solar | 100 | Ursa Community Solar | 100
solar pv | Ursa Community Solar | 60712_G_UCS4 | 60712 | G | UCS4 |  | Solar PV |  | MIS_MNWI | Minnesota | 27 | Dakota | 37 | 27037 | 0.9 | 0 | 2017 | 9999 |  |  | N | Solar | [13 empty] | 0 | 0 | 0 | 0 | [11 empty] | Ursa Community Solar | 100 | Ursa Community Solar | 100
solar pv | Ursa Community Solar | 60712_G_UCS5 | 60712 | G | UCS5 |  | Solar PV |  | MIS_MNWI | Minnesota | 27 | Dakota | 37 | 27037 | 0.9 | 0 | 2017 | 9999 |  |  | N | Solar | [13 empty] | 0 | 0 | 0 | 0 | [11 empty] | Ursa Community Solar | 100 | Ursa Community Solar | 100
solar pv | Sunrise Community Solar | 60713_G_SCS1 | 60713 | G | SCS1 |  | Solar PV |  | MIS_MNWI | Minnesota | 27 | Chisago | 25 | 27025 | 0.9 | 0 | 2016 | 9999 |  |  | N | Solar | [13 empty] | 0 | 0 | 0 | 0 | [11 empty] | Geronimo Community Solar Gardens LLC | 100 | Berkshire Hathaway Inc | 100
solar pv | Sunrise Community Solar | 60713_G_SCS2 | 60713 | G | SCS2 |  | Solar PV |  | MIS_MNWI | Minnesota | 27 | Chisago | 25 | 27025 | 0.9 | 0 | 2016 | 9999 |  |  | N | Solar | [13 empty] | 0 | 0 | 0 | 0 | [11 empty] | Geronimo Community Solar Gardens LLC | 100 | Berkshire Hathaway Inc | 100
solar pv | Sunrise Community Solar | 60713_G_SCS3 | 60713 | G | SCS3 |  | Solar PV |  | MIS_MNWI | Minnesota | 27 | Chisago | 25 | 27025 | 0.9 | 0 | 2016 | 9999 |  |  | N | Solar | [13 empty] | 0 | 0 | 0 | 0 | [11 empty] | Geronimo Community Solar Gardens LLC | 100 | Berkshire Hathaway Inc | 100
solar pv | Sunrise Community Solar | 60713_G_SCS4 | 60713 | G | SCS4 |  | Solar PV |  | MIS_MNWI | Minnesota | 27 | Chisago | 25 | 27025 | 0.9 | 0 | 2016 | 9999 |  |  | N | Solar | [13 empty] | 0 | 0 | 0 | 0 | [11 empty] | Geronimo Community Solar Gardens LLC | 100 | Berkshire Hathaway Inc | 100
solar pv | Sunrise Community Solar | 60713_G_SCS5 | 60713 | G | SCS5 |  | Solar PV |  | MIS_MNWI | Minnesota | 27 | Chisago | 25 | 27025 | 0.9 | 0 | 2016 | 9999 |  |  | N | Solar | [13 empty] | 0 | 0 | 0 | 0 | [11 empty] | Geronimo Community Solar Gardens LLC | 100 | Berkshire Hathaway Inc | 100
solar pv | Rosemount Community Solar | 60714_G_RCS1 | 60714 | G | RCS1 |  | Solar PV |  | MIS_MNWI | Minnesota | 27 | Dakota | 37 | 27037 | 0.9 | 0 | 2016 | 9999 |  |  | N | Solar | [13 empty] | 0 | 0 | 0 | 0 | [11 empty] | Rosemount Community Solar | 100 | Berkshire Hathaway Inc | 100
solar pv | Rosemount Community Solar | 60714_G_RCS2 | 60714 | G | RCS2 |  | Solar PV |  | MIS_MNWI | Minnesota | 27 | Dakota | 37 | 27037 | 0.9 | 0 | 2016 | 9999 |  |  | N | Solar | [13 empty] | 0 | 0 | 0 | 0 | [11 empty] | Rosemount Community Solar | 100 | Berkshire Hathaway Inc | 100
solar pv | Rosemount Community Solar | 60714_G_RCS3 | 60714 | G | RCS3 |  | Solar PV |  | MIS_MNWI | Minnesota | 27 | Dakota | 37 | 27037 | 0.9 | 0 | 2016 | 9999 |  |  | N | Solar | [13 empty] | 0 | 0 | 0 | 0 | [11 empty] | Rosemount Community Solar | 100 | Berkshire Hathaway Inc | 100
solar pv | Rosemount Community Solar | 60714_G_RCS4 | 60714 | G | RCS4 |  | Solar PV |  | MIS_MNWI | Minnesota | 27 | Dakota | 37 | 27037 | 0.9 | 0 | 2016 | 9999 |  |  | N | Solar | [13 empty] | 0 | 0 | 0 | 0 | [11 empty] | Rosemount Community Solar | 100 | Berkshire Hathaway Inc | 100
solar pv | Rosemount Community Solar | 60714_G_RCS5 | 60714 | G | RCS5 |  | Solar PV |  | MIS_MNWI | Minnesota | 27 | Dakota | 37 | 27037 | 0.9 | 0 | 2016 | 9999 |  |  | N | Solar | [13 empty] | 0 | 0 | 0 | 0 | [11 empty] | Rosemount Community Solar | 100 | Berkshire Hathaway Inc | 100
solar pv | Paynesville Community Solar | 60715_G_PCS1 | 60715 | G | PCS1 |  | Solar PV |  | MIS_MNWI | Minnesota | 27 | Stearns | 145 | 27145 | 0.9 | 0 | 2016 | 9999 |  |  | N | Solar | [13 empty] | 0 | 0 | 0 | 0 | [11 empty] | Paynesville Community Solar | 100 | Paynesville Community Solar | 100
solar pv | Paynesville Community Solar | 60715_G_PCS2 | 60715 | G | PCS2 |  | Solar PV |  | MIS_MNWI | Minnesota | 27 | Stearns | 145 | 27145 | 0.9 | 0 | 2016 | 9999 |  |  | N | Solar | [13 empty] | 0 | 0 | 0 | 0 | [11 empty] | Paynesville Community Solar | 100 | Paynesville Community Solar | 100
solar pv | Paynesville Community Solar | 60715_G_PCS3 | 60715 | G | PCS3 |  | Solar PV |  | MIS_MNWI | Minnesota | 27 | Stearns | 145 | 27145 | 0.9 | 0 | 2016 | 9999 |  |  | N | Solar | [13 empty] | 0 | 0 | 0 | 0 | [11 empty] | Paynesville Community Solar | 100 | Paynesville Community Solar | 100
solar pv | Paynesville Community Solar | 60715_G_PCS4 | 60715 | G | PCS4 |  | Solar PV |  | MIS_MNWI | Minnesota | 27 | Stearns | 145 | 27145 | 0.9 | 0 | 2016 | 9999 |  |  | N | Solar | [13 empty] | 0 | 0 | 0 | 0 | [11 empty] | Paynesville Community Solar | 100 | Paynesville Community Solar | 100
solar pv | Paynesville Community Solar | 60715_G_PCS5 | 60715 | G | PCS5 |  | Solar PV |  | MIS_MNWI | Minnesota | 27 | Stearns | 145 | 27145 | 0.9 | 0 | 2017 | 9999 |  |  | N | Solar | [13 empty] | 0 | 0 | 0 | 0 | [11 empty] | Paynesville Community Solar | 100 | Paynesville Community Solar | 100
solar pv | Orion Community Solar | 60716_G_OCS1 | 60716 | G | OCS1 |  | Solar PV |  | MIS_MNWI | Minnesota | 27 | Stearns | 145 | 27145 | 0.9 | 0 | 2017 | 9999 |  |  | N | Solar | [13 empty] | 0 | 0 | 0 | 0 | [11 empty] | Orion Community Solar | 100 | Orion Community Solar | 100
solar pv | Orion Community Solar | 60716_G_OCS2 | 60716 | G | OCS2 |  | Solar PV |  | MIS_MNWI | Minnesota | 27 | Stearns | 145 | 27145 | 0.9 | 0 | 2017 | 9999 |  |  | N | Solar | [13 empty] | 0 | 0 | 0 | 0 | [11 empty] | Orion Community Solar | 100 | Orion Community Solar | 100
solar pv | Orion Community Solar | 60716_G_OCS3 | 60716 | G | OCS3 |  | Solar PV |  | MIS_MNWI | Minnesota | 27 | Stearns | 145 | 27145 | 0.9 | 0 | 2017 | 9999 |  |  | N | Solar | [13 empty] | 0 | 0 | 0 | 0 | [11 empty] | Orion Community Solar | 100 | Orion Community Solar | 100
solar pv | Northfield Community Solar | 60717_G_NCS1 | 60717 | G | NCS1 |  | Solar PV |  | MIS_MNWI | Minnesota | 27 | Dakota | 37 | 27037 | 0.9 | 0 | 2016 | 9999 |  |  | N | Solar | [13 empty] | 0 | 0 | 0 | 0 | [11 empty] | Northfield Community Solar | 100 | Northfield Community Solar | 100
solar pv | Northfield Community Solar | 60717_G_NCS2 | 60717 | G | NCS2 |  | Solar PV |  | MIS_MNWI | Minnesota | 27 | Dakota | 37 | 27037 | 0.9 | 0 | 2016 | 9999 |  |  | N | Solar | [13 empty] | 0 | 0 | 0 | 0 | [11 empty] | Northfield Community Solar | 100 | Northfield Community Solar | 100
solar pv | Northfield Community Solar | 60717_G_NCS3 | 60717 | G | NCS3 |  | Solar PV |  | MIS_MNWI | Minnesota | 27 | Dakota | 37 | 27037 | 0.9 | 0 | 2016 | 9999 |  |  | N | Solar | [13 empty] | 0 | 0 | 0 | 0 | [11 empty] | Northfield Community Solar | 100 | Northfield Community Solar | 100
solar pv | Northfield Community Solar | 60717_G_NCS4 | 60717 | G | NCS4 |  | Solar PV |  | MIS_MNWI | Minnesota | 27 | Dakota | 37 | 27037 | 0.9 | 0 | 2016 | 9999 |  |  | N | Solar | [13 empty] | 0 | 0 | 0 | 0 | [11 empty] | Northfield Community Solar | 100 | Northfield Community Solar | 100
solar pv | Northfield Community Solar | 60717_G_NCS5 | 60717 | G | NCS5 |  | Solar PV |  | MIS_MNWI | Minnesota | 27 | Dakota | 37 | 27037 | 0.9 | 0 | 2016 | 9999 |  |  | N | Solar | [13 empty] | 0 | 0 | 0 | 0 | [11 empty] | Northfield Community Solar | 100 | Northfield Community Solar | 100
solar pv | Weld 1 Community Solar Array | 60720_G_WELD1 | 60720 | G | WELD1 |  | Solar PV |  | WECC_CO | Colorado | 8 | Weld | 123 | 08123 | 1.5 | 0 | 2017 | 9999 |  |  | N | Solar | [13 empty] | 0 | 0 | 0 | 0 | [11 empty] | Clean Energy Collective LLC | 100 | Clean Energy Collective LLC | 100
municipal solid waste | Green Cow Power | 60721_G_ENG1 | 60721 | G | ENG1 |  | Non-Fossil Waste |  | MIS_INKY | Indiana | 18 | Elkhart | 39 | 18039 | 1 | 11084 | 2015 | 9999 |  |  | N | Non-Fossil Waste | [13 empty] | 0 | 0 | 0 | 0 | [11 empty] | Green Cow Power LLC | 100 | Green Cow Power LLC | 100
municipal solid waste | Green Cow Power | 60721_G_ENG2 | 60721 | G | ENG2 |  | Non-Fossil Waste |  | MIS_INKY | Indiana | 18 | Elkhart | 39 | 18039 | 1 | 11084 | 2015 | 9999 |  |  | N | Non-Fossil Waste | [13 empty] | 0 | 0 | 0 | 0 | [11 empty] | Green Cow Power LLC | 100 | Green Cow Power LLC | 100
municipal solid waste | Green Cow Power | 60721_G_ENG3 | 60721 | G | ENG3 |  | Non-Fossil Waste |  | MIS_INKY | Indiana | 18 | Elkhart | 39 | 18039 | 1 | 11084 | 2015 | 9999 |  |  | N | Non-Fossil Waste | [13 empty] | 0 | 0 | 0 | 0 | [11 empty] | Green Cow Power LLC | 100 | Green Cow Power LLC | 100
solar pv | Logan 1 Community Solar Array | 60722_G_LOGA1 | 60722 | G | LOGA1 |  | Solar PV |  | WECC_CO | Colorado | 8 | Logan | 75 | 08075 | 1.7 | 0 | 2017 | 9999 |  |  | N | Solar | [13 empty] | 0 | 0 | 0 | 0 | [11 empty] | Clean Energy Collective LLC | 100 | Clean Energy Collective LLC | 100
solar pv | Conejos 1 Community Solar Array | 60723_G_CONEJ | 60723 | G | CONEJ |  | Solar PV |  | WECC_CO | Colorado | 8 | Conejos | 21 | 08021 | 1.5 | 0 | 2017 | 9999 |  |  | N | Solar | [13 empty] | 0 | 0 | 0 | 0 | [11 empty] | Clean Energy Collective LLC | 100 | Clean Energy Collective LLC | 100
solar pv | Arapahoe 3 Community Solar Array | 60724_G_ARAP3 | 60724 | G | ARAP3 |  | Solar PV |  | WECC_CO | Colorado | 8 | Arapahoe | 5 | 08005 | 1.8 | 0 | 2017 | 9999 |  |  | N | Solar | [13 empty] | 0 | 0 | 0 | 0 | [11 empty] | Clean Energy Collective LLC | 100 | Clean Energy Collective LLC | 100
solar pv | Xcel Adams 2 Community Solar Array | 60725_G_ADCO2 | 60725 | G | ADCO2 |  | Solar PV |  | WECC_CO | Colorado | 8 | Adams | 1 | 08001 | 1.5 | 0 | 2017 | 9999 |  |  | N | Solar | [13 empty] | 0 | 0 | 0 | 0 | [11 empty] | Clean Energy Collective LLC | 100 | Clean Energy Collective LLC | 100
solar pv | Xcel Adams 1 Community Solar Array | 60726_G_ADCO1 | 60726 | G | ADCO1 |  | Solar PV |  | WECC_CO | Colorado | 8 | Adams | 1 | 08001 | 1.8 | 0 | 2017 | 9999 |  |  | N | Solar | [13 empty] | 0 | 0 | 0 | 0 | [11 empty] | Clean Energy Collective LLC | 100 | Clean Energy Collective LLC | 100
solar pv | East Orange Solar | 60727_G_PV1 | 60727 | G | PV1 |  | Solar PV |  | PJM_EMAC | New Jersey | 34 | Essex | 13 | 34013 | 4 | 0 | 2015 | 9999 |  |  | N | Solar | [13 empty] | 0 | 0 | 0 | 0 | [11 empty] | Marina Energy LLC | 100 | Goldman Sachs Group Inc (The) | 100
solar pv | Howell Solar | 60728_G_PV1 | 60728 | G | PV1 |  | Solar PV |  | PJM_EMAC | New Jersey | 34 | Monmouth | 25 | 34025 | 5.7 | 0 | 2016 | 9999 |  |  | N | Solar | [13 empty] | 0 | 0 | 0 | 0 | [11 empty] | Effisolar Energy Corp | 100 | Effisolar Energy Corp | 100
solar pv | Raritan Solar | 60729_G_PV1 | 60729 | G | PV1 |  | Solar PV |  | PJM_EMAC | New Jersey | 34 | Hunterdon | 19 | 34019 | 7.4 | 0 | 2016 | 9999 |  |  | N | Solar | [13 empty] | 0 | 0 | 0 | 0 | [11 empty] | Marina Energy LLC | 100 | Goldman Sachs Group Inc (The) | 100
solar pv | Bridgewater Solar CSG | 60730_G_PV1 | 60730 | G | PV1 |  | Solar PV |  | NENGREST | Massachusetts | 25 | Plymouth | 23 | 25023 | 2 | 0 | 2015 | 9999 |  |  | N | Solar | [13 empty] | 0 | 0 | 0 | 0 | [11 empty] | Marina Energy LLC | 100 | Goldman Sachs Group Inc (The) | 100
solar pv | Bridgewater Solar CSG | 60730_G_PV2 | 60730 | G | PV2 |  | Solar PV |  | NENGREST | Massachusetts | 25 | Plymouth | 23 | 25023 | 1 | 0 | 2015 | 9999 |  |  | N | Solar | [13 empty] | 0 | 0 | 0 | 0 | [11 empty] | Marina Energy LLC | 100 | Goldman Sachs Group Inc (The) | 100
solar pv | Holliston Solar CSG | 60731_G_PV1 | 60731 | G | PV1 |  | Solar PV |  | NENGREST | Massachusetts | 25 | Middlesex | 17 | 25017 | 1 | 0 | 2015 | 9999 |  |  | N | Solar | [13 empty] | 0 | 0 | 0 | 0 | [11 empty] | Marina Energy LLC | 100 | Goldman Sachs Group Inc (The) | 100
solar pv | Frankford Solar | 60732_G_PV1 | 60732 | G | PV1 |  | Solar PV |  | PJM_EMAC | New Jersey | 34 | Sussex | 37 | 34037 | 7.3 | 0 | 2012 | 9999 |  |  | N | Solar | [13 empty] | 0 | 0 | 0 | 0 | [11 empty] | Marina Energy LLC | 100 | Goldman Sachs Group Inc (The) | 100
solar pv | Brickyard Solar | 60733_G_PV1 | 60733 | G | PV1 |  | Solar PV |  | PJM_EMAC | New Jersey | 34 | Monmouth | 25 | 34025 | 1.5 | 0 | 2015 | 9999 |  |  | N | Solar | [13 empty] | 0 | 0 | 0 | 0 | [11 empty] | Brickyard LLC | 100 | Brickyard LLC | 100
solar pv | Bordentown Solar | 60734_G_PV1 | 60734 | G | PV1 |  | Solar PV |  | PJM_EMAC | New Jersey | 34 | Burlington | 5 | 34005 | 6.7 | 0 | 2015 | 9999 |  |  | N | Solar | [13 empty] | 0 | 0 | 0 | 0 | [11 empty] | Marina Energy LLC | 100 | Goldman Sachs Group Inc (The) | 100
solar pv | Longview Solar | 60735_G_PV1 | 60735 | G | PV1 |  | Solar PV |  | PJM_EMAC | Maryland | 24 | Wicomico | 45 | 24045 | 12.5 | 0 | 2016 | 9999 |  |  | N | Solar | [13 empty] | 0 | 0 | 0 | 0 | [11 empty] | Longview Solar LLC | 100 | Longview Solar LLC | 100
solar pv | Wilmington Solar | 60736_G_PV1 | 60736 | G | PV1 |  | Solar PV |  | NENGREST | Massachusetts | 25 | Middlesex | 17 | 25017 | 1.8 | 0 | 2015 | 9999 |  |  | N | Solar | [13 empty] | 0 | 0 | 0 | 0 | [11 empty] | Marina Energy LLC | 100 | Goldman Sachs Group Inc (The) | 100
solar pv | Church Hill | 60737_G_PV1 | 60737 | G | PV1 |  | Solar PV |  | PJM_EMAC | Maryland | 24 | Queen Annes | 35 | 24035 | 5.6 | 0 | 2016 | 9999 |  |  | N | Solar | [13 empty] | 0 | 0 | 0 | 0 | [11 empty] | Church Hill Solar Farm LLC | 100 | Church Hill Solar Farm LLC | 100
solar pv | Fall River Solar CSG | 60738_G_PV1 | 60738 | G | PV1 |  | Solar PV |  | NENGREST | Massachusetts | 25 | Bristol | 5 | 25005 | 2 | 0 | 2013 | 9999 |  |  | N | Solar | [13 empty] | 0 | 0 | 0 | 0 | [11 empty] | Fall River Innovation Solar LLC | 100 | Gehrlicher Solar America Corp | 100
solar pv | DSM Solar | 60739_G_PV1 | 60739 | G | PV1 |  | Solar PV |  | PJM_EMAC | New Jersey | 34 | Warren | 41 | 34041 | 4 | 0 | 2014 | 9999 |  |  | N | Solar | [13 empty] | 0 | 0 | 0 | 0 | [11 empty] | Marina Energy LLC | 100 | Goldman Sachs Group Inc (The) | 100
solar pv | Pittsgrove Solar | 60740_G_PV1 | 60740 | G | PV1 |  | Solar PV |  | PJM_EMAC | New Jersey | 34 | Salem | 33 | 34033 | 2 | 0 | 2014 | 9999 |  |  | N | Solar | [13 empty] | 0 | 0 | 0 | 0 | [11 empty] | Pittsgrove Solar LLC | 100 | Goldman Sachs Group Inc (The) | 100
solar pv | Old Midville Solar | 60741_G_OMD | 60741 | G | OMD |  | Solar PV |  | S_SOU | Georgia | 13 | Jenkins | 165 | 13165 | 19.7 | 0 | 2016 | 9999 |  |  | N | Solar | [13 empty] | 0 | 0 | 0 | 0 | [11 empty] | Citizens Solar Holdings VI LLC | 100 | Citizens Enterprises Corp | 100
natural gas peaker | Argonne National Laboratory CHP | 60742_G_CHP | 60742 | G | CHP |  | Combustion Turbine |  | PJM_COMD | Illinois | 17 | DuPage | 43 | 17043 | 4.7 | 10629 | 2016 | 2045 |  |  | Y | Natural Gas | [13 empty] | 0.011 | 0.011 | 0.011 | 0.011 | [11 empty] | Argonne National Laboratory | 100 | Argonne National Laboratory | 100
onshore wind | Rattlesnake Power, LLC | 60743_G_WT1 | 60743 | G | WT1 |  | Onshore Wind |  | ERC_REST | Texas | 48 | McCulloch | 307 | 48307 | 160 | 0 | 2018 | 9999 |  |  | N | Wind | [13 empty] | 0 | 0 | 0 | 0 | [11 empty] | Rattlesnake Power LLC | 100 | Goldwind Science & Technology Co Ltd | 100
solar pv | SEPV Imperial Dixieland West | 60744_G_SESI2 | 60744 | G | SESI2 |  | Solar PV |  | WECC_IID | California | 6 | Imperial | 25 | 06025 | 2.9 | 0 | 2016 | 9999 |  |  | N | Solar | [13 empty] | 0 | 0 | 0 | 0 | [11 empty] | SEPV Imperial LLC | 100 | AES Corp (The) | 100
solar pv | SEPV Imperial Dixieland East | 60745_G_SESI1 | 60745 | G | SESI1 |  | Solar PV |  | WECC_IID | California | 6 | Imperial | 25 | 06025 | 1.9 | 0 | 2016 | 9999 |  |  | N | Solar | [13 empty] | 0 | 0 | 0 | 0 | [11 empty] | SEPV Imperial LLC | 100 | AES Corp (The) | 100
solar pv | Silvi Gibraltar Rock | 60746_G_08502 | 60746 | G | 08502 |  | Solar PV |  | PJM_EMAC | New Jersey | 34 | Somerset | 35 | 34035 | 3 | 0 | 2016 | 9999 |  |  | N | Solar | [13 empty] | 0 | 0 | 0 | 0 | [11 empty] | Clean Capital Partners LLC | 100 | Clean Capital Partners LLC | 100
solar pv | Seabrook Village | 60747_G_07724 | 60747 | G | 07724 |  | Solar PV |  | PJM_EMAC | New Jersey | 34 | Monmouth | 25 | 34025 | 3.1 | 0 | 2016 | 9999 |  |  | N | Solar | [13 empty] | 0 | 0 | 0 | 0 | [11 empty] | Clean Capital Partners LLC | 100 | Clean Capital Partners LLC | 100
solar pv | Simcoe Solar | 60748_G_IDSS | 60748 | G | IDSS |  | Solar PV |  | WECC_ID | Idaho | 16 | Elmore | 39 | 16039 | 20 | 0 | 2017 | 9999 |  |  | N | Solar | [13 empty] | 0 | 0 | 0 | 0 | [11 empty] | Simcoe Solar LLC | 100 | Capital Dynamics | 100
natural gas peaker | Osawatomie Power Plant South Sub | 60750_G_CAT4 | 60750 | G | CAT4 |  | Combustion Turbine | IC Engine | SPP_N | Kansas | 20 | Miami | 121 | 20121 | 2 | 10745 | 2017 | 9999 |  |  | N | Distillate Fuel Oil | [13 empty] | 1.6498 | 1.6498 | 1.6498 | 1.6498 | [11 empty] | Osawatomie KS (City of) | 100 | Osawatomie KS (City of) | 100
natural gas peaker | Osawatomie Power Plant South Sub | 60750_G_CAT5 | 60750 | G | CAT5 |  | Combustion Turbine | IC Engine | SPP_N | Kansas | 20 | Miami | 121 | 20121 | 2 | 11334 | 2017 | 9999 |  |  | N | Distillate Fuel Oil | [13 empty] | 1.6498 | 1.6498 | 1.6498 | 1.6498 | [11 empty] | Osawatomie KS (City of) | 100 | Osawatomie KS (City of) | 100
natural gas peaker | Osawatomie Power Plant South Sub | 60750_G_CAT6 | 60750 | G | CAT6 |  | Combustion Turbine | IC Engine | SPP_N | Kansas | 20 | Miami | 121 | 20121 | 2 | 11334 | 2017 | 9999 |  |  | N | Distillate Fuel Oil | [13 empty] | 1.6498 | 1.6498 | 1.6498 | 1.6498 | [11 empty] | Osawatomie KS (City of) | 100 | Osawatomie KS (City of) | 100
natural gas peaker | Osawatomie Power Plant North Sub | 60751_G_CAT1 | 60751 | G | CAT1 |  | Combustion Turbine | IC Engine | SPP_N | Kansas | 20 | Miami | 121 | 20121 | 2 | 10745 | 2018 | 9999 |  |  | N | Distillate Fuel Oil | [13 empty] | 1.6498 | 1.6498 | 1.6498 | 1.6498 | [11 empty] | Osawatomie KS (City of) | 100 | Osawatomie KS (City of) | 100
natural gas peaker | Osawatomie Power Plant North Sub | 60751_G_CAT2 | 60751 | G | CAT2 |  | Combustion Turbine | IC Engine | SPP_N | Kansas | 20 | Miami | 121 | 20121 | 2 | 10745 | 2018 | 9999 |  |  | N | Distillate Fuel Oil | [13 empty] | 1.6498 | 1.6498 | 1.6498 | 1.6498 | [11 empty] | Osawatomie KS (City of) | 100 | Osawatomie KS (City of) | 100
natural gas peaker | Osawatomie Power Plant North Sub | 60751_G_CAT3 | 60751 | G | CAT3 |  | Combustion Turbine | IC Engine | SPP_N | Kansas | 20 | Miami | 121 | 20121 | 2 | 10745 | 2018 | 9999 |  |  | N | Distillate Fuel Oil | [13 empty] | 1.6498 | 1.6498 | 1.6498 | 1.6498 | [11 empty] | Osawatomie KS (City of) | 100 | Osawatomie KS (City of) | 100
solar pv | Gloucester Community College Solar | 60752_G_PV1 | 60752 | G | PV1 |  | Solar PV |  | PJM_EMAC | New Jersey | 34 | Gloucester | 15 | 34015 | 2.2 | 0 | 2014 | 9999 |  |  | N | Solar | [13 empty] | 0 | 0 | 0 | 0 | [11 empty] | Marina Energy LLC | 100 | Goldman Sachs Group Inc (The) | 100
solar pv | Shirley Landfill | 60753_G_PV1 | 60753 | G | PV1 |  | Solar PV |  | NENGREST | Massachusetts | 25 | Middlesex | 17 | 25017 | 1 | 0 | 2017 | 9999 |  |  | N | Solar | [13 empty] | 0 | 0 | 0 | 0 | [11 empty] | Altus Power America Inc | 100 | Altus Power America Management LLC | 100
solar pv | DDR Shoppers World | 60754_G_PV1 | 60754 | G | PV1 |  | Solar PV |  | NENGREST | Massachusetts | 25 | Middlesex | 17 | 25017 | 1.3 | 0 | 2017 | 9999 |  |  | N | Solar | [13 empty] | 0 | 0 | 0 | 0 | [11 empty] | SW MA Solar LLC | 100 | Altus Power America Management LLC | 100
solar pv | Spartan | 60755_G_PV1 | 60755 | G | PV1 |  | Solar PV |  | PJM_EMAC | New Jersey | 34 | Burlington | 5 | 34005 | 8.3 | 0 | 2017 | 9999 |  |  | N | Solar | [13 empty] | 0 | 0 | 0 | 0 | [11 empty] | North Hanover Solar W2 082 LLC | 100 | Effisolar Energy Corp | 100
solar pv | Meadow Solar | 60756_G_PV1 | 60756 | G | PV1 |  | Solar PV |  | NENGREST | Massachusetts | 25 | Suffolk | 25 | 25025 | 3 | 0 | 2016 | 9999 |  |  | N | Solar | [13 empty] | 0 | 0 | 0 | 0 | [11 empty] | MD MA Solar LLC | 100 | Altus Power America Management LLC | 100
solar pv | Cedarville CSG | 60757_G_PV1 | 60757 | G | PV1 |  | Solar PV |  | NENGREST | Massachusetts | 25 | Plymouth | 23 | 25023 | 0.5 | 0 | 2017 | 9999 |  |  | N | Solar | [13 empty] | 0 | 0 | 0 | 0 | [11 empty] | Altus Power America Management LLC | 100 | Altus Power America Management LLC | 100
solar pv | Cedarville CSG | 60757_G_PV2 | 60757 | G | PV2 |  | Solar PV |  | NENGREST | Massachusetts | 25 | Plymouth | 23 | 25023 | 1 | 0 | 2017 | 9999 |  |  | N | Solar | [13 empty] | 0 | 0 | 0 | 0 | [11 empty] | Altus Power America Management LLC | 100 | Altus Power America Management LLC | 100
solar pv | Cedarville CSG | 60757_G_PV3 | 60757 | G | PV3 |  | Solar PV |  | NENGREST | Massachusetts | 25 | Plymouth | 23 | 25023 | 1 | 0 | 2017 | 9999 |  |  | N | Solar | [13 empty] | 0 | 0 | 0 | 0 | [11 empty] | Altus Power America Management LLC | 100 | Altus Power America Management LLC | 100
0 | Millikan BESS | 60760_G_PE101 | 60760 | G | PE101 |  | Energy Storage |  | WECC_SCE | California | 6 | Orange | 59 | 06059 | 2 | 0 | 2016 | 9999 |  |  | N | Energy Storage | [13 empty] | 0 | 0 | 0 | 0 | [11 empty] | PPA Grand Johanna LLC | 100 | Powin Energy Corp | 100
solar pv | Roper Farm, LLC | 60761_G_1 | 60761 | G | 1 |  | Solar PV |  | S_VACA | North Carolina | 37 | Cleveland | 45 | 37045 | 5 | 0 | 2015 | 9999 |  |  | N | Solar | [13 empty] | 0 | 0 | 0 | 0 | [11 empty] | Solar Management Services LLC | 100 | Solar Management Services LLC | 100
solar pv | Pfizer Peapack Solar | 60762_G_07934 | 60762 | G | 07934 |  | Solar PV |  | PJM_EMAC | New Jersey | 34 | Somerset | 35 | 34035 | 6.2 | 0 | 2016 | 9999 |  |  | N | Solar | [13 empty] | 0 | 0 | 0 | 0 | [11 empty] | Clean Capital Partners LLC | 100 | Clean Capital Partners LLC | 100
solar pv | Holland Solar | 60763_G_PV1 | 60763 | G | PV1 |  | Solar PV |  | PJM_EMAC | New Jersey | 34 | Hunterdon | 19 | 34019 | 2.6 | 0 | 2015 | 9999 |  |  | N | Solar | [13 empty] | 0 | 0 | 0 | 0 | [11 empty] | Marina Energy LLC | 100 | Goldman Sachs Group Inc (The) | 100
solar pv | Victory Solar LLC | 60764_G_PV1 | 60764 | G | PV1 |  | Solar PV |  | WECC_CO | Colorado | 8 | Adams | 1 | 08001 | 12.8 | 0 | 2016 | 9999 |  |  | N | Solar | [13 empty] | 0 | 0 | 0 | 0 | [11 empty] | Victory Solar LLC | 100 | Duke Energy Corp | 100
solar pv | L'Oreal Franklin | 60765_G_PV1 | 60765 | G | PV1 |  | Solar PV |  | PJM_EMAC | New Jersey | 34 | Somerset | 35 | 34035 | 1.2 | 0 | 2012 | 9999 |  |  | N | Solar | [13 empty] | 0 | 0 | 0 | 0 | [11 empty] | Marina Energy LLC | 100 | Goldman Sachs Group Inc (The) | 100
solar pv | L'Oreal Monmouth | 60766_G_PV1 | 60766 | G | PV1 |  | Solar PV |  | PJM_EMAC | New Jersey | 34 | Monmouth | 25 | 34025 | 2 | 0 | 2013 | 9999 |  |  | N | Solar | [13 empty] | 0 | 0 | 0 | 0 | [11 empty] | Marina Energy LLC | 100 | Goldman Sachs Group Inc (The) | 100
natural gas combined cycle | Gila River Power Block 2 | 60768_G_CTG3 | 60768 | G | CTG3 |  | Combined Cycle |  | WECC_AZ | Arizona | 4 | Maricopa | 13 | 04013 | 146 | 7474 | 2003 | 9999 |  |  | N | Natural Gas |  |  |  |  | SCR | [8 empty] | 0.00756 | 0.00756 | 0.00756 | 0.00756 | [11 empty] | CXA Sundevil II Inc | 100 | Beal Bank USA | 100
natural gas combined cycle | Gila River Power Block 2 | 60768_G_CTG4 | 60768 | G | CTG4 |  | Combined Cycle |  | WECC_AZ | Arizona | 4 | Maricopa | 13 | 04013 | 146 | 7474 | 2003 | 9999 |  |  | N | Natural Gas |  |  |  |  | SCR | [8 empty] | 0.00756 | 0.00756 | 0.00756 | 0.00756 | [11 empty] | CXA Sundevil II Inc | 100 | Beal Bank USA | 100
natural gas combined cycle | Gila River Power Block 2 | 60768_G_ST10 | 60768 | G | ST10 |  | Combined Cycle |  | WECC_AZ | Arizona | 4 | Maricopa | 13 | 04013 | 223 | 7474 | 2003 | 9999 |  |  | N | Natural Gas |  |  |  | LNB + NH3 | SCR | [8 empty] | 0.00756 | 0.00756 | 0.00756 | 0.00756 | [11 empty] | CXA Sundevil II Inc | 100 | Beal Bank USA | 100
solar pv | Lower Cape May HS | 60769_G_PV1 | 60769 | G | PV1 |  | Solar PV |  | PJM_EMAC | New Jersey | 34 | Cape May | 9 | 34009 | 1.5 | 0 | 2012 | 9999 |  |  | N | Solar | [13 empty] | 0 | 0 | 0 | 0 | [11 empty] | Marina Energy LLC | 100 | Goldman Sachs Group Inc (The) | 100
solar pv | Timber Creek HS | 60771_G_PV1 | 60771 | G | PV1 |  | Solar PV |  | PJM_EMAC | New Jersey | 34 | Camden | 7 | 34007 | 1.3 | 0 | 2013 | 9999 |  |  | N | Solar | [13 empty] | 0 | 0 | 0 | 0 | [11 empty] | Marina Energy LLC | 100 | Goldman Sachs Group Inc (The) | 100
solar pv | Adams Ave MS and HS | 60772_G_PVMS | 60772 | G | PVMS |  | Solar PV |  | PJM_EMAC | New Jersey | 34 | Atlantic | 1 | 34001 | 1.5 | 0 | 2011 | 9999 |  |  | N | Solar | [13 empty] | 0 | 0 | 0 | 0 | [11 empty] | Marina Energy LLC | 100 | Goldman Sachs Group Inc (The) | 100
solar pv | Adams Ave MS and HS | 60772_G_PVHS | 60772 | G | PVHS |  | Solar PV |  | PJM_EMAC | New Jersey | 34 | Atlantic | 1 | 34001 | 1.5 | 0 | 2012 | 9999 |  |  | N | Solar | [13 empty] | 0 | 0 | 0 | 0 | [11 empty] | Marina Energy LLC | 100 | Goldman Sachs Group Inc (The) | 100
solar pv | Phantom Solar | 60774_G_GEN1 | 60774 | G | GEN1 |  | Solar PV |  | ERC_REST | Texas | 48 | Bell | 27 | 48027 | 15.4 | 0 | 2017 | 9999 |  |  | N | Solar | [13 empty] | 0 | 0 | 0 | 0 | [11 empty] | Phantom Solar LLC | 100 | Apex Clean Energy Inc | 100
solar pv | Deerfield CSG Solar | 60775_G_PV1 | 60775 | G | PV1 |  | Solar PV |  | NENGREST | Massachusetts | 25 | Franklin | 11 | 25011 | 6 | 0 | 2017 | 9999 |  |  | N | Solar | [13 empty] | 0 | 0 | 0 | 0 | [11 empty] | LSDP 11 LLC | 100 | LSDP 11 LLC | 100
solar pv | Community Foodbank of NJ | 60776_G_FDBNK | 60776 | G | FDBNK |  | Solar PV |  | PJM_EMAC | New Jersey | 34 | Union | 39 | 34039 | 1.1 | 0 | 2012 | 9999 |  |  | N | Solar | [13 empty] | 0 | 0 | 0 | 0 | [11 empty] | Public Service Electric & Gas Co | 100 | Public Service Enterprise Group Inc | 100
solar pv | Hew Fulton Farm, LLC | 60778_G_1 | 60778 | G | 1 |  | Solar PV |  | S_VACA | North Carolina | 37 | Scotland | 165 | 37165 | 5 | 0 | 2015 | 9999 |  |  | N | Solar | [13 empty] | 0 | 0 | 0 | 0 | [11 empty] | Hew Fulton Farm LLC | 100 | Strata Solar LLC | 100
solar pv | McGoogan Farm, LLC | 60779_G_1 | 60779 | G | 1 |  | Solar PV |  | S_VACA | North Carolina | 37 | Robeson | 155 | 37155 | 5 | 0 | 2015 | 9999 |  |  | N | Solar | [13 empty] | 0 | 0 | 0 | 0 | [11 empty] | Mcgoogan Farm LLC | 100 | Strata Solar LLC | 100
solar pv | Royal Wine Corp Solar Power Plant | 60781_G_PV1 | 60781 | G | PV1 |  | Solar PV |  | PJM_EMAC | New Jersey | 34 | Hudson | 17 | 34017 | 1 | 0 | 2011 | 9999 |  |  | N | Solar | [13 empty] | 0 | 0 | 0 | 0 | [11 empty] | Royal Wine Corp | 100 | Royal Wine Corp | 100
solar pv | Barnhill Road Solar, LLC | 60782_G_1 | 60782 | G | 1 |  | Solar PV |  | PJM_Dom | North Carolina | 37 | Pasquotank | 139 | 37139 | 3.1 | 0 | 2016 | 9999 |  |  | N | Solar | [13 empty] | 0 | 0 | 0 | 0 | [11 empty] | Barnhill Road Solar LLC | 100 | SunEnergy 1 LLC | 100
solar pv | Leggett Solar, LLC | 60783_G_1 | 60783 | G | 1 |  | Solar PV |  | S_VACA | North Carolina | 37 | Edgecombe | 65 | 37065 | 5 | 0 | 2016 | 9999 |  |  | N | Solar | [13 empty] | 0 | 0 | 0 | 0 | [11 empty] | Leggett Solar LLC | 100 | SunEnergy 1 LLC | 100
solar pv | Jersey Holdings | 60784_G_PV1 | 60784 | G | PV1 |  | Solar PV |  | S_VACA | North Carolina | 37 | Robeson | 155 | 37155 | 5 | 0 | 2017 | 9999 |  |  | N | Solar | [13 empty] | 0 | 0 | 0 | 0 | [11 empty] | Jersey Holdings LLC | 100 | Birdseye Renewable Energy | 100
geothermal | Tungsten Mountain | 60785_G_UNIT1 | 60785 | G | UNIT1 |  | Geothermal |  | WECC_NNV | Nevada | 32 | Churchill | 1 | 32001 | 37 | 9771 | 2017 | 9999 |  |  | N | Geothermal | [13 empty] | 0 | 0 | 0 | 0 | 0.4563 | 0.4563 | 0.4563 | [8 empty] | ORNI 43 LLC | 100 | Ormat Technologies Inc | 100
solar pv | Tungsten Mountain | 60785_G_TMSOL | 60785 | G | TMSOL |  | Solar PV |  | WECC_NNV | Nevada | 32 | Churchill | 1 | 32001 | 7.3 | 0 | 2019 | 9999 |  |  | N | Solar | [13 empty] | 0 | 0 | 0 | 0 | [11 empty] | ORNI 43 LLC | 100 | Ormat Technologies Inc | 100
solar pv | Williamston Speight Solar, LLC | 60787_G_SPGHT | 60787 | G | SPGHT |  | Solar PV |  | PJM_Dom | North Carolina | 37 | Martin | 117 | 37117 | 15 | 0 | 2016 | 9999 |  |  | N | Solar | [13 empty] | 0 | 0 | 0 | 0 | [11 empty] | Williamston Speight Solar LLC | 100 | SunEnergy 1 LLC | 100
solar pv | Suwannee Solar Facility | 60788_G_XXXXX | 60788 | G | XXXXX |  | Solar PV |  | FRCC | Florida | 12 | Suwannee | 121 | 12121 | 8.8 | 0 | 2017 | 9999 |  |  | N | Solar | [13 empty] | 0 | 0 | 0 | 0 | [11 empty] | Duke Energy Florida | 100 | Duke Energy Corp | 100
solar pv | Bluebell Solar | 60789_G_UNIT1 | 60789 | G | UNIT1 |  | Solar PV |  | ERC_WEST | Texas | 48 | Sterling | 431 | 48431 | 30 | 0 | 2018 | 9999 |  |  | N | Solar | [13 empty] | 0 | 0 | 0 | 0 | [11 empty] | Bluebell Solar LLC | 100 | NextEra Energy Inc | 100
solar pv | PVN Milliken, LLC | 60790_G_PV | 60790 | G | PV |  | Solar PV |  | WECC_SCE | California | 6 | San Bernardino | 71 | 06071 | 3 | 0 | 2017 | 9999 |  |  | N | Solar | [13 empty] | 0 | 0 | 0 | 0 | [11 empty] | San Bernardino County (CA) | 100 | San Bernardino County (CA) | 100
solar pv | SunAnza | 60791_G_ANZA1 | 60791 | G | ANZA1 |  | Solar PV |  | WECC_SCE | California | 6 | Riverside | 65 | 06065 | 2 | 0 | 2017 | 9999 |  |  | N | Solar | [13 empty] | 0 | 0 | 0 | 0 | [11 empty] | Arizona Electric Power Coop Inc | 100 | Arizona Electric Power Coop Inc | 100
biomass | CC Landfill Energy, LLC | 60792_G_GT1 | 60792 | G | GT1 |  | Landfill Gas |  | WECC_SNV | Nevada | 32 | Clark | 3 | 32003 | 3.3 | 17500 | 2012 | 9999 |  |  | N | Landfill Gas | [13 empty] | 0.22117 | 0.22117 | 0.22117 | 0.22117 | [11 empty] | CC Landfill Energy LLC | 100 | Goldman Sachs Group Inc (The) | 100
biomass | CC Landfill Energy, LLC | 60792_G_GT2 | 60792 | G | GT2 |  | Landfill Gas |  | WECC_SNV | Nevada | 32 | Clark | 3 | 32003 | 3.3 | 17500 | 2012 | 9999 |  |  | N | Landfill Gas | [13 empty] | 0.22117 | 0.22117 | 0.22117 | 0.22117 | [11 empty] | CC Landfill Energy LLC | 100 | Goldman Sachs Group Inc (The) | 100
solar pv | Eichtens Community Solar | 60795_G_SO228 | 60795 | G | SO228 |  | Solar PV |  | MIS_MNWI | Minnesota | 27 | Chisago | 25 | 27025 | 3.9 | 0 | 2016 | 9999 |  |  | N | Solar | [13 empty] | 0 | 0 | 0 | 0 | [11 empty] | Terraform Power Inc | 100 | Brookfield Asset Management Inc | 100
solar pv | Red Wing Community Solar | 60796_G_SO234 | 60796 | G | SO234 |  | Solar PV |  | MIS_MNWI | Minnesota | 27 | Goodhue | 49 | 27049 | 4.9 | 0 | 2016 | 9999 |  |  | N | Solar | [13 empty] | 0 | 0 | 0 | 0 | [11 empty] | Red Wing MN LLC | 100 | WGL Holdings Inc | 100
natural gas peaker | Lake Forest Hospital | 60797_G_GEN1 | 60797 | G | GEN1 |  | Combustion Turbine | IC Engine | PJM_COMD | Illinois | 17 | Lake | 97 | 17097 | 3.2 | 10745 | 1996 | 2045 |  |  | N | Natural Gas | [13 empty] | 1.061 | 1.061 | 1.061 | 1.061 | [11 empty] | Lake Forest Hospital | 100 | Lake Forest Hospital | 100
solar pv | South Atlantic Services Solar Farm I | 60798_G_PV1 | 60798 | G | PV1 |  | Solar PV |  | S_VACA | North Carolina | 37 | New Hanover | 129 | 37129 | 1.6 | 0 | 2013 | 9999 |  |  | N | Solar | [13 empty] | 0 | 0 | 0 | 0 | [11 empty] | South Atlantic Services Inc | 100 | South Atlantic Services Inc | 100
solar pv | Iron Horse Solar 4, LLC | 60799_G_PV1 | 60799 | G | PV1 |  | Solar PV |  | NENGREST | Massachusetts | 25 | Middlesex | 17 | 25017 | 4.5 | 0 | 2017 | 9999 |  |  | N | Solar | [13 empty] | 0 | 0 | 0 | 0 | [11 empty] | Iron Horse Solar 4 LLC | 100 | Soltage LLC | 100
solar pv | Catawba Solar LLC | 60800_G_PV1 | 60800 | G | PV1 |  | Solar PV |  | S_VACA | North Carolina | 37 | Rowan | 159 | 37159 | 2 | 0 | 2016 | 9999 |  |  | N | Solar | [13 empty] | 0 | 0 | 0 | 0 | [11 empty] | Catawba Solar LLC | 100 | OF Solutions LLC | 100
solar pv | BHE Pueblo 2 Community Solar Array | 60801_G_PUEB2 | 60801 | G | PUEB2 |  | Solar PV |  | WECC_CO | Colorado | 8 | Pueblo | 101 | 08101 | 1.5 | 0 | 2018 | 9999 |  |  | N | Solar | [13 empty] | 0 | 0 | 0 | 0 | [11 empty] | Clean Energy Collective LLC | 100 | Clean Energy Collective LLC | 100
solar pv | Gemini Technologies Services, Inc. Solar | 60804_G_DBGAT | 60804 | G | DBGAT |  | Solar PV |  | PJM_EMAC | New Jersey | 34 | Morris | 27 | 34027 | 1.2 | 0 | 2013 | 9999 |  |  | N | Solar | [13 empty] | 0 | 0 | 0 | 0 | [11 empty] | Gemini Technologies Services Inc Solar | 100 | Gemini Technologies Services Inc Solar | 100
solar pv | Beaver Run | 60805_G_BRUN1 | 60805 | G | BRUN1 |  | Solar PV |  | PJM_EMAC | New Jersey | 34 | Sussex | 37 | 34037 | 7.4 | 0 | 2015 | 9999 |  |  | N | Solar | [13 empty] | 0 | 0 | 0 | 0 | [11 empty] | Shotco Energy LLC | 100 | Shotco Energy LLC | 100
solar pv | North Bergen Solar | 60806_G_PV1 | 60806 | G | PV1 |  | Solar PV |  | PJM_EMAC | New Jersey | 34 | Hudson | 17 | 34017 | 1.7 | 0 | 2016 | 9999 |  |  | N | Solar | [13 empty] | 0 | 0 | 0 | 0 | [11 empty] | Hartz Solar LLC | 100 | Hartz Mountain Industries Inc | 100
solar pv | US Foods Solar | 60808_G_USFDS | 60808 | G | USFDS |  | Solar PV |  | PJM_EMAC | New Jersey | 34 | Middlesex | 23 | 34023 | 6 | 0 | 2012 | 9999 |  |  | N | Solar | [13 empty] | 0 | 0 | 0 | 0 | [11 empty] | Vanguard Energy Services LLC | 100 | Vanguard Energy Systems LLC | 100
solar pv | Summit Water Nexus Mt. Holly, LLC Solar | 60809_G_MHWWT | 60809 | G | MHWWT |  | Solar PV |  | PJM_EMAC | New Jersey | 34 | Burlington | 5 | 34005 | 1 | 0 | 2013 | 9999 |  |  | N | Solar | [13 empty] | 0 | 0 | 0 | 0 | [11 empty] | Summit Water Nexus Mount Holly LLC | 100 | Summit Water Nexus Mount Holly LLC | 100
solar pv | Sabert Solar | 60810_G_SABER | 60810 | G | SABER |  | Solar PV |  | PJM_EMAC | New Jersey | 34 | Middlesex | 23 | 34023 | 2.1 | 0 | 2011 | 9999 |  |  | N | Solar | [13 empty] | 0 | 0 | 0 | 0 | [11 empty] | Vanguard Energy Services LLC | 100 | Vanguard Energy Systems LLC | 100
solar pv | Cloverdale Solar Center | 60813_G_ECA02 | 60813 | G | ECA02 |  | Solar PV |  | WEC_CALN | California | 6 | Sonoma | 97 | 06097 | 1 | 0 | 2019 | 9999 |  |  | N | Solar | [13 empty] | 0 | 0 | 0 | 0 | [11 empty] | Cloverdale Solar 2 LLC | 100 | BAP Power Corp | 100
0 | Hampshire College Hybrid | 60815_G_BA1 | 60815 | G | BA1 |  | Energy Storage |  | NENGREST | Massachusetts | 25 | Hampshire | 15 | 25015 | 0.5 | 0 | 2017 | 9999 |  |  | N | Energy Storage | [13 empty] | 0 | 0 | 0 | 0 | [11 empty] | SolarCity Corp | 100 | Tesla Inc | 100
0 | Hampshire College Hybrid | 60815_G_BA2 | 60815 | G | BA2 |  | Energy Storage |  | NENGREST | Massachusetts | 25 | Hampshire | 15 | 25015 | 0.5 | 0 | 2017 | 9999 |  |  | N | Energy Storage | [13 empty] | 0 | 0 | 0 | 0 | [11 empty] | SolarCity Corp | 100 | Tesla Inc | 100
solar pv | Hampshire College Hybrid | 60815_G_PV1 | 60815 | G | PV1 |  | Solar PV |  | NENGREST | Massachusetts | 25 | Hampshire | 15 | 25015 | 1.7 | 0 | 2017 | 9999 |  |  | N | Solar | [13 empty] | 0 | 0 | 0 | 0 | [11 empty] | SolarCity Corp | 100 | Tesla Inc | 100
solar pv | Hampshire College Hybrid | 60815_G_PV2 | 60815 | G | PV2 |  | Solar PV |  | NENGREST | Massachusetts | 25 | Hampshire | 15 | 25015 | 1.7 | 0 | 2017 | 9999 |  |  | N | Solar | [13 empty] | 0 | 0 | 0 | 0 | [11 empty] | SolarCity Corp | 100 | Tesla Inc | 100
solar pv | Town of Lexington Solar | 60816_G_PV1 | 60816 | G | PV1 |  | Solar PV |  | NENGREST | Massachusetts | 25 | Middlesex | 17 | 25017 | 1.6 | 0 | 2017 | 9999 |  |  | N | Solar | [13 empty] | 0 | 0 | 0 | 0 | [11 empty] | SolarCity Corp | 100 | Tesla Inc | 100
solar pv | Sullivan County - Adult Care Solar | 60817_G_PV1 | 60817 | G | PV1 |  | Solar PV |  | NY_Z_G-I | New York | 36 | Sullivan | 105 | 36105 | 2 | 0 | 2017 | 9999 |  |  | N | Solar | [13 empty] | 0 | 0 | 0 | 0 | [11 empty] | SolarCity Corp | 100 | Tesla Inc | 100
solar pv | Oswego County - Fulton Solar | 60818_G_PV1 | 60818 | G | PV1 |  | Solar PV |  | NY_Z_C&E | New York | 36 | Oswego | 75 | 36075 | 2 | 0 | 2018 | 9999 |  |  | N | Solar | [13 empty] | 0 | 0 | 0 | 0 | [11 empty] | Weisshorn Solar I LLC | 100 | Weisshorn Solar I LLC | 100
solar pv | Jefferson-Lewis BOCES Solar | 60819_G_PV1 | 60819 | G | PV1 |  | Solar PV |  | NY_Z_C&E | New York | 36 | Jefferson | 45 | 36045 | 2 | 0 | 2017 | 9999 |  |  | N | Solar | [13 empty] | 0 | 0 | 0 | 0 | [11 empty] | Cypress Creek Renewables LLC | 100 | Cypress Creek Holdings LLC | 100
solar pv | Montgomery County Correctional Facility | 60820_G_PV1 | 60820 | G | PV1 |  | Solar PV |  | PJM_SMAC | Maryland | 24 | Montgomery | 31 | 24031 | 1.4 | 0 | 2017 | 9999 |  |  | N | Solar | [13 empty] | 0 | 0 | 0 | 0 | [11 empty] | SolarCity Corp | 100 | Tesla Inc | 100
solar pv | Weber State University - Davis Campus PV | 60821_G_PV1 | 60821 | G | PV1 |  | Solar PV |  | WECC_UT | Utah | 49 | Davis | 11 | 49011 | 1.3 | 0 | 2017 | 9999 |  |  | N | Solar | [13 empty] | 0 | 0 | 0 | 0 | [11 empty] | Tesla Inc | 100 | Tesla Inc | 100
solar pv | Intel - Ocotillo Campus Solar | 60822_G_PV1 | 60822 | G | PV1 |  | Solar PV |  | WECC_AZ | Arizona | 4 | Maricopa | 13 | 04013 | 2.8 | 0 | 2017 | 9999 |  |  | N | Solar | [13 empty] | 0 | 0 | 0 | 0 | [11 empty] | SolarCity Corp | 100 | Tesla Inc | 100
solar pv | Intel - Ocotillo Campus Solar | 60822_G_PV2 | 60822 | G | PV2 |  | Solar PV |  | WECC_AZ | Arizona | 4 | Maricopa | 13 | 04013 | 1.4 | 0 | 2018 | 9999 |  |  | N | Solar | [13 empty] | 0 | 0 | 0 | 0 | [11 empty] | SolarCity Corp | 100 | Tesla Inc | 100
solar pv | South Sioux City Solar | 60823_G_PV1 | 60823 | G | PV1 |  | Solar PV |  | SPP_NEBR | Nebraska | 31 | Dakota | 43 | 31043 | 2.3 | 0 | 2016 | 9999 |  |  | N | Solar | [13 empty] | 0 | 0 | 0 | 0 | [11 empty] | SolarCity Corp | 100 | Tesla Inc | 100
solar pv | Valley Sanitary District WTP Solar | 60824_G_PV1 | 60824 | G | PV1 |  | Solar PV |  | WECC_SCE | California | 6 | Riverside | 65 | 06065 | 1 | 0 | 2016 | 9999 |  |  | N | Solar | [13 empty] | 0 | 0 | 0 | 0 | [11 empty] | SolarCity Corp | 100 | Tesla Inc | 100
solar pv | Colgreen North Shore Solar Farm | 60825_G_CNS1 | 60825 | G | CNS1 |  | Solar PV |  | WECC_IID | California | 6 | Riverside | 65 | 06065 | 74.8 | 0 | 2018 | 9999 |  |  | N | Solar | [13 empty] | 0 | 0 | 0 | 0 | [11 empty] | ColGreen North Shore LLC | 100 | Sunpin Holdings LLLC | 100
solar pv | Sun Streams, LLC | 60827_G_GEN01 | 60827 | G | GEN01 |  | Solar PV |  | WECC_AZ | Arizona | 4 | Maricopa | 13 | 04013 | 150 | 0 | 2020 | 9999 |  |  | N | Solar | [13 empty] | 0 | 0 | 0 | 0 | [11 empty] | Sun Streams LLC | 100 | First Solar Inc | 100
solar pv | Webster Holdco Solar CSG | 60830_G_WEBST | 60830 | G | WEBST |  | Solar PV |  | MIS_MNWI | Minnesota | 27 | Rice | 131 | 27131 | 5 | 0 | 2017 | 9999 |  |  | N | Solar | [13 empty] | 0 | 0 | 0 | 0 | [11 empty] | Webster Holdco LLC | 100 | NRG Energy Inc | 100
municipal solid waste | Orbit Energy RI | 60831_G_1 | 60831 | G | 1 |  | Non-Fossil Waste |  | NENGREST | Rhode Island | 44 | Providence | 7 | 44007 | 3.2 | 13500 | 2017 | 9999 |  |  | N | Non-Fossil Waste | [13 empty] | 0 | 0 | 0 | 0 | [11 empty] | Blue Sphere Corp | 100 | Blue Sphere Corp | 100
solar pv | Farmington Holdco Solar | 60832_G_FARMI | 60832 | G | FARMI |  | Solar PV |  | MIS_MNWI | Minnesota | 27 | Dakota | 37 | 27037 | 5 | 0 | 2017 | 9999 |  |  | N | Solar | [13 empty] | 0 | 0 | 0 | 0 | [11 empty] | Farmington Holdco LLC | 100 | NRG Energy Inc | 100
solar pv | Dodge Holdco Solar CSG | 60833_G_DODGE | 60833 | G | DODGE |  | Solar PV |  | MIS_MNWI | Minnesota | 27 | Dodge | 39 | 27039 | 5 | 0 | 2017 | 9999 |  |  | N | Solar | [13 empty] | 0 | 0 | 0 | 0 | [11 empty] | Dodge Holdco LLC | 100 | NRG Energy Inc | 100
solar pv | Hwy 14 Holdco Solar CSG | 60834_G_HWY14 | 60834 | G | HWY14 |  | Solar PV |  | MIS_MNWI | Minnesota | 27 | Olmsted | 109 | 27109 | 5 | 0 | 2017 | 9999 |  |  | N | Solar | [13 empty] | 0 | 0 | 0 | 0 | [11 empty] | Hwy 14 Holdco LLC | 100 | NRG Energy Inc | 100
solar pv | Pine Island Solar CSG | 60835_G_PINEI | 60835 | G | PINEI |  | Solar PV |  | MIS_MNWI | Minnesota | 27 | Olmsted | 109 | 27109 | 3.9 | 0 | 2017 | 9999 |  |  | N | Solar | [13 empty] | 0 | 0 | 0 | 0 | [11 empty] | Pine Island Holdco LLC | 100 | NRG Energy Inc | 100
solar pv | Big Lake Holdco Solar CSG | 60836_G_BLAKE | 60836 | G | BLAKE |  | Solar PV |  | MIS_MNWI | Minnesota | 27 | Sherburne | 141 | 27141 | 5 | 0 | 2017 | 9999 |  |  | N | Solar | [13 empty] | 0 | 0 | 0 | 0 | [11 empty] | Big Lake Holdco LLC | 100 | NRG Energy Inc | 100
solar pv | Forest Lake Solar CSG | 60837_G_FORES | 60837 | G | FORES |  | Solar PV |  | MIS_MNWI | Minnesota | 27 | Washington | 163 | 27163 | 5 | 0 | 2017 | 9999 |  |  | N | Solar | [13 empty] | 0 | 0 | 0 | 0 | [11 empty] | Forest Lake Holdco LLC | 100 | NRG Energy Inc | 100
solar pv | Wabasha Holdco Solar CSG | 60838_G_WABAS | 60838 | G | WABAS |  | Solar PV |  | MIS_MNWI | Minnesota | 27 | Wabasha | 157 | 27157 | 3 | 0 | 2017 | 9999 |  |  | N | Solar | [13 empty] | 0 | 0 | 0 | 0 | [11 empty] | Wabasha Holdco LLC | 100 | NRG Energy Inc | 100
solar pv | Goya Foods, Inc- Jersey City Solar | 60839_G_PV1 | 60839 | G | PV1 |  | Solar PV |  | PJM_EMAC | New Jersey | 34 | Hudson | 17 | 34017 | 2.5 | 0 | 2015 | 9999 |  |  | N | Solar | [13 empty] | 0 | 0 | 0 | 0 | [11 empty] | Goya Foods Inc | 100 | Goya Foods Inc | 100
solar pv | Goya Foods, Inc- Secaucus Solar | 60840_G_PV1 | 60840 | G | PV1 |  | Solar PV |  | PJM_EMAC | New Jersey | 34 | Hudson | 17 | 34017 | 1.6 | 0 | 2016 | 9999 |  |  | N | Solar | [13 empty] | 0 | 0 | 0 | 0 | [11 empty] | Vanguard Energy Services LLC | 100 | Vanguard Energy Systems LLC | 100
solar pv | Prudential 55 Livingston Roseland Solar | 60841_G_PV1 | 60841 | G | PV1 |  | Solar PV |  | PJM_EMAC | New Jersey | 34 | Essex | 13 | 34013 | 1.2 | 0 | 2013 | 9999 |  |  | N | Solar | [13 empty] | 0 | 0 | 0 | 0 | [11 empty] | Vanguard Energy Services LLC | 100 | Vanguard Energy Systems LLC | 100
solar pv | Prudential 80 Livingston Roseland Solar | 60842_G_PV1 | 60842 | G | PV1 |  | Solar PV |  | PJM_EMAC | New Jersey | 34 | Essex | 13 | 34013 | 1.7 | 0 | 2013 | 9999 |  |  | N | Solar | [13 empty] | 0 | 0 | 0 | 0 | [11 empty] | Vanguard Energy Services LLC | 100 | Vanguard Energy Systems LLC | 100
solar pv | River Terminal Development Solar | 60843_G_RTD1 | 60843 | G | RTD1 |  | Solar PV |  | PJM_EMAC | New Jersey | 34 | Hudson | 17 | 34017 | 0.5 | 0 | 2006 | 9999 |  |  | N | Solar | [13 empty] | 0 | 0 | 0 | 0 | [11 empty] | RTC Properties Inc | 100 | RTC Properties Inc | 100
solar pv | River Terminal Development Solar | 60843_G_RTD2 | 60843 | G | RTD2 |  | Solar PV |  | PJM_EMAC | New Jersey | 34 | Hudson | 17 | 34017 | 0.6 | 0 | 2009 | 9999 |  |  | N | Solar | [13 empty] | 0 | 0 | 0 | 0 | [11 empty] | RTC Properties Inc | 100 | RTC Properties Inc | 100
solar pv | River Terminal Development Solar | 60843_G_RTD3 | 60843 | G | RTD3 |  | Solar PV |  | PJM_EMAC | New Jersey | 34 | Hudson | 17 | 34017 | 0.2 | 0 | 2011 | 9999 |  |  | N | Solar | [13 empty] | 0 | 0 | 0 | 0 | [11 empty] | RTC Properties Inc | 100 | RTC Properties Inc | 100
solar pv | River Terminal Development Solar | 60843_G_RTD4 | 60843 | G | RTD4 |  | Solar PV |  | PJM_EMAC | New Jersey | 34 | Hudson | 17 | 34017 | 1 | 0 | 2011 | 9999 |  |  | N | Solar | [13 empty] | 0 | 0 | 0 | 0 | [11 empty] | RTC Properties Inc | 100 | RTC Properties Inc | 100
solar pv | River Terminal Development Solar | 60843_G_RTD5 | 60843 | G | RTD5 |  | Solar PV |  | PJM_EMAC | New Jersey | 34 | Hudson | 17 | 34017 | 0.4 | 0 | 2016 | 9999 |  |  | N | Solar | [13 empty] | 0 | 0 | 0 | 0 | [11 empty] | RTC Properties Inc | 100 | RTC Properties Inc | 100
solar pv | Genentech Vacaville Meter #1 | 60844_G_PV1 | 60844 | G | PV1 |  | Solar PV |  | WEC_CALN | California | 6 | Solano | 95 | 06095 | 3.8 | 0 | 2017 | 9999 |  |  | N | Solar | [13 empty] | 0 | 0 | 0 | 0 | [11 empty] | SolarCity Corp | 100 | Tesla Inc | 100
solar pv | Genentech Vacaville Meter #1 | 60844_G_PV2 | 60844 | G | PV2 |  | Solar PV |  | WEC_CALN | California | 6 | Solano | 95 | 06095 | 2.3 | 0 | 2017 | 9999 |  |  | N | Solar | [13 empty] | 0 | 0 | 0 | 0 | [11 empty] | SolarCity Corp | 100 | Tesla Inc | 100
solar pv | US GSA - Sacramento | 60846_G_PV1 | 60846 | G | PV1 |  | Solar PV |  | WEC_BANC | California | 6 | Sacramento | 67 | 06067 | 1.1 | 0 | 2018 | 9999 |  |  | N | Solar | [13 empty] | 0 | 0 | 0 | 0 | [11 empty] | SolarCity Corp | 100 | Tesla Inc | 100
solar pv | Garrett County - DPU Treatment Plant | 60847_G_PV1 | 60847 | G | PV1 |  | Solar PV |  | PJM_AP | Maryland | 24 | Garrett | 23 | 24023 | 1.2 | 0 | 2017 | 9999 |  |  | N | Solar | [13 empty] | 0 | 0 | 0 | 0 | [11 empty] | SolarCity Corp | 100 | Tesla Inc | 100
solar pv | Temple Solar Arrays | 60848_G_51599 | 60848 | G | 51599 |  | Solar PV |  | PJM_WMAC | Pennsylvania | 42 | Berks | 11 | 42011 | 2.2 | 0 | 2011 | 9999 |  |  | N | Solar | [13 empty] | 0 | 0 | 0 | 0 | [11 empty] | UGI Energy Services Inc | 100 | UGI Corp | 100
solar pv | Emmitsburg Solar Arrays | 60849_G_87353 | 60849 | G | 87353 |  | Solar PV |  | PJM_AP | Maryland | 24 | Frederick | 21 | 24021 | 1.7 | 0 | 2014 | 9999 |  |  | N | Solar | [13 empty] | 0 | 0 | 0 | 0 | [11 empty] | UGI Energy Services Inc | 100 | UGI Corp | 100
solar pv | Thigpen Farms Solar, LLC | 60850_G_PV1 | 60850 | G | PV1 |  | Solar PV |  | S_VACA | North Carolina | 37 | Robeson | 155 | 37155 | 5 | 0 | 2022 | 9999 |  |  | N | Solar | [13 empty] | 0 | 0 | 0 | 0 | [11 empty] | Thigpen Farms Solar LLC | 100 | FLS Energy Inc | 100
solar pv | Curtis Hill Solar CSG | 60851_G_PV1 | 60851 | G | PV1 |  | Solar PV |  | NENGREST | Massachusetts | 25 | Worcester | 27 | 25027 | 1.9 | 0 | 2016 | 9999 |  |  | N | Solar | [13 empty] | 0 | 0 | 0 | 0 | [11 empty] | Conergy Projects Inc | 100 | Conergy Projects Inc | 100
solar pv | Depot Hill Solar CSG | 60852_G_PV1 | 60852 | G | PV1 |  | Solar PV |  | NENGREST | Massachusetts | 25 | Worcester | 27 | 25027 | 1.9 | 0 | 2016 | 9999 |  |  | N | Solar | [13 empty] | 0 | 0 | 0 | 0 | [11 empty] | Conergy Projects Inc | 100 | Conergy Projects Inc | 100
solar pv | SR Houston | 60853_G_HOUST | 60853 | G | HOUST |  | Solar PV |  | S_C_TVA | Mississippi | 28 | Chickasaw | 17 | 28017 | 3.1 | 0 | 2016 | 9999 |  |  | N | Solar | [13 empty] | 0 | 0 | 0 | 0 | [11 empty] | SR Houston Holdings LLC | 100 | Silicon Ranch Corp | 100
solar pv | Bird Machine Solar Farm | 60854_G_BRDMA | 60854 | G | BRDMA |  | Solar PV |  | NENGREST | Massachusetts | 25 | Norfolk | 21 | 25021 | 3.5 | 0 | 2017 | 9999 |  |  | N | Solar | [13 empty] | 0 | 0 | 0 | 0 | [11 empty] | Bird Machine Solar Farm LLC | 100 | Bird Machine Solar Farm LLC | 100
solar pv | Iron Horse Solar I CSG | 60855_G_DOW | 60855 | G | DOW |  | Solar PV |  | NENGREST | Massachusetts | 25 | Middlesex | 17 | 25017 | 2.9 | 0 | 2016 | 9999 |  |  | N | Solar | [13 empty] | 0 | 0 | 0 | 0 | [11 empty] | Iron Horse Solar 1 LLC | 100 | Soltage LLC | 100
onshore wind | Astra Wind Farm | 60856_G_ASTRA | 60856 | G | ASTRA |  | Onshore Wind |  | ERC_PHDL | Texas | 48 | Randall | 381 | 48381 | 163 | 0 | 2017 | 9999 |  |  | N | Wind | [13 empty] | 0 | 0 | 0 | 0 | [11 empty] | Astra Wind LLC | 100 | NRG Energy Inc | 100
solar pv | NES Rutgers Solar | 60857_G_LKWD1 | 60857 | G | LKWD1 |  | Solar PV |  | PJM_EMAC | New Jersey | 34 | Ocean | 29 | 34029 | 1 | 0 | 2012 | 9999 |  |  | N | Solar | [13 empty] | 0 | 0 | 0 | 0 | [11 empty] | Nes Rutgers LLC | 100 | Nes Rutgers LLC | 100
solar pv | 126 Grove Solar LLC | 60858_G_PV1 | 60858 | G | PV1 |  | Solar PV |  | NENGREST | Massachusetts | 25 | Norfolk | 21 | 25021 | 2 | 0 | 2012 | 9999 |  |  | N | Solar | [13 empty] | 0 | 0 | 0 | 0 | [11 empty] | Soltas Energy Corp | 100 | Barron Partners LP | 100
solar pv | VEC Alburgh Array | 60860_G_PV1 | 60860 | G | PV1 |  | Solar PV |  | NENGREST | Vermont | 50 | Grand Isle | 13 | 50013 | 1 | 0 | 2016 | 9999 |  |  | N | Solar | [13 empty] | 0 | 0 | 0 | 0 | [11 empty] | SoCore VT Alburgh LLC | 100 | SoCore Energy | 100
solar pv | Dept of General Services -FTB | 60861_G_PV1 | 60861 | G | PV1 |  | Solar PV |  | WEC_BANC | California | 6 | Sacramento | 67 | 06067 | 2.7 | 0 | 2017 | 9999 |  |  | N | Solar | [13 empty] | 0 | 0 | 0 | 0 | [11 empty] | California PV Energy 2 LLC | 100 | Exelon Corp | 100
solar pv | Cooperative Solar One | 60863_G_PV1 | 60863 | G | PV1 |  | Solar PV |  | PJM_West | Kentucky | 21 | Clark | 49 | 21049 | 8.5 | 0 | 2017 | 9999 |  |  | N | Solar | [13 empty] | 0 | 0 | 0 | 0 | [11 empty] | East Kentucky Power Coop | 100 | East Kentucky Power Coop | 100
solar pv | Kokomo Solar 1, LLC | 60864_G_PV1 | 60864 | G | PV1 |  | Solar PV |  | MIS_INKY | Indiana | 18 | Howard | 67 | 18067 | 5.4 | 0 | 2016 | 9999 |  |  | N | Solar | [13 empty] | 0 | 0 | 0 | 0 | [11 empty] | Kokomo Solar I LLC | 100 | Inovateus Solar LLC | 100
onshore wind | Equity Industrial Turbines | 60865_G_WT1 | 60865 | G | WT1 |  | Onshore Wind |  | NENGREST | Massachusetts | 25 | Essex | 9 | 25009 | 4 | 0 | 2012 | 9999 |  |  | N | Wind | [13 empty] | 0 | 0 | 0 | 0 | [11 empty] | Equity Industrial Turbines LLC | 100 | Equity Industrial Turbines LLC | 100
solar pv | Bashaw Solar CSG 1, LLC | 60866_G_4MID | 60866 | G | 4MID |  | Solar PV |  | NENGREST | Massachusetts | 25 | Essex | 9 | 25009 | 2 | 0 | 2017 | 9999 |  |  | N | Solar | [13 empty] | 0 | 0 | 0 | 0 | [11 empty] | Bashaw Solar 1 LLC | 100 | NRG Energy Inc | 100
solar pv | Kearsarge Southwick LLC | 60867_G_SOU | 60867 | G | SOU |  | Solar PV |  | NENGREST | Massachusetts | 25 | Hampden | 13 | 25013 | 3.3 | 0 | 2015 | 9999 |  |  | N | Solar | [13 empty] | 0 | 0 | 0 | 0 | [11 empty] | KS Chester Holdings LLC | 50 | Kearsarge Energy LP | 100
hydro | Timothy Lake Powerhouse | 60868_G_1 | 60868 | G | 1 |  | Hydro |  | WECC_PNW | Oregon | 41 | Clackamas | 5 | 41005 | 1.1 | 0 | 2018 | 9999 |  |  | N | Hydro | [13 empty] | 0 | 0 | 0 | 0 | [11 empty] | Portland General Electric Co | 100 | Portland General Electric Co | 100
solar pv | Solar Star California, XLIV, LLC | 60869_G_PB1 | 60869 | G | PB1 |  | Solar PV |  | WEC_LADW | California | 6 | Los Angeles | 37 | 06037 | 9.5 | 0 | 2016 | 9999 |  |  | N | Solar | [13 empty] | 0 | 0 | 0 | 0 | [11 empty] | Solar Star California XLIV LLC | 100 | TOTAL SA | 100
onshore wind | Prairie Wind Farm | 60873_G_PWE | 60873 | G | PWE |  | Onshore Wind |  | MIS_MIDA | Iowa | 19 | Mahaska | 123 | 19123 | 168 | 0 | 2018 | 9999 |  |  | N | Wind | [13 empty] | 0 | 0 | 0 | 0 | [11 empty] | Prairie Wind Energy LLC (IA) | 100 | Berkshire Hathaway Inc | 100
solar pv | GMP Solar - Hartford | 60874_G_GMPSH | 60874 | G | GMPSH |  | Solar PV |  | NENGREST | Vermont | 50 | Windsor | 27 | 50027 | 5 | 0 | 2016 | 9999 |  |  | N | Solar | [13 empty] | 0 | 0 | 0 | 0 | [11 empty] | GMP Solar Hartford LLC | 100 | Gaz Métropolitain & Co LP | 100
solar pv | GMP Solar - Williston | 60875_G_GMPSW | 60875 | G | GMPSW |  | Solar PV |  | NENGREST | Vermont | 50 | Chittenden | 7 | 50007 | 4.7 | 0 | 2016 | 9999 |  |  | N | Solar | [13 empty] | 0 | 0 | 0 | 0 | [11 empty] | GMP Solar Williston LLC | 100 | Gaz Métropolitain & Co LP | 100
solar pv | Eastern Iowa Solar | 60876_G_EIS1 | 60876 | G | EIS1 |  | Solar PV |  | MIS_MIDA | Iowa | 19 | Muscatine | 139 | 19139 | 1.8 | 0 | 2016 | 9999 |  |  | N | Solar | [13 empty] | 0 | 0 | 0 | 0 | [11 empty] | Central Iowa Power Coop | 100 | Central Iowa Power Coop | 100
solar pv | GMP Solar - Williamstown | 60877_G_GMPSN | 60877 | G | GMPSN |  | Solar PV |  | NENGREST | Vermont | 50 | Orange | 17 | 50017 | 5 | 0 | 2016 | 9999 |  |  | N | Solar | [13 empty] | 0 | 0 | 0 | 0 | [11 empty] | GMP Solar Williston LLC | 100 | Gaz Métropolitain & Co LP | 100
solar pv | Sutton Solar CSG | 60878_G_54508 | 60878 | G | 54508 |  | Solar PV |  | NENGREST | Massachusetts | 25 | Worcester | 27 | 25027 | 1.9 | 0 | 2016 | 9999 |  |  | N | Solar | [13 empty] | 0 | 0 | 0 | 0 | [11 empty] | Sutton Solar LLC | 100 | Nexamp | 100
solar pv | Nexamp Peak CSG | 60879_G_02731 | 60879 | G | 02731 |  | Solar PV |  | NENGREST | Massachusetts | 25 | Berkshire | 3 | 25003 | 1.7 | 0 | 2015 | 9999 |  |  | N | Solar | [13 empty] | 0 | 0 | 0 | 0 | [11 empty] | Nexamp Peak LLC | 100 | Nexamp | 100
solar pv | Stafford MS Ground Mount Community Solar | 60880_G_MS1 | 60880 | G | MS1 |  | Solar PV |  | NENG_CT | Connecticut | 9 | Tolland | 13 | 09013 | 1 | 0 | 2016 | 9999 |  |  | N | Solar | [13 empty] | 0 | 0 | 0 | 0 | [11 empty] | Stafford CT (Town of) | 100 | Stafford CT (Town of) | 100
solar pv | Stafford MS Ground Mount Community Solar | 60880_G_MS2 | 60880 | G | MS2 |  | Solar PV |  | NENG_CT | Connecticut | 9 | Tolland | 13 | 09013 | 1 | 0 | 2016 | 9999 |  |  | N | Solar | [13 empty] | 0 | 0 | 0 | 0 | [11 empty] | Stafford CT (Town of) | 100 | Stafford CT (Town of) | 100
solar pv | Bernhardt Furniture Solar Farm | 60881_G_BERN4 | 60881 | G | BERN4 |  | Solar PV |  | S_VACA | North Carolina | 37 | Caldwell | 27 | 37027 | 1 | 0 | 2015 | 9999 |  |  | N | Solar | [13 empty] | 0 | 0 | 0 | 0 | [11 empty] | Bernhardt Furniture Co | 100 | Bernhardt Furniture Co | 100
solar pv | Carl Friedrich Gauss Solar | 60882_G_GAUSS | 60882 | G | GAUSS |  | Solar PV |  | PJM_Dom | North Carolina | 37 | Halifax | 83 | 37083 | 5 | 0 | 2018 | 9999 |  |  | N | Solar | [13 empty] | 0 | 0 | 0 | 0 | [11 empty] | Geenex LLC | 100 | Geenex LLC | 100
onshore wind | Deerfield Wind Energy, LLC | 60883_G_WT1 | 60883 | G | WT1 |  | Onshore Wind |  | MIS_LMI | Michigan | 26 | Huron | 63 | 26063 | 41.6 | 0 | 2017 | 9999 |  |  | N | Wind | [13 empty] | 0 | 0 | 0 | 0 | [11 empty] | Deerfield Wind Energy LLC | 100 | RES Group | 100
onshore wind | Deerfield Wind Energy, LLC | 60883_G_WT2 | 60883 | G | WT2 |  | Onshore Wind |  | MIS_LMI | Michigan | 26 | Huron | 63 | 26063 | 74.5 | 0 | 2017 | 9999 |  |  | N | Wind | [13 empty] | 0 | 0 | 0 | 0 | [11 empty] | Deerfield Wind Energy LLC | 100 | RES Group | 100
onshore wind | Deerfield Wind Energy, LLC | 60883_G_WT3 | 60883 | G | WT3 |  | Onshore Wind |  | MIS_LMI | Michigan | 26 | Huron | 63 | 26063 | 32.9 | 0 | 2017 | 9999 |  |  | N | Wind | [13 empty] | 0 | 0 | 0 | 0 | [11 empty] | Deerfield Wind Energy LLC | 100 | RES Group | 100
solar pv | Boulder Solar II, LLC | 60885_G_BSII | 60885 | G | BSII |  | Solar PV |  | WECC_SNV | Nevada | 32 | Clark | 3 | 32003 | 50 | 0 | 2017 | 9999 |  |  | N | Solar | [13 empty] | 0 | 0 | 0 | 0 | [11 empty] | Boulder Solar II LLC | 100 | SunPower Corp | 100
solar pv | Pavant Solar III | 60886_G_PSIII | 60886 | G | PSIII |  | Solar PV |  | WECC_UT | Utah | 49 | Millard | 27 | 49027 | 20 | 0 | 2016 | 9999 |  |  | N | Solar | [13 empty] | 0 | 0 | 0 | 0 | [11 empty] | Pavant Solar III LLC | 100 | MVV Energie Group | 100
solar pv | Sauk DPC Solar | 60887_G_PV1 | 60887 | G | PV1 |  | Solar PV |  | MIS_MNWI | Wisconsin | 55 | Vernon | 123 | 55123 | 1 | 0 | 2017 | 9999 |  |  | N | Solar | [13 empty] | 0 | 0 | 0 | 0 | [11 empty] | SoCore Energy LLC | 100 | SoCore Energy | 100
solar pv | Lafayette DPC Solar | 60888_G_PV1 | 60888 | G | PV1 |  | Solar PV |  | MIS_MNWI | Wisconsin | 55 | Chippewa | 17 | 55017 | 1 | 0 | 2017 | 9999 |  |  | N | Solar | [13 empty] | 0 | 0 | 0 | 0 | [11 empty] | SoCore Energy LLC | 100 | SoCore Energy | 100
solar pv | Conrath DPC Solar | 60889_G_PV1 | 60889 | G | PV1 |  | Solar PV |  | MIS_MNWI | Wisconsin | 55 | Rusk | 107 | 55107 | 1 | 0 | 2017 | 9999 |  |  | N | Solar | [13 empty] | 0 | 0 | 0 | 0 | [11 empty] | SoCore Energy LLC | 100 | SoCore Energy | 100
solar pv | Warren DPC Solar | 60890_G_PV1 | 60890 | G | PV1 |  | Solar PV |  | MIS_MNWI | Wisconsin | 55 | St Croix | 109 | 55109 | 2.2 | 0 | 2017 | 9999 |  |  | N | Solar | [13 empty] | 0 | 0 | 0 | 0 | [11 empty] | SoCore Energy LLC | 100 | SoCore Energy | 100
solar pv | Liberty Pole DPC Solar | 60891_G_PV1 | 60891 | G | PV1 |  | Solar PV |  | MIS_MNWI | Wisconsin | 55 | Vernon | 123 | 55123 | 1.1 | 0 | 2017 | 9999 |  |  | N | Solar | [13 empty] | 0 | 0 | 0 | 0 | [11 empty] | SoCore Energy LLC | 100 | SoCore Energy | 100
solar pv | Downsville DPC Solar | 60892_G_PV1 | 60892 | G | PV1 |  | Solar PV |  | MIS_MNWI | Wisconsin | 55 | Dunn | 33 | 55033 | 1 | 0 | 2017 | 9999 |  |  | N | Solar | [13 empty] | 0 | 0 | 0 | 0 | [11 empty] | SoCore Energy LLC | 100 | SoCore Energy | 100
solar pv | Mt. Hope DPC Solar | 60893_G_PV1 | 60893 | G | PV1 |  | Solar PV |  | MIS_WUMS | Wisconsin | 55 | Grant | 43 | 55043 | 1 | 0 | 2017 | 9999 |  |  | N | Solar | [13 empty] | 0 | 0 | 0 | 0 | [11 empty] | SoCore Energy LLC | 100 | SoCore Energy | 100
solar pv | Medford DPC Solar | 60894_G_PV1 | 60894 | G | PV1 |  | Solar PV |  | MIS_WUMS | Wisconsin | 55 | Taylor | 119 | 55119 | 2 | 0 | 2017 | 9999 |  |  | N | Solar | [13 empty] | 0 | 0 | 0 | 0 | [11 empty] | SoCore Energy LLC | 100 | SoCore Energy | 100
solar pv | Whistling Winds DPC Solar | 60895_G_PV1 | 60895 | G | PV1 |  | Solar PV |  | MIS_WUMS | Wisconsin | 55 | Juneau | 57 | 55057 | 1.5 | 0 | 2017 | 9999 |  |  | N | Solar | [13 empty] | 0 | 0 | 0 | 0 | [11 empty] | SoCore Energy LLC | 100 | SoCore Energy | 100
onshore wind | Willow Springs Wind Farm | 60901_G_WSPWF | 60901 | G | WSPWF |  | Onshore Wind |  | ERC_WEST | Texas | 48 | Haskell | 207 | 48207 | 250 | 0 | 2017 | 9999 |  |  | N | Wind | [13 empty] | 0 | 0 | 0 | 0 | [11 empty] | Willow Springs Windfarm LLC | 100 | Orsted | 100
onshore wind | Dermott Wind | 60902_G_DERM | 60902 | G | DERM |  | Onshore Wind |  | ERC_WEST | Texas | 48 | Scurry | 415 | 48415 | 253 | 0 | 2017 | 9999 |  |  | N | Wind | [13 empty] | 0 | 0 | 0 | 0 | [11 empty] | Dermott Wind LLC | 100 | Orsted | 100
natural gas combined cycle | Salem Harbor Station NGCC | 60903_G_1 | 60903 | G | 1 | 91204 | Combined Cycle |  | NENGREST | Massachusetts | 25 | Essex | 9 | 25009 | 134.5 | 7050 | 2018 | 9999 |  |  | N | Natural Gas |  |  |  | DLNB | SCR | [8 empty] | 0.007251 | 0.007251 | 0.007251 | 0.007251 | [11 empty] | Footprint Power Salem Harbor Operations LLC | 100 | Footprint Power LLC | 100
natural gas combined cycle | Salem Harbor Station NGCC | 60903_G_2 | 60903 | G | 2 | 91205 | Combined Cycle |  | NENGREST | Massachusetts | 25 | Essex | 9 | 25009 | 134.2 | 7050 | 2018 | 9999 |  |  | N | Natural Gas |  |  |  | DLNB | SCR | [8 empty] | 0.0090653 | 0.0090653 | 0.0090653 | 0.0090653 | [11 empty] | Footprint Power Salem Harbor Operations LLC | 100 | Footprint Power LLC | 100
natural gas combined cycle | Salem Harbor Station NGCC | 60903_G_3 | 60903 | G | 3 |  | Combined Cycle |  | NENGREST | Massachusetts | 25 | Essex | 9 | 25009 | 204.4 | 7050 | 2018 | 9999 |  |  | N | Natural Gas |  |  |  |  | SCR | [8 empty] | 0.007251 | 0.007251 | 0.007251 | 0.007251 | [11 empty] | Footprint Power Salem Harbor Operations LLC | 100 | Footprint Power LLC | 100
natural gas combined cycle | Salem Harbor Station NGCC | 60903_G_4 | 60903 | G | 4 |  | Combined Cycle |  | NENGREST | Massachusetts | 25 | Essex | 9 | 25009 | 204 | 7050 | 2018 | 9999 |  |  | N | Natural Gas |  |  |  |  | SCR | [8 empty] | 0.0090653 | 0.0090653 | 0.0090653 | 0.0090653 | [11 empty] | Footprint Power Salem Harbor Operations LLC | 100 | Footprint Power LLC | 100
solar pv | Time Warner Cable - Knowles | 60904_G_PV1 | 60904 | G | PV1 |  | Solar PV |  | NY_Z_C&E | New York | 36 | Steuben | 101 | 36101 | 2 | 0 | 2018 | 9999 |  |  | N | Solar | [13 empty] | 0 | 0 | 0 | 0 | [11 empty] | Tesla Inc | 100 | Tesla Inc | 100
onshore wind | Oliver Wind III, LLC | 60905_G_WT1 | 60905 | G | WT1 |  | Onshore Wind |  | MIS_MAPP | North Dakota | 38 | Morton | 59 | 38059 | 99.3 | 0 | 2017 | 9999 |  |  | N | Wind | [13 empty] | 0 | 0 | 0 | 0 | [11 empty] | Oliver Wind III LLC | 100 | NextEra Energy Inc | 100
solar pv | Mt. Tom Solar Project Hybrid | 60906_G_PV1 | 60906 | G | PV1 |  | Solar PV |  | NENGREST | Massachusetts | 25 | Hampden | 13 | 25013 | 4.5 | 0 | 2017 | 9999 |  |  | N | Solar | [13 empty] | 0 | 0 | 0 | 0 | [11 empty] | Mt Tom Solar LLC | 100 | ENGIE SA | 100
0 | Mt. Tom Solar Project Hybrid | 60906_G_BA1 | 60906 | G | BA1 |  | Energy Storage |  | NENGREST | Massachusetts | 25 | Hampden | 13 | 25013 | 3.1 | 0 | 2019 | 9999 |  |  | N | Energy Storage | [13 empty] | 0 | 0 | 0 | 0 | [11 empty] | Green Charge | 100 | ENGIE SA | 100
solar pv | Northampton Landfill Solar PV | 60908_G_62380 | 60908 | G | 62380 |  | Solar PV |  | NENGREST | Massachusetts | 25 | Hampshire | 15 | 25015 | 2.4 | 0 | 2017 | 9999 |  |  | N | Solar | [13 empty] | 0 | 0 | 0 | 0 | [11 empty] | Glendale Road Solar PV LLC | 100 | Ameresco Inc | 100
solar pv | Hartford Landfill Solar EGF | 60909_G_PV1 | 60909 | G | PV1 |  | Solar PV |  | NENG_CT | Connecticut | 9 | Hartford | 3 | 09003 | 1 | 0 | 2014 | 9999 |  |  | N | Solar | [13 empty] | 0 | 0 | 0 | 0 | [11 empty] | Materials Innovation Recycling Authority | 100 | Materials Innovation & Recycling Authority | 100
natural gas peaker | NET Power La Porte Station | 60910_G_NPLPS | 60910 | G | NPLPS |  | Combustion Turbine |  | ERC_REST | Texas | 48 | Harris | 201 | 48201 | 25.5 | 10745 | 2019 | 9999 |  |  | N | Natural Gas | [13 empty] | 0.011 | 0.011 | 0.011 | 0.011 | [6 empty] | Y | 1.0 |  |  |  | NET Power LLC | 100 | NET Power LLC | 100
onshore wind | Green Energy Machine | 60911_G_GRN | 60911 | G | GRN |  | Onshore Wind |  | MIS_MIDA | Iowa | 19 | Cass | 29 | 19029 | 1.7 | 0 | 2016 | 9999 |  |  | N | Wind | [13 empty] | 0 | 0 | 0 | 0 | [11 empty] | Green Energy Machine LLC | 100 | Green Energy Machine LLC | 100
solar pv | Cold River Road Solar | 60912_G_PV1 | 60912 | G | PV1 |  | Solar PV |  | NENGREST | Vermont | 50 | Rutland | 21 | 50021 | 2.3 | 0 | 2016 | 9999 |  |  | N | Solar | [13 empty] | 0 | 0 | 0 | 0 | [11 empty] | Rutland Renewable Energy LLC | 100 | American Electric Power Co Inc | 100
solar pv | Ohio Northern University Solar Site | 60913_G_PV1 | 60913 | G | PV1 |  | Solar PV |  | PJM_West | Ohio | 39 | Hardin | 65 | 39065 | 1.7 | 0 | 2016 | 9999 |  |  | N | Solar | [13 empty] | 0 | 0 | 0 | 0 | [11 empty] | Ohio Northern Univ | 100 | Ohio Northern Univ | 100
solar pv | Ohio Northern University Solar Site | 60913_G_PV2 | 60913 | G | PV2 |  | Solar PV |  | PJM_West | Ohio | 39 | Hardin | 65 | 39065 | 1 | 0 | 2018 | 9999 |  |  | N | Solar | [13 empty] | 0 | 0 | 0 | 0 | [11 empty] | Ohio Northern Univ | 100 | Ohio Northern Univ | 100
solar pv | Westmont 300B | 60914_G_W5328 | 60914 | G | W5328 |  | Solar PV |  | WEC_LADW | California | 6 | Los Angeles | 37 | 06037 | 2.3 | 0 | 2016 | 9999 |  |  | N | Solar | [13 empty] | 0 | 0 | 0 | 0 | [11 empty] | TGC Westmont Holdings LLC | 100 | True Green Capital Management LLC | 100
solar pv | Correctional Solar LLC | 60915_G_PV1 | 60915 | G | PV1 |  | Solar PV |  | PJM_Dom | Virginia | 51 | New Kent | 127 | 51127 | 20 | 0 | 2017 | 9999 |  |  | N | Solar | [13 empty] | 0 | 0 | 0 | 0 | [11 empty] | Correctional Solar LLC | 100 | Correctional Solar LLC | 100
solar pv | Sappony Solar LLC | 60916_G_PV1 | 60916 | G | PV1 |  | Solar PV |  | PJM_Dom | Virginia | 51 | Sussex | 183 | 51183 | 20 | 0 | 2017 | 9999 |  |  | N | Solar | [13 empty] | 0 | 0 | 0 | 0 | [11 empty] | Sussex Drive Solar Project LLC | 100 | Sussex Drive Solar Project LLC | 100
solar pv | Buckingham Solar LLC | 60917_G_PV1 | 60917 | G | PV1 |  | Solar PV |  | PJM_Dom | Virginia | 51 | Buckingham | 29 | 51029 | 19.8 | 0 | 2017 | 9999 |  |  | N | Solar | [13 empty] | 0 | 0 | 0 | 0 | [11 empty] | Buckingham Solar I LLC | 100 | Dominion Energy Inc | 100
municipal solid waste | Verwey-Hanford Dairy Digester #1 | 60918_G_00003 | 60918 | G | 00003 |  | Non-Fossil Waste |  | WEC_CALN | California | 6 | Kings | 31 | 06031 | 1 | 15053 | 2016 | 9999 |  |  | N | Non-Fossil Waste | [13 empty] | 0 | 0 | 0 | 0 | [11 empty] | Hanford Renewable Energy LLC | 100 | Philip Verwey Farms | 100
solar pv | Shakopee Met Council WTP | 60919_G_SHAK | 60919 | G | SHAK |  | Solar PV |  | MIS_MNWI | Minnesota | 27 | Scott | 139 | 27139 | 1.3 | 0 | 2016 | 9999 |  |  | N | Solar | [13 empty] | 0 | 0 | 0 | 0 | [11 empty] | Metropolitan Council (MN) | 100 | Metropolitan Council (MN) | 100
solar pv | Viper Solar | 60920_G_PV1 | 60920 | G | PV1 |  | Solar PV |  | S_VACA | North Carolina | 37 | Cumberland | 51 | 37051 | 2 | 0 | 2017 | 9999 |  |  | N | Solar | [13 empty] | 0 | 0 | 0 | 0 | [11 empty] | Viper Solar LLC | 100 | Cypress Creek Holdings LLC | 100
solar pv | Scarlet Solar | 60921_G_PV1 | 60921 | G | PV1 |  | Solar PV |  | S_VACA | North Carolina | 37 | Lenoir | 107 | 37107 | 2 | 0 | 2017 | 9999 |  |  | N | Solar | [13 empty] | 0 | 0 | 0 | 0 | [11 empty] | Scarlet Solar LLC | 100 | Cypress Creek Holdings LLC | 100
solar pv | Ruskin Solar | 60922_G_PV1 | 60922 | G | PV1 |  | Solar PV |  | S_VACA | North Carolina | 37 | Wayne | 191 | 37191 | 2 | 0 | 2017 | 9999 |  |  | N | Solar | [13 empty] | 0 | 0 | 0 | 0 | [11 empty] | Ruskin Solar LLC | 100 | Cypress Creek Holdings LLC | 100
solar pv | Clyde Solar Array | 60923_G_PV1 | 60923 | G | PV1 |  | Solar PV |  | PJM_ATSI | Ohio | 39 | Sandusky | 143 | 39143 | 2.8 | 0 | 2016 | 9999 |  |  | N | Solar | [13 empty] | 0 | 0 | 0 | 0 | [11 empty] | AEP OnSite Partners LLC | 100 | American Electric Power Co Inc | 100
solar pv | Ozarks Natural Energy Community Solar | 60924_G_GEN1 | 60924 | G | GEN1 |  | Solar PV |  | SPP_WEST | Arkansas | 5 | Washington | 143 | 05143 | 1 | 0 | 2016 | 9999 |  |  | N | Solar | [13 empty] | 0 | 0 | 0 | 0 | [11 empty] | Ozarks Electric Coop Corp | 100 | Ozarks Electric Coop Corp | 100
natural gas combined cycle | St. Charles Power Station (LA) | 60926_G_1A | 60926 | G | 1A | 91295 | Combined Cycle |  | MIS_AMSO | Louisiana | 22 | St Charles | 89 | 22089 | 250 | 7050 | 2019 | 9999 |  |  | N | Natural Gas |  |  |  | DLNB | SCR | [8 empty] | 0.0064965 | 0.0064965 | 0.0064965 | 0.0064965 | [11 empty] | Entergy Services LLC | 100 | Entergy Corp | 100
natural gas combined cycle | St. Charles Power Station (LA) | 60926_G_1B | 60926 | G | 1B | 91296 | Combined Cycle |  | MIS_AMSO | Louisiana | 22 | St Charles | 89 | 22089 | 250 | 7050 | 2019 | 9999 |  |  | N | Natural Gas |  |  |  | DLNB | SCR | [8 empty] | 0.0064965 | 0.0064965 | 0.0064965 | 0.0064965 | [11 empty] | Entergy Services LLC | 100 | Entergy Corp | 100
natural gas combined cycle | St. Charles Power Station (LA) | 60926_G_1C | 60926 | G | 1C | 91295 | Combined Cycle |  | MIS_AMSO | Louisiana | 22 | St Charles | 89 | 22089 | 500 | 7050 | 2019 | 9999 |  |  | N | Natural Gas |  |  |  |  | SCR | [8 empty] | 0.0064965 | 0.0064965 | 0.0064965 | 0.0064965 | [11 empty] | Entergy Services LLC | 100 | Entergy Corp | 100
natural gas combined cycle | Lake Charles Power | 60927_G_1A | 60927 | G | 1A |  | Combined Cycle |  | MIS_WOTA | Louisiana | 22 | Calcasieu | 19 | 22019 | 250 | 7050 | 2020 | 9999 |  |  | N | Natural Gas | [13 empty] | 0.011 | 0.011 | 0.011 | 0.011 | [11 empty] | Entergy Services LLC | 100 | Entergy Corp | 100
natural gas combined cycle | Lake Charles Power | 60927_G_1B | 60927 | G | 1B |  | Combined Cycle |  | MIS_WOTA | Louisiana | 22 | Calcasieu | 19 | 22019 | 250 | 7050 | 2020 | 9999 |  |  | N | Natural Gas | [13 empty] | 0.011 | 0.011 | 0.011 | 0.011 | [11 empty] | Entergy Services LLC | 100 | Entergy Corp | 100
natural gas combined cycle | Lake Charles Power | 60927_G_1C | 60927 | G | 1C |  | Combined Cycle |  | MIS_WOTA | Louisiana | 22 | Calcasieu | 19 | 22019 | 500 | 7050 | 2020 | 9999 |  |  | N | Natural Gas | [13 empty] | 0.011 | 0.011 | 0.011 | 0.011 | [11 empty] | Entergy Services LLC | 100 | Entergy Corp | 100
natural gas peaker | New Orleans Power | 60928_G_1 | 60928 | G | 1 |  | Combustion Turbine |  | MIS_AMSO | Louisiana | 22 | Orleans | 71 | 22071 | 250 | 10745 | 2020 | 9999 |  |  | N | Natural Gas | [13 empty] | 0.011 | 0.011 | 0.011 | 0.011 | [11 empty] | Entergy New Orleans Inc | 100 | Entergy Corp | 100
solar pv | Red Oak Solar Farm, LLC | 60929_G_RDOAK | 60929 | G | RDOAK |  | Solar PV |  | S_VACA | North Carolina | 37 | Nash | 127 | 37127 | 4.9 | 0 | 2016 | 9999 |  |  | N | Solar | [13 empty] | 0 | 0 | 0 | 0 | [11 empty] | Red Oak Solar Farm LLC | 100 | Strata Solar LLC | 100
solar pv | Dublin Solar I | 60930_G_DUBL1 | 60930 | G | DUBL1 |  | Solar PV |  | S_SOU | Georgia | 13 | Laurens | 175 | 13175 | 4.1 | 0 | 2015 | 9999 |  |  | N | Solar | [13 empty] | 0 | 0 | 0 | 0 | [11 empty] | Dublin Solar I LLC | 100 | Georgia Solar Holdings LLC | 100
onshore wind | CCC Hastings Wind Turbine | 60931_G_WT1 | 60931 | G | WT1 |  | Onshore Wind |  | SPP_NEBR | Nebraska | 31 | Adams | 1 | 31001 | 1.7 | 0 | 2016 | 9999 |  |  | N | Wind | [13 empty] | 0 | 0 | 0 | 0 | [11 empty] | CCC Hastings Renewable Energy LLC | 100 | Bluestem LLC | 100
onshore wind | Creston Ridge Wind Farm | 60932_G_WT1 | 60932 | G | WT1 |  | Onshore Wind |  | SPP_NEBR | Nebraska | 31 | Platte | 141 | 31141 | 6.8 | 0 | 2015 | 9999 |  |  | N | Wind | [13 empty] | 0 | 0 | 0 | 0 | [11 empty] | Creston Ridge II LLC | 100 | Bluestem LLC | 100
natural gas peaker | Hopewell Cogeneration NJ | 60933_G_GEN1 | 60933 | G | GEN1 |  | Combustion Turbine | IC Engine | PJM_EMAC | New Jersey | 34 | Mercer | 21 | 34021 | 2 | 9871 | 2015 | 9999 |  |  | Y | Natural Gas | [13 empty] | 0.23772 | 0.23772 | 0.23772 | 0.23772 | [11 empty] | Bristol Myers Squibb Co | 100 | Bristol Myers Squibb Co | 100
natural gas peaker | Hopewell Cogeneration NJ | 60933_G_GEN2 | 60933 | G | GEN2 |  | Combustion Turbine | IC Engine | PJM_EMAC | New Jersey | 34 | Mercer | 21 | 34021 | 2 | 9871 | 2015 | 9999 |  |  | Y | Natural Gas | [13 empty] | 0.23772 | 0.23772 | 0.23772 | 0.23772 | [11 empty] | Bristol Myers Squibb Co | 100 | Bristol Myers Squibb Co | 100
solar pv | GRE Marshan Solar | 60935_G_PV1 | 60935 | G | PV1 |  | Solar PV |  | MIS_MNWI | Minnesota | 27 | Dakota | 37 | 27037 | 1 | 0 | 2017 | 9999 |  |  | N | Solar | [13 empty] | 0 | 0 | 0 | 0 | [11 empty] | SoCore Energy LLC | 100 | SoCore Energy | 100
solar pv | New Auburn DPC Solar | 60936_G_PV1 | 60936 | G | PV1 |  | Solar PV |  | MIS_MNWI | Wisconsin | 55 | Chippewa | 17 | 55017 | 2.5 | 0 | 2018 | 9999 |  |  | N | Solar | [13 empty] | 0 | 0 | 0 | 0 | [11 empty] | SoCore Energy LLC | 100 | SoCore Energy | 100
solar pv | Antlia Community Solar | 60937_G_IACS1 | 60937 | G | IACS1 |  | Solar PV |  | MIS_MNWI | Minnesota | 27 | Pipestone | 117 | 27117 | 0.9 | 0 | 2017 | 9999 |  |  | N | Solar | [13 empty] | 0 | 0 | 0 | 0 | [11 empty] | Antlia Community Solar | 100 | Rahn Group | 100
solar pv | Antlia Community Solar | 60937_G_IACS2 | 60937 | G | IACS2 |  | Solar PV |  | MIS_MNWI | Minnesota | 27 | Pipestone | 117 | 27117 | 0.9 | 0 | 2017 | 9999 |  |  | N | Solar | [13 empty] | 0 | 0 | 0 | 0 | [11 empty] | Antlia Community Solar | 100 | Rahn Group | 100
solar pv | Aries Community Solar | 60938_G_AACS1 | 60938 | G | AACS1 |  | Solar PV |  | MIS_MNWI | Minnesota | 27 | Dodge | 39 | 27039 | 0.9 | 0 | 2017 | 9999 |  |  | N | Solar | [13 empty] | 0 | 0 | 0 | 0 | [11 empty] | Aries Community Solar | 100 | Aries Community Solar | 100
solar pv | Aries Community Solar | 60938_G_AACS2 | 60938 | G | AACS2 |  | Solar PV |  | MIS_MNWI | Minnesota | 27 | Dodge | 39 | 27039 | 0.9 | 0 | 2017 | 9999 |  |  | N | Solar | [13 empty] | 0 | 0 | 0 | 0 | [11 empty] | Aries Community Solar | 100 | Aries Community Solar | 100
solar pv | Aries Community Solar | 60938_G_AACS3 | 60938 | G | AACS3 |  | Solar PV |  | MIS_MNWI | Minnesota | 27 | Dodge | 39 | 27039 | 0.9 | 0 | 2017 | 9999 |  |  | N | Solar | [13 empty] | 0 | 0 | 0 | 0 | [11 empty] | Aries Community Solar | 100 | Aries Community Solar | 100
solar pv | Aries Community Solar | 60938_G_AACS4 | 60938 | G | AACS4 |  | Solar PV |  | MIS_MNWI | Minnesota | 27 | Dodge | 39 | 27039 | 0.9 | 0 | 2017 | 9999 |  |  | N | Solar | [13 empty] | 0 | 0 | 0 | 0 | [11 empty] | Aries Community Solar | 100 | Aries Community Solar | 100
solar pv | Centaurus Community Solar | 60939_G_KCCS1 | 60939 | G | KCCS1 |  | Solar PV |  | MIS_MNWI | Minnesota | 27 | Chippewa | 23 | 27023 | 0.9 | 0 | 2017 | 9999 |  |  | N | Solar | [13 empty] | 0 | 0 | 0 | 0 | [11 empty] | Centaurus Community Solar | 100 | Centaurus Community Solar | 100
solar pv | Centaurus Community Solar | 60939_G_KCCS2 | 60939 | G | KCCS2 |  | Solar PV |  | MIS_MNWI | Minnesota | 27 | Chippewa | 23 | 27023 | 0.9 | 0 | 2017 | 9999 |  |  | N | Solar | [13 empty] | 0 | 0 | 0 | 0 | [11 empty] | Centaurus Community Solar | 100 | Centaurus Community Solar | 100
solar pv | Gemini Community Solar | 60940_G_LGCS1 | 60940 | G | LGCS1 |  | Solar PV |  | MIS_MNWI | Minnesota | 27 | Washington | 163 | 27163 | 0.9 | 0 | 2017 | 9999 |  |  | N | Solar | [13 empty] | 0 | 0 | 0 | 0 | [11 empty] | Berkshire Hathaway Energy Co | 100 | Berkshire Hathaway Inc | 100
solar pv | Gemini Community Solar | 60940_G_LGCS2 | 60940 | G | LGCS2 |  | Solar PV |  | MIS_MNWI | Minnesota | 27 | Washington | 163 | 27163 | 0.9 | 0 | 2017 | 9999 |  |  | N | Solar | [13 empty] | 0 | 0 | 0 | 0 | [11 empty] | Berkshire Hathaway Energy Co | 100 | Berkshire Hathaway Inc | 100
solar pv | Gemini Community Solar | 60940_G_LGCS3 | 60940 | G | LGCS3 |  | Solar PV |  | MIS_MNWI | Minnesota | 27 | Washington | 163 | 27163 | 0.9 | 0 | 2017 | 9999 |  |  | N | Solar | [13 empty] | 0 | 0 | 0 | 0 | [11 empty] | Berkshire Hathaway Energy Co | 100 | Berkshire Hathaway Inc | 100
solar pv | Mapleton Community Solar | 60941_G_DMCS1 | 60941 | G | DMCS1 |  | Solar PV |  | MIS_MNWI | Minnesota | 27 | Blue Earth | 13 | 27013 | 0.9 | 0 | 2017 | 9999 |  |  | N | Solar | [13 empty] | 0 | 0 | 0 | 0 | [11 empty] | Mapleton Community Solar | 100 | Mapleton Community Solar | 100
solar pv | Mapleton Community Solar | 60941_G_DMCS2 | 60941 | G | DMCS2 |  | Solar PV |  | MIS_MNWI | Minnesota | 27 | Blue Earth | 13 | 27013 | 0.9 | 0 | 2017 | 9999 |  |  | N | Solar | [13 empty] | 0 | 0 | 0 | 0 | [11 empty] | Mapleton Community Solar | 100 | Mapleton Community Solar | 100
solar pv | Mapleton Community Solar | 60941_G_DMCS3 | 60941 | G | DMCS3 |  | Solar PV |  | MIS_MNWI | Minnesota | 27 | Blue Earth | 13 | 27013 | 0.9 | 0 | 2017 | 9999 |  |  | N | Solar | [13 empty] | 0 | 0 | 0 | 0 | [11 empty] | Mapleton Community Solar | 100 | Mapleton Community Solar | 100
solar pv | Morgan Community Solar | 60942_G_BMCS1 | 60942 | G | BMCS1 |  | Solar PV |  | MIS_MNWI | Minnesota | 27 | Redwood | 127 | 27127 | 0.9 | 0 | 2017 | 9999 |  |  | N | Solar | [13 empty] | 0 | 0 | 0 | 0 | [11 empty] | Morgan Community Solar | 100 | Morgan Community Solar | 100
solar pv | Morgan Community Solar | 60942_G_BMCS2 | 60942 | G | BMCS2 |  | Solar PV |  | MIS_MNWI | Minnesota | 27 | Redwood | 127 | 27127 | 0.9 | 0 | 2017 | 9999 |  |  | N | Solar | [13 empty] | 0 | 0 | 0 | 0 | [11 empty] | Morgan Community Solar | 100 | Morgan Community Solar | 100
solar pv | Morgan Community Solar | 60942_G_BMCS3 | 60942 | G | BMCS3 |  | Solar PV |  | MIS_MNWI | Minnesota | 27 | Redwood | 127 | 27127 | 0.9 | 0 | 2017 | 9999 |  |  | N | Solar | [13 empty] | 0 | 0 | 0 | 0 | [11 empty] | Morgan Community Solar | 100 | Morgan Community Solar | 100
solar pv | Spica Community Solar | 60943_G_MSCS1 | 60943 | G | MSCS1 |  | Solar PV |  | MIS_MNWI | Minnesota | 27 | Kandiyohi | 67 | 27067 | 0.9 | 0 | 2017 | 9999 |  |  | N | Solar | [13 empty] | 0 | 0 | 0 | 0 | [11 empty] | Spica Community Solar | 100 | Spica Community Solar | 100
solar pv | Spica Community Solar | 60943_G_MSCS2 | 60943 | G | MSCS2 |  | Solar PV |  | MIS_MNWI | Minnesota | 27 | Kandiyohi | 67 | 27067 | 0.9 | 0 | 2017 | 9999 |  |  | N | Solar | [13 empty] | 0 | 0 | 0 | 0 | [11 empty] | Spica Community Solar | 100 | Spica Community Solar | 100
solar pv | Vega Community Solar | 60944_G_NVCS1 | 60944 | G | NVCS1 |  | Solar PV |  | MIS_MNWI | Minnesota | 27 | Pope | 121 | 27121 | 0.9 | 0 | 2017 | 9999 |  |  | N | Solar | [13 empty] | 0 | 0 | 0 | 0 | [11 empty] | Vega Community Solar | 100 | Berkshire Hathaway Inc | 100
solar pv | Vega Community Solar | 60944_G_NVCS2 | 60944 | G | NVCS2 |  | Solar PV |  | MIS_MNWI | Minnesota | 27 | Pope | 121 | 27121 | 0.9 | 0 | 2017 | 9999 |  |  | N | Solar | [13 empty] | 0 | 0 | 0 | 0 | [11 empty] | Vega Community Solar | 100 | Berkshire Hathaway Inc | 100
solar pv | Vega Community Solar | 60944_G_NVCS3 | 60944 | G | NVCS3 |  | Solar PV |  | MIS_MNWI | Minnesota | 27 | Pope | 121 | 27121 | 0.9 | 0 | 2017 | 9999 |  |  | N | Solar | [13 empty] | 0 | 0 | 0 | 0 | [11 empty] | Vega Community Solar | 100 | Berkshire Hathaway Inc | 100
solar pv | Vega Community Solar | 60944_G_NVCS4 | 60944 | G | NVCS4 |  | Solar PV |  | MIS_MNWI | Minnesota | 27 | Pope | 121 | 27121 | 0.9 | 0 | 2017 | 9999 |  |  | N | Solar | [13 empty] | 0 | 0 | 0 | 0 | [11 empty] | Vega Community Solar | 100 | Berkshire Hathaway Inc | 100
solar pv | Vega Community Solar | 60944_G_NVCS5 | 60944 | G | NVCS5 |  | Solar PV |  | MIS_MNWI | Minnesota | 27 | Pope | 121 | 27121 | 0.9 | 0 | 2017 | 9999 |  |  | N | Solar | [13 empty] | 0 | 0 | 0 | 0 | [11 empty] | Vega Community Solar | 100 | Berkshire Hathaway Inc | 100
solar pv | Spartan PV 1, LLC | 60945_G_PV1 | 60945 | G | PV1 |  | Solar PV |  | MIS_LMI | Michigan | 26 | Ingham | 65 | 26065 | 10.5 | 0 | 2017 | 9999 |  |  | N | Solar | [13 empty] | 0 | 0 | 0 | 0 | [11 empty] | Spartan PV 1 LLC | 100 | Innergex Renewable Energy Inc | 100
solar pv | Jacumba Solar Farm | 60947_G_Q644A | 60947 | G | Q644A |  | Solar PV |  | WEC_SDGE | California | 6 | San Diego | 73 | 06073 | 20 | 0 | 2017 | 9999 |  |  | N | Solar | [13 empty] | 0 | 0 | 0 | 0 | [11 empty] | Jacumba Solar LLC | 100 | NextEra Energy Inc | 100
solar pv | West Dubuque Solar | 60951_G_PV1 | 60951 | G | PV1 |  | Solar PV |  | MIS_IA | Iowa | 19 | Dubuque | 61 | 19061 | 3.5 | 0 | 2017 | 9999 |  |  | N | Solar | [13 empty] | 0 | 0 | 0 | 0 | [11 empty] | Interstate Power & Light Co | 100 | Alliant Energy Corp | 100
solar pv | Owens Valley Solar Project 11 | 60953_G_W5381 | 60953 | G | W5381 |  | Solar PV |  | WECC_SCE | California | 6 | Inyo | 27 | 06027 | 1 | 0 | 2016 | 9999 |  |  | N | Solar | [13 empty] | 0 | 0 | 0 | 0 | [11 empty] | Munro Valley Solar LLC | 100 | Allco Finance Group Limited | 100
solar pv | VEC Magee Hill Solar | 60954_G_PV1 | 60954 | G | PV1 |  | Solar PV |  | NENGREST | Vermont | 50 | Chittenden | 7 | 50007 | 1.3 | 0 | 2017 | 9999 |  |  | N | Solar | [13 empty] | 0 | 0 | 0 | 0 | [11 empty] | SoCore Energy LLC | 100 | SoCore Energy | 100
solar pv | Strawberry Point DPC Solar | 60955_G_PV1 | 60955 | G | PV1 |  | Solar PV |  | MIS_IA | Iowa | 19 | Clayton | 43 | 19043 | 1.3 | 0 | 2017 | 9999 |  |  | N | Solar | [13 empty] | 0 | 0 | 0 | 0 | [11 empty] | SoCore Energy LLC | 100 | SoCore Energy | 100
solar pv | Westar Cities Solar | 60956_G_PV1 | 60956 | G | PV1 |  | Solar PV |  | SPP_N | Kansas | 20 | Reno | 155 | 20155 | 1 | 0 | 2017 | 9999 |  |  | N | Solar | [13 empty] | 0 | 0 | 0 | 0 | [11 empty] | SoCore 2016 ProjectCo 8 LLC | 100 | SoCore Energy | 100
solar pv | Sand Lake DPC Solar | 60957_G_PV1 | 60957 | G | PV1 |  | Solar PV |  | MIS_MNWI | Wisconsin | 55 | Polk | 95 | 55095 | 1 | 0 | 2017 | 9999 |  |  | N | Solar | [13 empty] | 0 | 0 | 0 | 0 | [11 empty] | SoCore Energy LLC | 100 | SoCore Energy | 100
solar pv | Nesvold Watertown Solar | 60958_G_PV1 | 60958 | G | PV1 |  | Solar PV |  | MIS_MNWI | Minnesota | 27 | Carver | 19 | 27019 | 1 | 0 | 2018 | 9999 |  |  | N | Solar | [13 empty] | 0 | 0 | 0 | 0 | [11 empty] | SoCore Energy LLC | 100 | SoCore Energy | 100
solar pv | Nesvold Watertown Solar | 60958_G_PV2 | 60958 | G | PV2 |  | Solar PV |  | MIS_MNWI | Minnesota | 27 | Carver | 19 | 27019 | 1 | 0 | 2018 | 9999 |  |  | N | Solar | [13 empty] | 0 | 0 | 0 | 0 | [11 empty] | SoCore Energy LLC | 100 | SoCore Energy | 100
solar pv | Nesvold Watertown Solar | 60958_G_PV3 | 60958 | G | PV3 |  | Solar PV |  | MIS_MNWI | Minnesota | 27 | Carver | 19 | 27019 | 1 | 0 | 2018 | 9999 |  |  | N | Solar | [13 empty] | 0 | 0 | 0 | 0 | [11 empty] | SoCore Energy LLC | 100 | SoCore Energy | 100
solar pv | Nesvold Watertown Solar | 60958_G_PV4 | 60958 | G | PV4 |  | Solar PV |  | MIS_MNWI | Minnesota | 27 | Carver | 19 | 27019 | 1 | 0 | 2018 | 9999 |  |  | N | Solar | [13 empty] | 0 | 0 | 0 | 0 | [11 empty] | SoCore Energy LLC | 100 | SoCore Energy | 100
solar pv | Nesvold Watertown Solar | 60958_G_PV5 | 60958 | G | PV5 |  | Solar PV |  | MIS_MNWI | Minnesota | 27 | Carver | 19 | 27019 | 1 | 0 | 2018 | 9999 |  |  | N | Solar | [13 empty] | 0 | 0 | 0 | 0 | [11 empty] | SoCore Energy LLC | 100 | SoCore Energy | 100
0 | Chocksett Rd Energy Storage Project | 60959_G_BA1 | 60959 | G | BA1 |  | Energy Storage |  | NENGREST | Massachusetts | 25 | Worcester | 27 | 25027 | 3.9 | 0 | 2017 | 9999 |  |  | N | Energy Storage | [13 empty] | 0 | 0 | 0 | 0 | [11 empty] | Sterling Municipal Light Dept | 100 | Sterling Municipal Light Dept | 100
municipal solid waste | Hyperion Treatment Plant CHP Plant | 60960_G_CTG1 | 60960 | G | CTG1 |  | Non-Fossil Waste |  | WEC_LADW | California | 6 | Los Angeles | 37 | 06037 | 10 | 13500 | 2017 | 9999 |  |  | N | Non-Fossil Waste | [13 empty] | 0 | 0 | 0 | 0 | [11 empty] | Los Angeles County Dept of Public Works | 100 | Los Angeles County Dept of Public Works | 100
municipal solid waste | Hyperion Treatment Plant CHP Plant | 60960_G_CTG2 | 60960 | G | CTG2 |  | Non-Fossil Waste |  | WEC_LADW | California | 6 | Los Angeles | 37 | 06037 | 10 | 13500 | 2017 | 9999 |  |  | N | Non-Fossil Waste | [13 empty] | 0 | 0 | 0 | 0 | [11 empty] | Los Angeles County Dept of Public Works | 100 | Los Angeles County Dept of Public Works | 100
municipal solid waste | Hyperion Treatment Plant CHP Plant | 60960_G_STG1 | 60960 | G | STG1 |  | Non-Fossil Waste |  | WEC_LADW | California | 6 | Los Angeles | 37 | 06037 | 2 | 13500 | 2017 | 9999 |  |  | N | Non-Fossil Waste | [13 empty] | 0 | 0 | 0 | 0 | [11 empty] | Los Angeles County Dept of Public Works | 100 | Los Angeles County Dept of Public Works | 100
solar pv | Violet Solar | 60961_G_PV1 | 60961 | G | PV1 |  | Solar PV |  | S_VACA | North Carolina | 37 | Cabarrus | 25 | 37025 | 5 | 0 | 2018 | 9999 |  |  | N | Solar | [13 empty] | 0 | 0 | 0 | 0 | [11 empty] | Violet Solar LLC | 100 | Violet Solar LLC | 100
solar pv | Red Maple Solar | 60962_G_PV1 | 60962 | G | PV1 |  | Solar PV |  | MIS_MNWI | Minnesota | 27 | Le Sueur | 79 | 27079 | 1 | 0 | 2018 | 9999 |  |  | N | Solar | [13 empty] | 0 | 0 | 0 | 0 | [11 empty] | SoCore Energy LLC | 100 | SoCore Energy | 100
solar pv | Red Maple Solar | 60962_G_PV2 | 60962 | G | PV2 |  | Solar PV |  | MIS_MNWI | Minnesota | 27 | Le Sueur | 79 | 27079 | 1 | 0 | 2018 | 9999 |  |  | N | Solar | [13 empty] | 0 | 0 | 0 | 0 | [11 empty] | SoCore Energy LLC | 100 | SoCore Energy | 100
solar pv | Red Maple Solar | 60962_G_PV3 | 60962 | G | PV3 |  | Solar PV |  | MIS_MNWI | Minnesota | 27 | Le Sueur | 79 | 27079 | 1 | 0 | 2018 | 9999 |  |  | N | Solar | [13 empty] | 0 | 0 | 0 | 0 | [11 empty] | SoCore Energy LLC | 100 | SoCore Energy | 100
solar pv | Apache Solar 1 | 60964_G_AEPS1 | 60964 | G | AEPS1 |  | Solar PV |  | WECC_AZ | Arizona | 4 | Cochise | 3 | 04003 | 20 | 0 | 2017 | 9999 |  |  | N | Solar | [13 empty] | 0 | 0 | 0 | 0 | [11 empty] | Arizona Electric Power Coop Inc | 100 | Arizona Electric Power Coop Inc | 100
solar pv | Cotten Farm, LLC | 60965_G_COT | 60965 | G | COT |  | Solar PV |  | S_VACA | North Carolina | 37 | Lee | 105 | 37105 | 4.9 | 0 | 2016 | 9999 |  |  | N | Solar | [13 empty] | 0 | 0 | 0 | 0 | [11 empty] | Cotten Farm LLC | 100 | Strata Solar LLC | 100
solar pv | Lind Solar CSG | 60966_G_S0222 | 60966 | G | S0222 |  | Solar PV |  | MIS_MNWI | Minnesota | 27 | Carver | 19 | 27019 | 4.9 | 0 | 2017 | 9999 |  |  | N | Solar | [13 empty] | 0 | 0 | 0 | 0 | [11 empty] | Terraform Power Inc | 100 | Brookfield Asset Management Inc | 100
solar pv | Onyx - Lamphear Road CSG | 60967_G_10016 | 60967 | G | 10016 |  | Solar PV |  | NY_Z_C&E | New York | 36 | Oneida | 65 | 36065 | 2 | 0 | 2016 | 9999 |  |  | N | Solar | [13 empty] | 0 | 0 | 0 | 0 | [11 empty] | groSolar | 100 | groSolar | 100
solar pv | Scott-II Solar LLC | 60968_G_PV1 | 60968 | G | PV1 |  | Solar PV |  | PJM_Dom | Virginia | 51 | Powhatan | 145 | 51145 | 20 | 0 | 2017 | 9999 |  |  | N | Solar | [13 empty] | 0 | 0 | 0 | 0 | [11 empty] | Scott II Solar LLC | 100 | Matthew A Meares | 100
solar pv | Michael Solar | 60971_G_PV1 | 60971 | G | PV1 |  | Solar PV |  | MIS_MNWI | Minnesota | 27 | Stearns | 145 | 27145 | 1 | 0 | 2017 | 9999 |  |  | N | Solar | [13 empty] | 0 | 0 | 0 | 0 | [11 empty] | SoCore Energy LLC | 100 | SoCore Energy | 100
solar pv | Michael Solar | 60971_G_PV2 | 60971 | G | PV2 |  | Solar PV |  | MIS_MNWI | Minnesota | 27 | Stearns | 145 | 27145 | 1 | 0 | 2017 | 9999 |  |  | N | Solar | [13 empty] | 0 | 0 | 0 | 0 | [11 empty] | SoCore Energy LLC | 100 | SoCore Energy | 100
solar pv | Michael Solar | 60971_G_PV3 | 60971 | G | PV3 |  | Solar PV |  | MIS_MNWI | Minnesota | 27 | Stearns | 145 | 27145 | 1 | 0 | 2017 | 9999 |  |  | N | Solar | [13 empty] | 0 | 0 | 0 | 0 | [11 empty] | SoCore Energy LLC | 100 | SoCore Energy | 100
0 | Glendale Battery Energy Storage System | 60974_G_2BESS | 60974 | G | 2BESS |  | Energy Storage |  | WEC_LADW | California | 6 | Los Angeles | 37 | 06037 | 2 | 0 | 2017 | 9999 |  |  | N | Energy Storage | [13 empty] | 0 | 0 | 0 | 0 | [11 empty] | Glendale Water & Power | 100 | Glendale Water & Power | 100
solar pv | Whitney Point Solar | 60975_G_WS532 | 60975 | G | WS532 |  | Solar PV |  | WEC_CALN | California | 6 | Fresno | 19 | 06019 | 20 | 0 | 2017 | 9999 |  |  | N | Solar | [13 empty] | 0 | 0 | 0 | 0 | [11 empty] | Whitney Point Solar LLC | 100 | NextEra Energy Inc | 100
solar pv | OSLH, LLC | 60976_G_PV1 | 60976 | G | PV1 |  | Solar PV |  | WECC_PNW | Oregon | 41 | Deschutes | 17 | 41017 | 9.9 | 0 | 2016 | 9999 |  |  | N | Solar | [13 empty] | 0 | 0 | 0 | 0 | [11 empty] | OSLH LLC | 100 | Oregon Solar Land Holdings LLC | 100
solar pv | CSUF State College | 60978_G_PV1 | 60978 | G | PV1 |  | Solar PV |  | WECC_SCE | California | 6 | Orange | 59 | 06059 | 1 | 0 | 2016 | 9999 |  |  | N | Solar | [13 empty] | 0 | 0 | 0 | 0 | [11 empty] | Solar Star California XLVIII LLC | 100 | SunPower Corp | 100
solar pv | CSUF Nutwood Solar | 60979_G_PV1 | 60979 | G | PV1 |  | Solar PV |  | WECC_SCE | California | 6 | Orange | 59 | 06059 | 1.9 | 0 | 2016 | 9999 |  |  | N | Solar | [13 empty] | 0 | 0 | 0 | 0 | [11 empty] | Solar Star California XLVIII LLC | 100 | SunPower Corp | 100
solar pv | ZV Solar 1 | 60980_G_PV1 | 60980 | G | PV1 |  | Solar PV |  | S_VACA | North Carolina | 37 | Robeson | 155 | 37155 | 5 | 0 | 2016 | 9999 |  |  | N | Solar | [13 empty] | 0 | 0 | 0 | 0 | [11 empty] | ZV Solar 1 LLC | 100 | Cypress Creek Holdings LLC | 100
solar pv | NextEra Westside PV | 60981_G_WS526 | 60981 | G | WS526 |  | Solar PV |  | WEC_CALN | California | 6 | Fresno | 19 | 06019 | 20 | 0 | 2017 | 9999 |  |  | N | Solar | [13 empty] | 0 | 0 | 0 | 0 | [11 empty] | Westside Solar LLC | 100 | NextEra Energy Inc | 100
solar pv | Atkinson Farm Solar | 60982_G_1 | 60982 | G | 1 |  | Solar PV |  | S_VACA | North Carolina | 37 | Duplin | 61 | 37061 | 5 | 0 | 2015 | 9999 |  |  | N | Solar | [13 empty] | 0 | 0 | 0 | 0 | [11 empty] | Atkinson Farm LLC | 100 | Atkinson Farm LLC | 100
onshore wind | Buckthorn Wind Project | 60983_G_BWIND | 60983 | G | BWIND |  | Onshore Wind |  | ERC_REST | Texas | 48 | Erath | 143 | 48143 | 100.5 | 0 | 2017 | 9999 |  |  | N | Wind | [13 empty] | 0 | 0 | 0 | 0 | [11 empty] | Buckthorn Wind Project LLC | 100 | Capital Power Corp | 100
solar pv | Lindberg Field Solar 2 | 60984_G_PV1 | 60984 | G | PV1 |  | Solar PV |  | WEC_SDGE | California | 6 | San Diego | 73 | 06073 | 1.9 | 0 | 2017 | 9999 |  |  | N | Solar | [13 empty] | 0 | 0 | 0 | 0 | [11 empty] | Lindberg Field Solar 2 LLC | 100 | NRG Energy Inc | 100
solar pv | Elizabethtown Solar | 60985_G_ESPV | 60985 | G | ESPV |  | Solar PV |  | PJM_EMAC | Pennsylvania | 42 | Lancaster | 71 | 42071 | 2 | 0 | 2016 | 9999 |  |  | N | Solar | [13 empty] | 0 | 0 | 0 | 0 | [11 empty] | Elizabethtown Solar LLC | 100 | Elizabethtown Solar LLC | 100
solar pv | AIS Solar Project | 60986_G_SO212 | 60986 | G | SO212 |  | Solar PV |  | NENGREST | Massachusetts | 25 | Worcester | 27 | 25027 | 2.5 | 0 | 2016 | 9999 |  |  | N | Solar | [13 empty] | 0 | 0 | 0 | 0 | [11 empty] | Terraform Power Inc | 100 | Brookfield Asset Management Inc | 100
onshore wind | Santa Rita Wind Energy | 60987_G_GEN1 | 60987 | G | GEN1 |  | Onshore Wind |  | ERC_WEST | Texas | 48 | Reagan | 383 | 48383 | 300 | 0 | 2018 | 9999 |  |  | N | Wind | [13 empty] | 0 | 0 | 0 | 0 | [11 empty] | Invenergy LLC | 100 | Invenergy LLC | 100
solar pv | SolaireHolman Solar Project | 60989_G_PV1 | 60989 | G | PV1 |  | Solar PV |  | ERC_WEST | Texas | 48 | Brewster | 43 | 48043 | 50 | 0 | 2017 | 9999 |  |  | N | Solar | [13 empty] | 0 | 0 | 0 | 0 | [11 empty] | Solaire Holman I Inc | 100 | Solaire Direct | 100
solar pv | Florence Solar W3-080, LLC | 60990_G_PV1 | 60990 | G | PV1 |  | Solar PV |  | PJM_EMAC | New Jersey | 34 | Burlington | 5 | 34005 | 7.9 | 0 | 2016 | 9999 |  |  | N | Solar | [13 empty] | 0 | 0 | 0 | 0 | [11 empty] | Florence Solar W3 080 LLC | 100 | Effisolar Energy Corp | 100
onshore wind | Sterling I Wind Farm | 60991_G_STER1 | 60991 | G | STER1 |  | Onshore Wind |  | SPP_SPS | New Mexico | 35 | Lea | 25 | 35025 | 29.9 | 0 | 2017 | 9999 |  |  | N | Wind | [13 empty] | 0 | 0 | 0 | 0 | [11 empty] | AEM Wind LLC | 100 | Akuo Energy | 100
solar pv | Northern Cardinal Solar | 60992_G_NCARD | 60992 | G | NCARD |  | Solar PV |  | PJM_Dom | North Carolina | 37 | Halifax | 83 | 37083 | 2 | 0 | 2018 | 9999 |  |  | N | Solar | [13 empty] | 0 | 0 | 0 | 0 | [11 empty] | Geenex LLC | 100 | Geenex LLC | 100
solar pv | Darlington Solar, LLC | 60993_G_PV1 | 60993 | G | PV1 |  | Solar PV |  | S_VACA | South Carolina | 45 | Darlington | 31 | 45031 | 10 | 0 | 2016 | 9999 |  |  | N | Solar | [13 empty] | 0 | 0 | 0 | 0 | [11 empty] | Darlington Solar LLC | 100 | Soltage LLC | 100
solar pv | French's Landfill PV | 60994_G_GEN1 | 60994 | G | GEN1 |  | Solar PV |  | PJM_EMAC | New Jersey | 34 | Ocean | 29 | 34029 | 5 | 0 | 2014 | 9999 |  |  | N | Solar | [13 empty] | 0 | 0 | 0 | 0 | [11 empty] | Brick Standard LLC | 100 | Brick Standard LLC | 100
solar pv | Ramona Solar Energy | 60995_G_1 | 60995 | G | 1 |  | Solar PV |  | WEC_SDGE | California | 6 | San Diego | 73 | 06073 | 3.7 | 0 | 2017 | 9999 |  |  | N | Solar | [13 empty] | 0 | 0 | 0 | 0 | [11 empty] | Northlight Power LLC | 100 | Summit Power Group Inc | 100
0 | Iron Horse Battery Storage Hybrid | 60996_G_BA1 | 60996 | G | BA1 |  | Energy Storage |  | WECC_AZ | Arizona | 4 | Pima | 19 | 04019 | 10 | 0 | 2017 | 9999 |  |  | N | Energy Storage | [13 empty] | 0 | 0 | 0 | 0 | [11 empty] | Iron Horse Battery Storage LLC | 100 | RWE Group | 100
solar pv | Iron Horse Battery Storage Hybrid | 60996_G_PV1 | 60996 | G | PV1 |  | Solar PV |  | WECC_AZ | Arizona | 4 | Pima | 19 | 04019 | 2 | 0 | 2017 | 9999 |  |  | N | Solar | [13 empty] | 0 | 0 | 0 | 0 | [11 empty] | Iron Horse Battery Storage LLC | 100 | RWE Group | 100
onshore wind | Reading Wind Project | 60999_G_READW | 60999 | G | READW |  | Onshore Wind |  | SPP_N | Kansas | 20 | Lyon | 111 | 20111 | 200.1 | 0 | 2019 | 9999 |  |  | N | Wind | [13 empty] | 0 | 0 | 0 | 0 | [11 empty] | Southern Power Co | 100 | Southern Co | 100
hydro | King Mill | 61000_G_1 | 61000 | G | 1 |  | Hydro |  | S_SOU | Georgia | 13 | Richmond | 245 | 13245 | 0.6 | 0 | 1944 | 9999 |  |  | N | Hydro | [13 empty] | 0 | 0 | 0 | 0 | [11 empty] | Augusta Canal Authority | 100 | Augusta Canal Authority | 100
hydro | King Mill | 61000_G_2 | 61000 | G | 2 |  | Hydro |  | S_SOU | Georgia | 13 | Richmond | 245 | 13245 | 1.4 | 0 | 1944 | 9999 |  |  | N | Hydro | [13 empty] | 0 | 0 | 0 | 0 | [11 empty] | Augusta Canal Authority | 100 | Augusta Canal Authority | 100
onshore wind | Cactus Flats Wind Energy Project | 61001_G_WT1 | 61001 | G | WT1 |  | Onshore Wind |  | ERC_WEST | Texas | 48 | Concho | 95 | 48095 | 150 | 0 | 2018 | 9999 |  |  | N | Wind | [13 empty] | 0 | 0 | 0 | 0 | [11 empty] | Cactus Flats Wind Energy LLC | 100 | Southern Co | 100
onshore wind | WED Portsmouth One, LLC | 61002_G_PORT1 | 61002 | G | PORT1 |  | Onshore Wind |  | NENGREST | Rhode Island | 44 | Newport | 5 | 44005 | 1.5 | 0 | 2016 | 9999 |  |  | N | Wind | [13 empty] | 0 | 0 | 0 | 0 | [11 empty] | Portsmouth (RI) (Town of) | 100 | Portsmouth (RI) (Town of) | 100
solar pv | Musgrave East Solar Farm | 61003_G_CMUSW | 61003 | G | CMUSW |  | Solar PV |  | NY_Z_C&E | New York | 36 | Cayuga | 11 | 36011 | 2 | 0 | 2016 | 9999 |  |  | N | Solar | [13 empty] | 0 | 0 | 0 | 0 | [11 empty] | Artemis Solar LLC | 100 | Artemis Solar LLC | 100
onshore wind | Whirlpool Corporation - Ottawa Wind Farm | 61004_G_W1 | 61004 | G | W1 |  | Onshore Wind |  | PJM_West | Ohio | 39 | Putnam | 137 | 39137 | 1.5 | 0 | 2018 | 9999 |  |  | N | Wind | [13 empty] | 0 | 0 | 0 | 0 | [11 empty] | OEE XXIV LLC | 100 | One Energy Capital Corp | 100
onshore wind | Whirlpool Corporation - Marion Wind Farm | 61005_G_W1 | 61005 | G | W1 |  | Onshore Wind |  | PJM_ATSI | Ohio | 39 | Marion | 101 | 39101 | 1.5 | 0 | 2017 | 9999 |  |  | N | Wind | [13 empty] | 0 | 0 | 0 | 0 | [11 empty] | OEE XXIII LLC | 100 | One Energy Capital Corp | 100
onshore wind | Whirlpool Corporation - Marion Wind Farm | 61005_G_W2 | 61005 | G | W2 |  | Onshore Wind |  | PJM_ATSI | Ohio | 39 | Marion | 101 | 39101 | 1.5 | 0 | 2017 | 9999 |  |  | N | Wind | [13 empty] | 0 | 0 | 0 | 0 | [11 empty] | OEE XXIII LLC | 100 | One Energy Capital Corp | 100
onshore wind | Whirlpool Corporation - Marion Wind Farm | 61005_G_W3 | 61005 | G | W3 |  | Onshore Wind |  | PJM_ATSI | Ohio | 39 | Marion | 101 | 39101 | 1.5 | 0 | 2017 | 9999 |  |  | N | Wind | [13 empty] | 0 | 0 | 0 | 0 | [11 empty] | OEE XXIII LLC | 100 | One Energy Capital Corp | 100
solar pv | SCDA Solar 1 | 61006_G_SCAIR | 61006 | G | SCAIR |  | Solar PV |  | WEC_BANC | California | 6 | Sacramento | 67 | 06067 | 7 | 0 | 2017 | 9999 |  |  | N | Solar | [13 empty] | 0 | 0 | 0 | 0 | [11 empty] | SCDA Solar 1 LLC | 100 | Scda Solar 1 LLC | 100
solar pv | Redbrook Community Solar 1 | 61007_G_REDBR | 61007 | G | REDBR |  | Solar PV |  | NENGREST | Massachusetts | 25 | Plymouth | 23 | 25023 | 4 | 0 | 2017 | 9999 |  |  | N | Solar | [13 empty] | 0 | 0 | 0 | 0 | [11 empty] | Redbrook Solar 1 LLC | 100 | Redbrook Solar 1 LLC | 100
solar pv | Brook Street Solar 1 CSG | 61008_G_BROOK | 61008 | G | BROOK |  | Solar PV |  | NENGREST | Massachusetts | 25 | Plymouth | 23 | 25023 | 5 | 0 | 2017 | 9999 |  |  | N | Solar | [13 empty] | 0 | 0 | 0 | 0 | [11 empty] | Brook Street Solar 1 LLC | 100 | NRG Energy Inc | 100
solar pv | Spring Street Solar 1 CSG | 61009_G_SPRIN | 61009 | G | SPRIN |  | Solar PV |  | NENGREST | Massachusetts | 25 | Plymouth | 23 | 25023 | 2 | 0 | 2017 | 9999 |  |  | N | Solar | [13 empty] | 0 | 0 | 0 | 0 | [11 empty] | Spring Street Solar 1 LLC | 100 | Global Infrastructure Partners | 100
solar pv | Bullock Road Solar 1 | 61010_G_BULLO | 61010 | G | BULLO |  | Solar PV |  | NENGREST | Massachusetts | 25 | Bristol | 5 | 25005 | 1.9 | 0 | 2018 | 9999 |  |  | N | Solar | [13 empty] | 0 | 0 | 0 | 0 | [11 empty] | Bullock Road Solar 1 LLC | 100 | NRG Energy Inc | 100
solar pv | Chestnut Solar | 61011_G_PV1 | 61011 | G | PV1 |  | Solar PV |  | PJM_Dom | North Carolina | 37 | Halifax | 83 | 37083 | 74.9 | 0 | 2019 | 9999 |  |  | N | Solar | [13 empty] | 0 | 0 | 0 | 0 | [11 empty] | Chestnut Solar LLC | 100 | Geenex LLC | 100
biomass | Mill Seat Renewable Energy Facility | 61012_G_GEN1 | 61012 | G | GEN1 |  | Landfill Gas |  | NY_Z_B | New York | 36 | Genesee | 37 | 36037 | 0.8 | 13500 | 2007 | 9999 |  |  | N | Landfill Gas | [13 empty] | 0.22117 | 0.22117 | 0.22117 | 0.22117 | [11 empty] | Waste Management Inc | 60 | Waste Management Inc | 60
biomass | Mill Seat Renewable Energy Facility | 61012_G_GEN2 | 61012 | G | GEN2 |  | Landfill Gas |  | NY_Z_B | New York | 36 | Genesee | 37 | 36037 | 0.8 | 13500 | 2007 | 9999 |  |  | N | Landfill Gas | [13 empty] | 0.22117 | 0.22117 | 0.22117 | 0.22117 | [11 empty] | Waste Management Inc | 60 | Waste Management Inc | 60
biomass | Mill Seat Renewable Energy Facility | 61012_G_GEN3 | 61012 | G | GEN3 |  | Landfill Gas |  | NY_Z_B | New York | 36 | Genesee | 37 | 36037 | 0.8 | 13500 | 2007 | 9999 |  |  | N | Landfill Gas | [13 empty] | 0.22117 | 0.22117 | 0.22117 | 0.22117 | [11 empty] | Waste Management Inc | 60 | Waste Management Inc | 60
biomass | Mill Seat Renewable Energy Facility | 61012_G_GEN4 | 61012 | G | GEN4 |  | Landfill Gas |  | NY_Z_B | New York | 36 | Genesee | 37 | 36037 | 0.8 | 13500 | 2007 | 9999 |  |  | N | Landfill Gas | [13 empty] | 0.22117 | 0.22117 | 0.22117 | 0.22117 | [11 empty] | Waste Management Inc | 60 | Waste Management Inc | 60
biomass | Mill Seat Renewable Energy Facility | 61012_G_GEN5 | 61012 | G | GEN5 |  | Landfill Gas |  | NY_Z_B | New York | 36 | Genesee | 37 | 36037 | 0.8 | 13500 | 2007 | 9999 |  |  | N | Landfill Gas | [13 empty] | 0.22117 | 0.22117 | 0.22117 | 0.22117 | [11 empty] | Waste Management Inc | 60 | Waste Management Inc | 60
biomass | Mill Seat Renewable Energy Facility | 61012_G_GEN6 | 61012 | G | GEN6 |  | Landfill Gas |  | NY_Z_B | New York | 36 | Genesee | 37 | 36037 | 0.8 | 13500 | 2007 | 9999 |  |  | N | Landfill Gas | [13 empty] | 0.22117 | 0.22117 | 0.22117 | 0.22117 | [11 empty] | Waste Management Inc | 60 | Waste Management Inc | 60
biomass | Mill Seat Renewable Energy Facility | 61012_G_GEN7 | 61012 | G | GEN7 |  | Landfill Gas |  | NY_Z_B | New York | 36 | Genesee | 37 | 36037 | 0.8 | 13500 | 2007 | 9999 |  |  | N | Landfill Gas | [13 empty] | 0.22117 | 0.22117 | 0.22117 | 0.22117 | [11 empty] | Waste Management Inc | 60 | Waste Management Inc | 60
biomass | Mill Seat Renewable Energy Facility | 61012_G_GEN8 | 61012 | G | GEN8 |  | Landfill Gas |  | NY_Z_B | New York | 36 | Genesee | 37 | 36037 | 0.8 | 13500 | 2007 | 9999 |  |  | N | Landfill Gas | [13 empty] | 0.22117 | 0.22117 | 0.22117 | 0.22117 | [11 empty] | Waste Management Inc | 60 | Waste Management Inc | 60
solar pv | Marin Clean Energy Solar One | 61013_G_MCES1 | 61013 | G | MCES1 |  | Solar PV |  | WEC_CALN | California | 6 | Contra Costa | 13 | 06013 | 10.5 | 0 | 2017 | 9999 |  |  | N | Solar | [13 empty] | 0 | 0 | 0 | 0 | [11 empty] | MCE Solar One LLC | 100 | FTP Power LLC | 100
solar pv | Musgrave West Solar Farm | 61015_G_CMUSW | 61015 | G | CMUSW |  | Solar PV |  | NY_Z_C&E | New York | 36 | Cayuga | 11 | 36011 | 2 | 0 | 2016 | 9999 |  |  | N | Solar | [13 empty] | 0 | 0 | 0 | 0 | [11 empty] | Artemis Solar LLC | 100 | Artemis Solar LLC | 100
solar pv | Stafford St Solar 1 CSG | 61016_G_STAF1 | 61016 | G | STAF1 |  | Solar PV |  | NENGREST | Massachusetts | 25 | Worcester | 27 | 25027 | 2 | 0 | 2017 | 9999 |  |  | N | Solar | [13 empty] | 0 | 0 | 0 | 0 | [11 empty] | Stafford St Solar 1 LLC | 100 | NRG Energy Inc | 100
solar pv | Stafford St 2 Community Solar | 61017_G_STAF2 | 61017 | G | STAF2 |  | Solar PV |  | NENGREST | Massachusetts | 25 | Worcester | 27 | 25027 | 1.9 | 0 | 2018 | 9999 |  |  | N | Solar | [13 empty] | 0 | 0 | 0 | 0 | [11 empty] | Stafford St Solar 2 LLC | 100 | NRG Energy Inc | 100
solar pv | Stafford St Solar 3 CSG | 61018_G_STAF3 | 61018 | G | STAF3 |  | Solar PV |  | NENGREST | Massachusetts | 25 | Worcester | 27 | 25027 | 1 | 0 | 2017 | 9999 |  |  | N | Solar | [13 empty] | 0 | 0 | 0 | 0 | [11 empty] | Stafford St Solar 3 LLC | 100 | NRG Energy Inc | 100
solar pv | Siler 421 Farm, LLC | 61019_G_SILER | 61019 | G | SILER |  | Solar PV |  | S_VACA | North Carolina | 37 | Chatham | 37 | 37037 | 4.9 | 0 | 2016 | 9999 |  |  | N | Solar | [13 empty] | 0 | 0 | 0 | 0 | [11 empty] | Siler 421 Farm LLC | 100 | Strata Solar LLC | 100
solar pv | Indian River Solar Center | 61020_G_1 | 61020 | G | 1 |  | Solar PV |  | FRCC | Florida | 12 | Indian River | 61 | 12061 | 74.9 | 0 | 2018 | 9999 |  |  | N | Solar | [13 empty] | 0 | 0 | 0 | 0 | [11 empty] | Florida Power & Light Co | 100 | NextEra Energy Inc | 100
solar pv | Horizon Solar Energy Center | 61021_G_1 | 61021 | G | 1 |  | Solar PV |  | FRCC | Florida | 12 | Putnam | 107 | 12107 | 74.9 | 0 | 2018 | 9999 |  |  | N | Solar | [13 empty] | 0 | 0 | 0 | 0 | [11 empty] | Florida Power & Light Co | 100 | NextEra Energy Inc | 100
solar pv | Coral Farms Solar Energy Center | 61022_G_1 | 61022 | G | 1 |  | Solar PV |  | FRCC | Florida | 12 | Putnam | 107 | 12107 | 74.9 | 0 | 2018 | 9999 |  |  | N | Solar | [13 empty] | 0 | 0 | 0 | 0 | [11 empty] | Florida Power & Light Co | 100 | NextEra Energy Inc | 100
solar pv | Hollyfield | 61023_G_1 | 61023 | G | 1 |  | Solar PV |  | PJM_Dom | Virginia | 51 | King William | 101 | 51101 | 6.8 | 0 | 2018 | 9999 |  |  | N | Solar | [13 empty] | 0 | 0 | 0 | 0 | [11 empty] | Virginia Electric & Power Co | 100 | Dominion Energy Inc | 100
solar pv | Hammock Solar | 61024_G_1 | 61024 | G | 1 |  | Solar PV |  | FRCC | Florida | 12 | Hendry | 51 | 12051 | 74.9 | 0 | 2018 | 9999 |  |  | N | Solar | [13 empty] | 0 | 0 | 0 | 0 | [11 empty] | Florida Power & Light Co | 100 | NextEra Energy Inc | 100
natural gas peaker | New York Presbyterian Hospital-168th St | 61026_G_GARG | 61026 | G | GARG |  | Combustion Turbine | IC Engine | NY_Z_J | New York | 36 | New York | 61 | 36061 | 0.1 | 13469 | 2000 | 9999 |  |  | N | Distillate Fuel Oil | [13 empty] | 1.6498 | 1.6498 | 1.6498 | 1.6498 | [11 empty] | New York Presbyterian Hospital | 100 | New York Presbyterian Healthcare System | 100
natural gas peaker | New York Presbyterian Hospital-168th St | 61026_G_MHB1 | 61026 | G | MHB1 |  | Combustion Turbine | IC Engine | NY_Z_J | New York | 36 | New York | 61 | 36061 | 2 | 13469 | 2000 | 9999 |  |  | N | Distillate Fuel Oil | [13 empty] | 0.47113 | 0.47113 | 0.47113 | 0.47113 | [11 empty] | New York Presbyterian Hospital | 100 | New York Presbyterian Healthcare System | 100
natural gas peaker | New York Presbyterian Hospital-168th St | 61026_G_MHB2 | 61026 | G | MHB2 |  | Combustion Turbine | IC Engine | NY_Z_J | New York | 36 | New York | 61 | 36061 | 1.4 | 13469 | 2000 | 9999 |  |  | N | Distillate Fuel Oil | [13 empty] | 0.47113 | 0.47113 | 0.47113 | 0.47113 | [11 empty] | New York Presbyterian Hospital | 100 | New York Presbyterian Healthcare System | 100
natural gas peaker | New York Presbyterian Hospital-168th St | 61026_G_MHB3 | 61026 | G | MHB3 |  | Combustion Turbine | IC Engine | NY_Z_J | New York | 36 | New York | 61 | 36061 | 1.4 | 13469 | 2000 | 9999 |  |  | N | Distillate Fuel Oil | [13 empty] | 0.47113 | 0.47113 | 0.47113 | 0.47113 | [11 empty] | New York Presbyterian Hospital | 100 | New York Presbyterian Healthcare System | 100
natural gas peaker | New York Presbyterian Hospital-168th St | 61026_G_CHNY1 | 61026 | G | CHNY1 |  | Combustion Turbine | IC Engine | NY_Z_J | New York | 36 | New York | 61 | 36061 | 2 | 13469 | 2003 | 9999 |  |  | N | Distillate Fuel Oil | [13 empty] | 0.47113 | 0.47113 | 0.47113 | 0.47113 | [11 empty] | New York Presbyterian Hospital | 100 | New York Presbyterian Healthcare System | 100
natural gas peaker | New York Presbyterian Hospital-168th St | 61026_G_CHNY2 | 61026 | G | CHNY2 |  | Combustion Turbine | IC Engine | NY_Z_J | New York | 36 | New York | 61 | 36061 | 2 | 13469 | 2003 | 9999 |  |  | N | Distillate Fuel Oil | [13 empty] | 0.47113 | 0.47113 | 0.47113 | 0.47113 | [11 empty] | New York Presbyterian Hospital | 100 | New York Presbyterian Healthcare System | 100
natural gas peaker | New York Presbyterian Hospital-168th St | 61026_G_MHB4 | 61026 | G | MHB4 |  | Combustion Turbine | IC Engine | NY_Z_J | New York | 36 | New York | 61 | 36061 | 1.5 | 13469 | 2008 | 9999 |  |  | N | Distillate Fuel Oil | [13 empty] | 0.47113 | 0.47113 | 0.47113 | 0.47113 | [11 empty] | New York Presbyterian Hospital | 100 | New York Presbyterian Healthcare System | 100
natural gas peaker | New York Presbyterian Hospital-168th St | 61026_G_MHB5 | 61026 | G | MHB5 |  | Combustion Turbine | IC Engine | NY_Z_J | New York | 36 | New York | 61 | 36061 | 1.5 | 13469 | 2008 | 9999 |  |  | N | Distillate Fuel Oil | [13 empty] | 0.47113 | 0.47113 | 0.47113 | 0.47113 | [11 empty] | New York Presbyterian Hospital | 100 | New York Presbyterian Healthcare System | 100
natural gas combined cycle | Hickory Run Energy Station | 61028_G_CTG1 | 61028 | G | CTG1 |  | Combined Cycle |  | PJM_ATSI | Pennsylvania | 42 | Lawrence | 73 | 42073 | 283 | 7050 | 2020 | 9999 |  |  | N | Natural Gas | [13 empty] | 0.011 | 0.011 | 0.011 | 0.011 | [11 empty] | Hickory Run Energy LLC | 100 | ITOCHU Corp | 100
natural gas combined cycle | Hickory Run Energy Station | 61028_G_CTG2 | 61028 | G | CTG2 |  | Combined Cycle |  | PJM_ATSI | Pennsylvania | 42 | Lawrence | 73 | 42073 | 283 | 7050 | 2020 | 9999 |  |  | N | Natural Gas | [13 empty] | 0.011 | 0.011 | 0.011 | 0.011 | [11 empty] | Hickory Run Energy LLC | 100 | ITOCHU Corp | 100
natural gas combined cycle | Hickory Run Energy Station | 61028_G_STG1 | 61028 | G | STG1 |  | Combined Cycle |  | PJM_ATSI | Pennsylvania | 42 | Lawrence | 73 | 42073 | 437 | 7050 | 2020 | 9999 |  |  | N | Natural Gas | [13 empty] | 0.011 | 0.011 | 0.011 | 0.011 | [11 empty] | Hickory Run Energy LLC | 100 | ITOCHU Corp | 100
solar pv | Blue Cypress Solar Energy Center | 61029_G_1 | 61029 | G | 1 |  | Solar PV |  | FRCC | Florida | 12 | Indian River | 61 | 12061 | 74.9 | 0 | 2018 | 9999 |  |  | N | Solar | [13 empty] | 0 | 0 | 0 | 0 | [11 empty] | Florida Power & Light Co | 100 | NextEra Energy Inc | 100
solar pv | Harford Solar Farm | 61030_G_CMUSW | 61030 | G | CMUSW |  | Solar PV |  | NY_Z_C&E | New York | 36 | Tompkins | 109 | 36109 | 2 | 0 | 2016 | 9999 |  |  | N | Solar | [13 empty] | 0 | 0 | 0 | 0 | [11 empty] | Laertes Solar LLC | 100 | Laertes Solar LLC | 100
solar pv | Floyd Road Solar Farm | 61031_G_PV1 | 61031 | G | PV1 |  | Solar PV |  | PJM_Dom | North Carolina | 37 | Northampton | 131 | 37131 | 5 | 0 | 2017 | 9999 |  |  | N | Solar | [13 empty] | 0 | 0 | 0 | 0 | [11 empty] | Floyd Road Solar Farm LLC | 100 | Floyd Road Solar Farm LLC | 100
natural gas combined cycle | Birdsboro Power | 61035_G_GEN1 | 61035 | G | GEN1 | 91213 | Combined Cycle |  | PJM_WMAC | Pennsylvania | 42 | Berks | 11 | 42011 | 476 | 7050 | 2019 | 9999 |  |  | N | Natural Gas |  |  |  | DLNB | SCR | [8 empty] | 0.0064519 | 0.0064519 | 0.0064519 | 0.0064519 | [11 empty] | Birdsboro Power LLC | 100 | EmberClear Corp | 100
solar pv | Apple Hill Solar | 61037_G_APPL | 61037 | G | APPL |  | Solar PV |  | NENGREST | Vermont | 50 | Bennington | 3 | 50003 | 2 | 0 | 2020 | 9999 |  |  | N | Solar | [13 empty] | 0 | 0 | 0 | 0 | [11 empty] | Apple Hill Solar LLC | 100 | Allco Renewable Energy Limited | 100
onshore wind | Deerfield Wind LLC | 61039_G_WT1 | 61039 | G | WT1 |  | Onshore Wind |  | NENGREST | Vermont | 50 | Bennington | 3 | 50003 | 30 | 0 | 2017 | 9999 |  |  | N | Wind | [13 empty] | 0 | 0 | 0 | 0 | [11 empty] | Deerfield Wind LLC | 100 | Iberdrola SA | 100
onshore wind | Twin Buttes II Wind | 61040_G_WT1 | 61040 | G | WT1 |  | Onshore Wind |  | WECC_CO | Colorado | 8 | Prowers | 99 | 08099 | 75 | 0 | 2017 | 9999 |  |  | N | Wind | [13 empty] | 0 | 0 | 0 | 0 | [11 empty] | Twin Buttes Wind II LLC | 100 | Iberdrola SA | 100
solar pv | Canandaigua Westbrook Solar Array | 61042_G_PV1 | 61042 | G | PV1 |  | Solar PV |  | NY_Z_C&E | New York | 36 | Ontario | 69 | 36069 | 1.6 | 0 | 2017 | 9999 |  |  | N | Solar | [13 empty] | 0 | 0 | 0 | 0 | [11 empty] | AEP OnSite Partners LLC | 100 | American Electric Power Co Inc | 100
solar pv | Canandaigua Solar Array | 61043_G_PV1 | 61043 | G | PV1 |  | Solar PV |  | NY_Z_C&E | New York | 36 | Ontario | 69 | 36069 | 2 | 0 | 2016 | 9999 |  |  | N | Solar | [13 empty] | 0 | 0 | 0 | 0 | [11 empty] | New Energy Equity | 100 | New Energy Equity | 100
onshore wind | La Joya NM | 61044_G_LAJ1 | 61044 | G | LAJ1 |  | Onshore Wind |  | WECC_NM | New Mexico | 35 | Torrance | 57 | 35057 | 165 | 0 | 2020 | 9999 |  |  | N | Wind | [13 empty] | 0 | 0 | 0 | 0 | [11 empty] | La Joya Wind LLC | 100 | Iberdrola SA | 100
onshore wind | Tatanka Ridge | 61046_G_WT1 | 61046 | G | WT1 |  | Onshore Wind |  | SPP_WAUE | South Dakota | 46 | Deuel | 39 | 46039 | 98 | 0 | 2019 | 9999 |  |  | N | Wind | [13 empty] | 0 | 0 | 0 | 0 | [11 empty] | Tatanka Ridge Wind LLC | 100 | Iberdrola SA | 100
onshore wind | Coyote Ridge | 61047_G_WT1 | 61047 | G | WT1 |  | Onshore Wind |  | MIS_MNWI | South Dakota | 46 | Brookings | 11 | 46011 | 98 | 0 | 2019 | 9999 |  |  | N | Wind | [13 empty] | 0 | 0 | 0 | 0 | [11 empty] | Coyote Ridge Wind LLC | 100 | WEC Energy Group Inc | 100
solar pv | Solar Star Oregon II | 61048_G_PV1 | 61048 | G | PV1 |  | Solar PV |  | WECC_PNW | Oregon | 41 | Crook | 13 | 41013 | 56 | 0 | 2017 | 9999 |  |  | N | Solar | [13 empty] | 0 | 0 | 0 | 0 | [11 empty] | Solar Star Oregon II LLC | 100 | SunPower Corp | 100
solar pv | Wildflower Solar Energy Center | 61050_G_1 | 61050 | G | 1 |  | Solar PV |  | FRCC | Florida | 12 | Desoto | 27 | 12027 | 74.9 | 0 | 2018 | 9999 |  |  | N | Solar | [13 empty] | 0 | 0 | 0 | 0 | [11 empty] | Florida Power & Light Co | 100 | NextEra Energy Inc | 100
solar pv | Barefoot Bay Solar Energy Center | 61051_G_1 | 61051 | G | 1 |  | Solar PV |  | FRCC | Florida | 12 | Brevard | 9 | 12009 | 74.9 | 0 | 2018 | 9999 |  |  | N | Solar | [13 empty] | 0 | 0 | 0 | 0 | [11 empty] | Florida Power & Light Co | 100 | NextEra Energy Inc | 100
solar pv | Loggerhead Solar Energy Center | 61052_G_1 | 61052 | G | 1 |  | Solar PV |  | FRCC | Florida | 12 | St Lucie | 111 | 12111 | 74.9 | 0 | 2018 | 9999 |  |  | N | Solar | [13 empty] | 0 | 0 | 0 | 0 | [11 empty] | Florida Power & Light Co | 100 | NextEra Energy Inc | 100
solar pv | Greenfield Solar Park | 61053_G_SGREE | 61053 | G | SGREE |  | Solar PV |  | MIS_INKY | Indiana | 18 | Hancock | 59 | 18059 | 2.8 | 0 | 2017 | 9999 |  |  | N | Solar | [13 empty] | 0 | 0 | 0 | 0 | [11 empty] | Indiana Municipal Power Agency | 100 | Indiana Municipal Power Agency | 100
solar pv | IMPA Anderson Solar Park 2 | 61054_G_SAND2 | 61054 | G | SAND2 |  | Solar PV |  | PJM_West | Indiana | 18 | Madison | 95 | 18095 | 8.1 | 0 | 2017 | 9999 |  |  | N | Solar | [13 empty] | 0 | 0 | 0 | 0 | [11 empty] | Indiana Municipal Power Agency | 100 | Indiana Municipal Power Agency | 100
solar pv | DG AMP Solar Front Royal | 61055_G_AMPFR | 61055 | G | AMPFR |  | Solar PV |  | PJM_AP | Virginia | 51 | Warren | 187 | 51187 | 2.5 | 0 | 2017 | 9999 |  |  | N | Solar | [13 empty] | 0 | 0 | 0 | 0 | [11 empty] | DG AMP Solar LLC | 100 | NextEra Energy Inc | 100
onshore wind | Seward Wind Farm | 61056_G_T1 | 61056 | G | T1 |  | Onshore Wind |  | SPP_NEBR | Nebraska | 31 | Seward | 159 | 31159 | 1.7 | 0 | 2017 | 9999 |  |  | N | Wind | [13 empty] | 0 | 0 | 0 | 0 | [11 empty] | Seward Wind LLC | 100 | Bluestem LLC | 100
solar pv | Kramer Solar CSG | 61058_G_0000B | 61058 | G | 0000B |  | Solar PV |  | MIS_MNWI | Minnesota | 27 | Renville | 129 | 27129 | 1 | 0 | 2017 | 9999 |  |  | N | Solar | [13 empty] | 0 | 0 | 0 | 0 | [11 empty] | ETCAP NES CS MN 12 LLC | 100 | Novel Energy Solutions | 100
solar pv | Kramer Solar CSG | 61058_G_KRAM2 | 61058 | G | KRAM2 |  | Solar PV |  | MIS_MNWI | Minnesota | 27 | Renville | 129 | 27129 | 1 | 0 | 2017 | 9999 |  |  | N | Solar | [13 empty] | 0 | 0 | 0 | 0 | [11 empty] | ETCAP NES CS MN 12 LLC | 100 | Novel Energy Solutions | 100
solar pv | Kramer Solar CSG | 61058_G_KRAM3 | 61058 | G | KRAM3 |  | Solar PV |  | MIS_MNWI | Minnesota | 27 | Renville | 129 | 27129 | 1 | 0 | 2017 | 9999 |  |  | N | Solar | [13 empty] | 0 | 0 | 0 | 0 | [11 empty] | ETCAP NES CS MN 12 LLC | 100 | Novel Energy Solutions | 100
solar pv | Novel OYA of Osakis CSG | 61059_G_0000G | 61059 | G | 0000G |  | Solar PV |  | MIS_MNWI | Minnesota | 27 | Douglas | 41 | 27041 | 5 | 0 | 2018 | 9999 |  |  | N | Solar | [13 empty] | 0 | 0 | 0 | 0 | [11 empty] | Novel Energy Solutions | 100 | Novel Energy Solutions | 100
solar pv | Novel - OYA of Mapleton CSG | 61060_G_0000I | 61060 | G | 0000I |  | Solar PV |  | MIS_MNWI | Minnesota | 27 | Blue Earth | 13 | 27013 | 3.5 | 0 | 2018 | 9999 |  |  | N | Solar | [13 empty] | 0 | 0 | 0 | 0 | [11 empty] | Novel Energy Solutions | 100 | Novel Energy Solutions | 100
onshore wind | Foundation CDCR LAC | 61066_G_WTG1 | 61066 | G | WTG1 |  | Onshore Wind |  | WEC_LADW | California | 6 | Los Angeles | 37 | 06037 | 1.9 | 0 | 2017 | 9999 |  |  | N | Wind | [13 empty] | 0 | 0 | 0 | 0 | [11 empty] | Foundation CA Fund VIII Owner LLC | 100 | Foundation Windpower | 100
onshore wind | Foundation Scheid Vineyards | 61067_G_WTG1 | 61067 | G | WTG1 |  | Onshore Wind |  | WEC_CALN | California | 6 | Monterey | 53 | 06053 | 1.9 | 0 | 2017 | 9999 |  |  | N | Wind | [13 empty] | 0 | 0 | 0 | 0 | [11 empty] | Foundation CA Fund VIII Manager LLC | 100 | Foundation Windpower | 100
solar pv | BWC Wading River One, Two, Three CSG | 61069_G_62381 | 61069 | G | 62381 |  | Solar PV |  | NENGREST | Massachusetts | 25 | Worcester | 27 | 25027 | 3 | 0 | 2017 | 9999 |  |  | N | Solar | [13 empty] | 0 | 0 | 0 | 0 | [11 empty] | BWC Wading River LLC | 100 | Bluewave Capital LLC | 100
onshore wind | Saratoga Wind Farm | 61070_G_SWE | 61070 | G | SWE |  | Onshore Wind |  | MIS_IA | Iowa | 19 | Howard | 89 | 19089 | 66 | 0 | 2019 | 9999 |  |  | N | Wind | [13 empty] | 0 | 0 | 0 | 0 | [11 empty] | Saratoga Wind Energy LLC | 100 | MGE Energy Inc | 100
solar pv | Lemond Solar | 61072_G_LEMND | 61072 | G | LEMND |  | Solar PV |  | MIS_MNWI | Minnesota | 27 | Steele | 147 | 27147 | 5 | 0 | 2017 | 9999 |  |  | N | Solar | [13 empty] | 0 | 0 | 0 | 0 | [11 empty] | Lemond Solar Center LLC | 100 | Coronal Group LLC | 100
solar pv | Pemberton Road I | 61073_G_PEMB1 | 61073 | G | PEMB1 |  | Solar PV |  | PJM_EMAC | New Jersey | 34 | Burlington | 5 | 34005 | 9.9 | 0 | 2017 | 9999 |  |  | N | Solar | [13 empty] | 0 | 0 | 0 | 0 | [11 empty] | NJR Clean Energy Ventures II Corp | 100 | New Jersey Resources Corp | 100
solar pv | Pemberton Road II | 61074_G_PEMB2 | 61074 | G | PEMB2 |  | Solar PV |  | PJM_EMAC | New Jersey | 34 | Burlington | 5 | 34005 | 9.9 | 0 | 2017 | 9999 |  |  | N | Solar | [13 empty] | 0 | 0 | 0 | 0 | [11 empty] | NJR Clean Energy Ventures II Corp | 100 | New Jersey Resources Corp | 100
onshore wind | Orient Wind Farm | 61077_G_1 | 61077 | G | 1 |  | Onshore Wind |  | MIS_MIDA | Iowa | 19 | Adair | 1 | 19001 | 102 | 0 | 2018 | 9999 |  |  | N | Wind | [13 empty] | 0 | 0 | 0 | 0 | [11 empty] | MidAmerican Energy Co | 100 | Berkshire Hathaway Inc | 100
onshore wind | Orient Wind Farm | 61077_G_2 | 61077 | G | 2 |  | Onshore Wind |  | MIS_MIDA | Iowa | 19 | Adair | 1 | 19001 | 398.8 | 0 | 2019 | 9999 |  |  | N | Wind | [13 empty] | 0 | 0 | 0 | 0 | [11 empty] | MidAmerican Energy Co | 100 | Berkshire Hathaway Inc | 100
onshore wind | Beaver Creek Wind | 61079_G_1 | 61079 | G | 1 |  | Onshore Wind |  | MIS_MIDA | Iowa | 19 | Boone | 15 | 19015 | 170 | 0 | 2017 | 9999 |  |  | N | Wind | [13 empty] | 0 | 0 | 0 | 0 | [11 empty] | MidAmerican Energy Co | 100 | Berkshire Hathaway Inc | 100
natural gas peaker | Sub 12 | 61080_G_IC1 | 61080 | G | IC1 |  | Combustion Turbine | IC Engine | FRCC | Florida | 12 | Leon | 73 | 12073 | 9.3 | 10745 | 2018 | 9999 |  |  | N | Natural Gas | [13 empty] | 1.061 | 1.061 | 1.061 | 1.061 | [11 empty] | Tallahassee FL (City of) | 100 | Tallahassee FL (City of) | 100
natural gas peaker | Sub 12 | 61080_G_IC2 | 61080 | G | IC2 |  | Combustion Turbine | IC Engine | FRCC | Florida | 12 | Leon | 73 | 12073 | 9.3 | 10745 | 2018 | 9999 |  |  | N | Natural Gas | [13 empty] | 1.061 | 1.061 | 1.061 | 1.061 | [11 empty] | Tallahassee FL (City of) | 100 | Tallahassee FL (City of) | 100
solar pv | Luning Energy | 61084_G_LNING | 61084 | G | LNING |  | Solar PV |  | WECC_NNV | Nevada | 32 | Mineral | 21 | 32021 | 50 | 0 | 2017 | 9999 |  |  | N | Solar | [13 empty] | 0 | 0 | 0 | 0 | [11 empty] | Luning Energy LLC | 100 | Luning Solar Energy LLC | 100
solar pv | Stone Solar | 61085_G_1 | 61085 | G | 1 |  | Solar PV |  | S_VACA | North Carolina | 37 | Robeson | 155 | 37155 | 5 | 0 | 2016 | 9999 |  |  | N | Solar | [13 empty] | 0 | 0 | 0 | 0 | [11 empty] | Stone Solar Farm LLC | 100 | Strata Solar LLC | 100
solar pv | Tripple State Farm | 61086_G_1 | 61086 | G | 1 |  | Solar PV |  | S_VACA | North Carolina | 37 | Iredell | 97 | 37097 | 5 | 0 | 2016 | 9999 |  |  | N | Solar | [13 empty] | 0 | 0 | 0 | 0 | [11 empty] | Tripple State Farm LLC | 100 | Strata Solar LLC | 100
solar pv | Wadesboro Farm 1 | 61087_G_1 | 61087 | G | 1 |  | Solar PV |  | S_VACA | North Carolina | 37 | Anson | 7 | 37007 | 5 | 0 | 2015 | 9999 |  |  | N | Solar | [13 empty] | 0 | 0 | 0 | 0 | [11 empty] | Solar Management Services LLC | 100 | Solar Management Services LLC | 100
solar pv | Delco Farm | 61088_G_1 | 61088 | G | 1 |  | Solar PV |  | S_VACA | North Carolina | 37 | Columbus | 47 | 37047 | 5 | 0 | 2016 | 9999 |  |  | N | Solar | [13 empty] | 0 | 0 | 0 | 0 | [11 empty] | Delco Farm LLC | 100 | Delco Farm LLC | 100
solar pv | Fisher Solar Farm - NC | 61089_G_1 | 61089 | G | 1 |  | Solar PV |  | S_VACA | North Carolina | 37 | Stanly | 167 | 37167 | 5 | 0 | 2015 | 9999 |  |  | N | Solar | [13 empty] | 0 | 0 | 0 | 0 | [11 empty] | Fisher Solar Farm LLC | 100 | Strata Solar LLC | 100
solar pv | Kinston Davis Farm | 61090_G_1 | 61090 | G | 1 |  | Solar PV |  | S_VACA | North Carolina | 37 | Lenoir | 107 | 37107 | 5 | 0 | 2015 | 9999 |  |  | N | Solar | [13 empty] | 0 | 0 | 0 | 0 | [11 empty] | Kinston Davis Farm LLC | 100 | Strata Solar LLC | 100
solar pv | Laurinburg Farm | 61091_G_1 | 61091 | G | 1 |  | Solar PV |  | S_VACA | North Carolina | 37 | Scotland | 165 | 37165 | 5 | 0 | 2015 | 9999 |  |  | N | Solar | [13 empty] | 0 | 0 | 0 | 0 | [11 empty] | Laurinburg Farm LLC | 100 | Strata Solar LLC | 100
solar pv | Independence Solar Farm | 61092_G_IPL1 | 61092 | G | IPL1 |  | Solar PV |  | SPP_N | Missouri | 29 | Jackson | 95 | 29095 | 3 | 0 | 2017 | 9999 |  |  | N | Solar | [13 empty] | 0 | 0 | 0 | 0 | [11 empty] | MC Power Companies Inc | 100 | MC Power Companies | 100
solar pv | Mills Anson Farm | 61093_G_1 | 61093 | G | 1 |  | Solar PV |  | S_VACA | North Carolina | 37 | Anson | 7 | 37007 | 5 | 0 | 2016 | 9999 |  |  | N | Solar | [13 empty] | 0 | 0 | 0 | 0 | [11 empty] | Mills Anson Farm LLC | 100 | Strata Solar LLC | 100
solar pv | Old Wire Farm | 61094_G_1 | 61094 | G | 1 |  | Solar PV |  | S_VACA | North Carolina | 37 | Scotland | 165 | 37165 | 5 | 0 | 2016 | 9999 |  |  | N | Solar | [13 empty] | 0 | 0 | 0 | 0 | [11 empty] | Old Wire Farm LLC | 100 | Strata Solar LLC | 100
solar pv | Railroad Farm 2 | 61095_G_1 | 61095 | G | 1 |  | Solar PV |  | S_VACA | North Carolina | 37 | Robeson | 155 | 37155 | 5 | 0 | 2014 | 9999 |  |  | N | Solar | [13 empty] | 0 | 0 | 0 | 0 | [11 empty] | Railroad Farm 2 LLC | 100 | Strata Solar LLC | 100
solar pv | Sampson Solar | 61096_G_1 | 61096 | G | 1 |  | Solar PV |  | S_VACA | North Carolina | 37 | Sampson | 163 | 37163 | 2 | 0 | 2015 | 9999 |  |  | N | Solar | [13 empty] | 0 | 0 | 0 | 0 | [11 empty] | Sampson Solar LLC | 100 | Solbridge Energy LLC | 100
solar pv | Syncarpha Freetown | 61097_G_SYNFR | 61097 | G | SYNFR |  | Solar PV |  | NENGREST | Massachusetts | 25 | Bristol | 5 | 25005 | 3.9 | 0 | 2016 | 9999 |  |  | N | Solar | [13 empty] | 0 | 0 | 0 | 0 | [11 empty] | Maries Way Solar I LLC | 100 | Maries Way Solar I LLC | 100
solar pv | Pima Community College - East Campus | 61104_G_PV1 | 61104 | G | PV1 |  | Solar PV |  | WECC_AZ | Arizona | 4 | Pima | 19 | 04019 | 1.3 | 0 | 2017 | 9999 |  |  | N | Solar | [13 empty] | 0 | 0 | 0 | 0 | [11 empty] | SolarCity Corp | 100 | Tesla Inc | 100
onshore wind | Pine River Wind Park | 61106_G_1 | 61106 | G | 1 |  | Onshore Wind |  | MIS_LMI | Michigan | 26 | Isabella | 73 | 26073 | 161.3 | 0 | 2019 | 9999 |  |  | N | Wind | [13 empty] | 0 | 0 | 0 | 0 | [11 empty] | Pine River Wind Energy LLC | 100 | Invenergy LLC | 100
0 | Vanadium Redox Flow Battery Plant | 61107_G_VRF | 61107 | G | VRF |  | Energy Storage |  | WEC_SDGE | California | 6 | San Diego | 73 | 06073 | 2 | 0 | 2017 | 9999 |  |  | N | Energy Storage | [13 empty] | 0 | 0 | 0 | 0 | [11 empty] | VRF Battery Plant | 100 | Sumitomo Corp | 100
solar pv | Manteca Land PV | 61115_G_MANT1 | 61115 | G | MANT1 |  | Solar PV |  | WEC_CALN | California | 6 | San Joaquin | 77 | 06077 | 1 | 0 | 2017 | 9999 |  |  | N | Solar | [13 empty] | 0 | 0 | 0 | 0 | [11 empty] | Manteca PV 1 LLC | 100 | Immodo Group | 100
solar pv | Delano Land 1 | 61116_G_DELA1 | 61116 | G | DELA1 |  | Solar PV |  | WECC_SCE | California | 6 | Kern | 29 | 06029 | 1 | 0 | 2017 | 9999 |  |  | N | Solar | [13 empty] | 0 | 0 | 0 | 0 | [11 empty] | Delano Land 1 LLC | 100 | Delano Land 1 LLC | 100
solar pv | Bakersfield PV 1 | 61117_G_BAKE1 | 61117 | G | BAKE1 |  | Solar PV |  | WECC_SCE | California | 6 | Kern | 29 | 06029 | 5.3 | 0 | 2017 | 9999 |  |  | N | Solar | [13 empty] | 0 | 0 | 0 | 0 | [11 empty] | Bakersfield PV I LLC | 100 | Immodo Group | 100
solar pv | Bakersfield Industrial PV 1 | 61118_G_BIND1 | 61118 | G | BIND1 |  | Solar PV |  | WECC_SCE | California | 6 | Kern | 29 | 06029 | 1 | 0 | 2017 | 9999 |  |  | N | Solar | [13 empty] | 0 | 0 | 0 | 0 | [11 empty] | Bakersfield Industrial PV 1 LLC | 100 | Bakersfield Industrial PV 1 LLC | 100
solar pv | Quichapa 1 | 61119_G_W5519 | 61119 | G | W5519 |  | Solar PV |  | WECC_UT | Utah | 49 | Iron | 21 | 49021 | 3 | 0 | 2016 | 9999 |  |  | N | Solar | [13 empty] | 0 | 0 | 0 | 0 | [11 empty] | Quichapa 1 LLC | 100 | RH Solar LLC | 100
solar pv | Quichapa 2 | 61120_G_W5520 | 61120 | G | W5520 |  | Solar PV |  | WECC_UT | Utah | 49 | Iron | 21 | 49021 | 3 | 0 | 2016 | 9999 |  |  | N | Solar | [13 empty] | 0 | 0 | 0 | 0 | [11 empty] | Quichapa 2 LLC | 100 | RH Solar LLC | 100
solar pv | Quichapa 3 | 61121_G_W5521 | 61121 | G | W5521 |  | Solar PV |  | WECC_UT | Utah | 49 | Iron | 21 | 49021 | 3 | 0 | 2016 | 9999 |  |  | N | Solar | [13 empty] | 0 | 0 | 0 | 0 | [11 empty] | Quichapa 3 LLC | 100 | RH Solar LLC | 100
solar pv | Elizabeth Mines Solar 1 | 61124_G_EMS1 | 61124 | G | EMS1 |  | Solar PV |  | NENGREST | Vermont | 50 | Orange | 17 | 50017 | 5 | 0 | 2017 | 9999 |  |  | N | Solar | [13 empty] | 0 | 0 | 0 | 0 | [11 empty] | Brightfields Development LLC | 60 | Brightfields Development LLC | 60
solar pv | Nebraska Valley Solar Farm | 61125_G_NVSF | 61125 | G | NVSF |  | Solar PV |  | NENGREST | Vermont | 50 | Lamoille | 15 | 50015 | 1 | 0 | 2016 | 9999 |  |  | N | Solar | [13 empty] | 0 | 0 | 0 | 0 | [11 empty] | Stowe VT (Town of) | 100 | Stowe VT (Town of) | 100
solar pv | Bedford Solar | 61126_G_12346 | 61126 | G | 12346 |  | Solar PV |  | PJM_West | Virginia | 51 | Bedford | 19 | 51019 | 3 | 0 | 2017 | 9999 |  |  | N | Solar | [13 empty] | 0 | 0 | 0 | 0 | [11 empty] | Bedford Solar LLC | 100 | Bedford Solar LLC | 100
solar pv | Gamble Solar | 61127_G_12348 | 61127 | G | 12348 |  | Solar PV |  | S_VACA | North Carolina | 37 | Rutherford | 161 | 37161 | 3 | 0 | 2019 | 9999 |  |  | N | Solar | [13 empty] | 0 | 0 | 0 | 0 | [11 empty] | Gamble Solar LLC | 100 | Gamble Solar LLC | 100
solar pv | Salisbury Solar | 61128_G_12349 | 61128 | G | 12349 |  | Solar PV |  | S_VACA | North Carolina | 37 | Rowan | 159 | 37159 | 3.8 | 0 | 2018 | 9999 |  |  | N | Solar | [13 empty] | 0 | 0 | 0 | 0 | [11 empty] | Salisbury Solar LLC | 100 | Salisbury Solar LLC | 100
solar pv | Wadesboro Solar | 61129_G_12347 | 61129 | G | 12347 |  | Solar PV |  | S_VACA | North Carolina | 37 | Anson | 7 | 37007 | 5 | 0 | 2017 | 9999 |  |  | N | Solar | [13 empty] | 0 | 0 | 0 | 0 | [11 empty] | Wadesboro Solar LLC | 100 | O2Energies | 100
solar pv | Tolson Solar | 61131_G_12345 | 61131 | G | 12345 |  | Solar PV |  | S_VACA | North Carolina | 37 | Edgecombe | 65 | 37065 | 3 | 0 | 2015 | 9999 |  |  | N | Solar | [13 empty] | 0 | 0 | 0 | 0 | [11 empty] | Tolson Solar LLC | 100 | Tolson Solar LLC | 100
solar pv | Phelps 158 Solar Farm | 61134_G_15800 | 61134 | G | 15800 |  | Solar PV |  | PJM_Dom | North Carolina | 37 | Northampton | 131 | 37131 | 5 | 0 | 2018 | 9999 |  |  | N | Solar | [13 empty] | 0 | 0 | 0 | 0 | [11 empty] | Phelps 158 Solar Farm LLC | 100 | Phelps 158 Solar Farm LLC | 100
solar pv | Lebanon Solar Farm (MO) | 61135_G_LSF1 | 61135 | G | LSF1 |  | Solar PV |  | SPP_N | Missouri | 29 | Laclede | 105 | 29105 | 2.5 | 0 | 2017 | 9999 |  |  | N | Solar | [13 empty] | 0 | 0 | 0 | 0 | [11 empty] | MCP Lebanon LLC | 100 | MC Power Companies | 100
solar pv | Armstrong Solar | 61138_G_0000A | 61138 | G | 0000A |  | Solar PV |  | MIS_MNWI | Minnesota | 27 | Pope | 121 | 27121 | 3 | 0 | 2018 | 9999 |  |  | N | Solar | [13 empty] | 0 | 0 | 0 | 0 | [11 empty] | Novel Energy Solutions | 100 | Novel Energy Solutions | 100
solar pv | Marmas Solar CSG | 61139_G_MARM2 | 61139 | G | MARM2 |  | Solar PV |  | MIS_MNWI | Minnesota | 27 | Sherburne | 141 | 27141 | 1 | 0 | 2018 | 9999 |  |  | N | Solar | [13 empty] | 0 | 0 | 0 | 0 | [11 empty] | ETCAP NES CS MN 03 LLC | 100 | Novel Energy Solutions | 100
solar pv | Marmas Solar CSG | 61139_G_MARM3 | 61139 | G | MARM3 |  | Solar PV |  | MIS_MNWI | Minnesota | 27 | Sherburne | 141 | 27141 | 1 | 0 | 2018 | 9999 |  |  | N | Solar | [13 empty] | 0 | 0 | 0 | 0 | [11 empty] | ETCAP NES CS MN 03 LLC | 100 | Novel Energy Solutions | 100
solar pv | Marmas Solar CSG | 61139_G_MARM4 | 61139 | G | MARM4 |  | Solar PV |  | MIS_MNWI | Minnesota | 27 | Sherburne | 141 | 27141 | 1 | 0 | 2018 | 9999 |  |  | N | Solar | [13 empty] | 0 | 0 | 0 | 0 | [11 empty] | ETCAP NES CS MN 03 LLC | 100 | Novel Energy Solutions | 100
solar pv | Marmas Solar CSG | 61139_G_MARM5 | 61139 | G | MARM5 |  | Solar PV |  | MIS_MNWI | Minnesota | 27 | Sherburne | 141 | 27141 | 1 | 0 | 2018 | 9999 |  |  | N | Solar | [13 empty] | 0 | 0 | 0 | 0 | [11 empty] | ETCAP NES CS MN 03 LLC | 100 | Novel Energy Solutions | 100
solar pv | CF Novel Solar CSG Gardens Two, LLC | 61140_G_0000D | 61140 | G | 0000D |  | Solar PV |  | MIS_MNWI | Minnesota | 27 | Faribault | 43 | 27043 | 1.8 | 0 | 2017 | 9999 |  |  | N | Solar | [13 empty] | 0 | 0 | 0 | 0 | [11 empty] | Novel Energy Solutions | 100 | Novel Energy Solutions | 100
solar pv | CF Novel Solar CSG Gardens Eleven, LLC | 61141_G_0000F | 61141 | G | 0000F |  | Solar PV |  | MIS_MNWI | Minnesota | 27 | Blue Earth | 13 | 27013 | 3 | 0 | 2017 | 9999 |  |  | N | Solar | [13 empty] | 0 | 0 | 0 | 0 | [11 empty] | Novel Energy Solutions | 100 | Novel Energy Solutions | 100
solar pv | WasecaSun | 61142_G_0000H | 61142 | G | 0000H |  | Solar PV |  | MIS_MNWI | Minnesota | 27 | Waseca | 161 | 27161 | 3.4 | 0 | 2018 | 9999 |  |  | N | Solar | [13 empty] | 0 | 0 | 0 | 0 | [11 empty] | ETCAP NES CS MN 06 LLC | 100 | Novel Energy Solutions | 100
solar pv | WasecaSun | 61142_G_WASE2 | 61142 | G | WASE2 |  | Solar PV |  | MIS_MNWI | Minnesota | 27 | Waseca | 161 | 27161 | 1 | 0 | 2018 | 9999 |  |  | N | Solar | [13 empty] | 0 | 0 | 0 | 0 | [11 empty] | ETCAP NES CS MN 06 LLC | 100 | Novel Energy Solutions | 100
solar pv | WasecaSun | 61142_G_WASE3 | 61142 | G | WASE3 |  | Solar PV |  | MIS_MNWI | Minnesota | 27 | Waseca | 161 | 27161 | 1 | 0 | 2018 | 9999 |  |  | N | Solar | [13 empty] | 0 | 0 | 0 | 0 | [11 empty] | ETCAP NES CS MN 06 LLC | 100 | Novel Energy Solutions | 100
solar pv | WasecaSun | 61142_G_WASE4 | 61142 | G | WASE4 |  | Solar PV |  | MIS_MNWI | Minnesota | 27 | Waseca | 161 | 27161 | 1 | 0 | 2018 | 9999 |  |  | N | Solar | [13 empty] | 0 | 0 | 0 | 0 | [11 empty] | ETCAP NES CS MN 06 LLC | 100 | Novel Energy Solutions | 100
solar pv | WasecaSun | 61142_G_WASE5 | 61142 | G | WASE5 |  | Solar PV |  | MIS_MNWI | Minnesota | 27 | Waseca | 161 | 27161 | 1 | 0 | 2018 | 9999 |  |  | N | Solar | [13 empty] | 0 | 0 | 0 | 0 | [11 empty] | ETCAP NES CS MN 06 LLC | 100 | Novel Energy Solutions | 100
biomass | Brown County LFGTE Power Station | 61145_G_GM01 | 61145 | G | GM01 |  | Landfill Gas |  | PJM_West | Ohio | 39 | Brown | 15 | 39015 | 1.5 | 13500 | 2017 | 9999 |  |  | N | Landfill Gas | [13 empty] | 0.15345 | 0.15345 | 0.15345 | 0.15345 | [11 empty] | Bio Energy (Ohio III) LLC | 100 | Energy Developments | 100
biomass | Brown County LFGTE Power Station | 61145_G_GM02 | 61145 | G | GM02 |  | Landfill Gas |  | PJM_West | Ohio | 39 | Brown | 15 | 39015 | 1.5 | 13500 | 2017 | 9999 |  |  | N | Landfill Gas | [13 empty] | 0.16838 | 0.16838 | 0.16838 | 0.16838 | [11 empty] | Bio Energy (Ohio III) LLC | 100 | Energy Developments | 100
biomass | Brown County LFGTE Power Station | 61145_G_GM03 | 61145 | G | GM03 |  | Landfill Gas |  | PJM_West | Ohio | 39 | Brown | 15 | 39015 | 1.5 | 13500 | 2017 | 9999 |  |  | N | Landfill Gas | [13 empty] | 0.16618 | 0.16618 | 0.16618 | 0.16618 | [11 empty] | Bio Energy (Ohio III) LLC | 100 | Energy Developments | 100
solar pv | Intel Folsom Phase 3 | 61152_G_PV1 | 61152 | G | PV1 |  | Solar PV |  | WEC_BANC | California | 6 | Sacramento | 67 | 06067 | 5.2 | 0 | 2016 | 9999 |  |  | N | Solar | [13 empty] | 0 | 0 | 0 | 0 | [11 empty] | Intel Corp | 100 | Intel Corp | 100
0 | AT&T Holger | 61153_G_AT057 | 61153 | G | AT057 |  | Fuel Cell |  | WEC_CALN | California | 6 | Santa Clara | 85 | 06085 | 1.3 | 6496 | 2016 | 9999 |  |  | N | Natural Gas | [13 empty] | 0 | 0 | 0 | 0 | [11 empty] | Bloom Energy Corp | 100 | Bloom Energy Corp | 100
0 | AT&T Anaheim | 61154_G_AT058 | 61154 | G | AT058 |  | Fuel Cell |  | WECC_SCE | California | 6 | Orange | 59 | 06059 | 1.3 | 6515 | 2016 | 9999 |  |  | N | Natural Gas | [13 empty] | 0 | 0 | 0 | 0 | [11 empty] | Bloom Energy Corp | 100 | Bloom Energy Corp | 100
onshore wind | Big Timber Wind Farm | 61155_G_BT-MT | 61155 | G | BT-MT |  | Onshore Wind |  | WECC_MT | Montana | 30 | Sweet Grass | 97 | 30097 | 25 | 0 | 2018 | 9999 |  |  | N | Wind | [13 empty] | 0 | 0 | 0 | 0 | [11 empty] | Big Timber Wind LLC | 100 | Big Timber Wind LLC | 100
solar pv | St. Pauls Solar 2 | 61156_G_STPAU | 61156 | G | STPAU |  | Solar PV |  | S_VACA | North Carolina | 37 | Robeson | 155 | 37155 | 5 | 0 | 2017 | 9999 |  |  | N | Solar | [13 empty] | 0 | 0 | 0 | 0 | [11 empty] | St Pauls Solar 2 LLC | 100 | Capital Dynamics | 100
solar pv | Boaz Farm Solar | 61157_G_BOAZF | 61157 | G | BOAZF |  | Solar PV |  | S_VACA | North Carolina | 37 | Lee | 105 | 37105 | 5 | 0 | 2017 | 9999 |  |  | N | Solar | [13 empty] | 0 | 0 | 0 | 0 | [11 empty] | Boaz Farm Solar LLC | 100 | Cypress Creek Holdings LLC | 100
solar pv | Bizzell Church Solar 2 | 61158_G_BIZZE | 61158 | G | BIZZE |  | Solar PV |  | S_VACA | North Carolina | 37 | Johnston | 101 | 37101 | 5 | 0 | 2017 | 9999 |  |  | N | Solar | [13 empty] | 0 | 0 | 0 | 0 | [11 empty] | Bizzell Church Solar 2 LLC | 100 | Pine Gate Development | 100
solar pv | MILL SOLAR 1 | 61160_G_MILL1 | 61160 | G | MILL1 |  | Solar PV |  | S_VACA | North Carolina | 37 | Iredell | 97 | 37097 | 1.4 | 0 | 2015 | 9999 |  |  | N | Solar | [13 empty] | 0 | 0 | 0 | 0 | [11 empty] | Mill Solar I LLC | 100 | Concord Global Trading Inc | 100
onshore wind | Broadlands Wind Farm | 61161_G_GEN01 | 61161 | G | GEN01 |  | Onshore Wind |  | MIS_IL | Illinois | 17 | Douglas | 41 | 17041 | 300 | 0 | 2019 | 9999 |  |  | N | Wind | [13 empty] | 0 | 0 | 0 | 0 | [11 empty] | Broadlands Wind Farm LLC | 100 | Energias de Portugal SA | 100
solar pv | RB Manufacturing LLC Belle Mead NJ | 61162_G_RBBM | 61162 | G | RBBM |  | Solar PV |  | PJM_EMAC | New Jersey | 34 | Somerset | 35 | 34035 | 1.5 | 0 | 2016 | 9999 |  |  | N | Solar | [13 empty] | 0 | 0 | 0 | 0 | [11 empty] | RB Manufacturing LLC | 100 | RB Manufacturing LLC | 100
solar pv | Onset East Community Solar Facility | 61163_G_ONSE | 61163 | G | ONSE |  | Solar PV |  | NENGREST | Massachusetts | 25 | Plymouth | 23 | 25023 | 1 | 0 | 2016 | 9999 |  |  | N | Solar | [13 empty] | 0 | 0 | 0 | 0 | [11 empty] | BCC Solar III LLC | 100 | BCC Solar III LLC | 100
solar pv | Onset West Community Solar Facility | 61164_G_ONSW | 61164 | G | ONSW |  | Solar PV |  | NENGREST | Massachusetts | 25 | Plymouth | 23 | 25023 | 1 | 0 | 2016 | 9999 |  |  | N | Solar | [13 empty] | 0 | 0 | 0 | 0 | [11 empty] | BCC Solar III LLC | 100 | BCC Solar III LLC | 100
solar pv | Columbus Solar Project | 61165_G_88029 | 61165 | G | 88029 |  | Solar PV |  | WECC_NM | New Mexico | 35 | Luna | 29 | 35029 | 1.9 | 0 | 2017 | 9999 |  |  | N | Solar | [13 empty] | 0 | 0 | 0 | 0 | [11 empty] | Columbus Solar Project | 100 | Columbus Solar Project | 100
solar pv | IKEA Miami 327 | 61173_G_PV | 61173 | G | PV |  | Solar PV |  | FRCC | Florida | 12 | Miami Dade | 86 | 12086 | 1 | 0 | 2015 | 9999 |  |  | N | Solar | [13 empty] | 0 | 0 | 0 | 0 | [11 empty] | IKEA Group | 100 | Ikea Systems BV | 100
solar pv | Taurus Community Solar | 61174_G_ETCS1 | 61174 | G | ETCS1 |  | Solar PV |  | MIS_MNWI | Minnesota | 27 | Chippewa | 23 | 27023 | 0.9 | 0 | 2018 | 9999 |  |  | N | Solar | [13 empty] | 0 | 0 | 0 | 0 | [11 empty] | Taurus Community Solar | 100 | Taurus Community Solar | 100
solar pv | Taurus Community Solar | 61174_G_ETCS2 | 61174 | G | ETCS2 |  | Solar PV |  | MIS_MNWI | Minnesota | 27 | Chippewa | 23 | 27023 | 0.9 | 0 | 2018 | 9999 |  |  | N | Solar | [13 empty] | 0 | 0 | 0 | 0 | [11 empty] | Taurus Community Solar | 100 | Taurus Community Solar | 100
solar pv | Taurus Community Solar | 61174_G_ETCS3 | 61174 | G | ETCS3 |  | Solar PV |  | MIS_MNWI | Minnesota | 27 | Chippewa | 23 | 27023 | 0.9 | 0 | 2018 | 9999 |  |  | N | Solar | [13 empty] | 0 | 0 | 0 | 0 | [11 empty] | Taurus Community Solar | 100 | Taurus Community Solar | 100
solar pv | Taurus Community Solar | 61174_G_ETCS4 | 61174 | G | ETCS4 |  | Solar PV |  | MIS_MNWI | Minnesota | 27 | Chippewa | 23 | 27023 | 0.9 | 0 | 2018 | 9999 |  |  | N | Solar | [13 empty] | 0 | 0 | 0 | 0 | [11 empty] | Taurus Community Solar | 100 | Taurus Community Solar | 100
solar pv | Pegasus Community Solar | 61175_G_CPCS1 | 61175 | G | CPCS1 |  | Solar PV |  | MIS_MNWI | Minnesota | 27 | Stearns | 145 | 27145 | 0.9 | 0 | 2017 | 9999 |  |  | N | Solar | [13 empty] | 0 | 0 | 0 | 0 | [11 empty] | Pegasus Community Solar | 100 | Pegasus Community Solar | 100
solar pv | Pegasus Community Solar | 61175_G_CPCS2 | 61175 | G | CPCS2 |  | Solar PV |  | MIS_MNWI | Minnesota | 27 | Stearns | 145 | 27145 | 0.9 | 0 | 2017 | 9999 |  |  | N | Solar | [13 empty] | 0 | 0 | 0 | 0 | [11 empty] | Pegasus Community Solar | 100 | Pegasus Community Solar | 100
solar pv | Antares Community Solar | 61176_G_FACS1 | 61176 | G | FACS1 |  | Solar PV |  | MIS_MNWI | Minnesota | 27 | Lyon | 83 | 27083 | 0.9 | 0 | 2018 | 9999 |  |  | N | Solar | [13 empty] | 0 | 0 | 0 | 0 | [11 empty] | Antares Community Solar Gardens LLC | 100 | Berkshire Hathaway Inc | 100
solar pv | Antares Community Solar | 61176_G_FACS2 | 61176 | G | FACS2 |  | Solar PV |  | MIS_MNWI | Minnesota | 27 | Lyon | 83 | 27083 | 0.9 | 0 | 2018 | 9999 |  |  | N | Solar | [13 empty] | 0 | 0 | 0 | 0 | [11 empty] | Antares Community Solar Gardens LLC | 100 | Berkshire Hathaway Inc | 100
solar pv | Antares Community Solar | 61176_G_FACS3 | 61176 | G | FACS3 |  | Solar PV |  | MIS_MNWI | Minnesota | 27 | Lyon | 83 | 27083 | 0.9 | 0 | 2018 | 9999 |  |  | N | Solar | [13 empty] | 0 | 0 | 0 | 0 | [11 empty] | Antares Community Solar Gardens LLC | 100 | Berkshire Hathaway Inc | 100
solar pv | Corvus Community Solar | 61177_G_GCCS1 | 61177 | G | GCCS1 |  | Solar PV |  | MIS_MNWI | Minnesota | 27 | Blue Earth | 13 | 27013 | 0.9 | 0 | 2018 | 9999 |  |  | N | Solar | [13 empty] | 0 | 0 | 0 | 0 | [11 empty] | Corvus Community Solar Gardens LLC | 100 | Berkshire Hathaway Inc | 100
solar pv | Corvus Community Solar | 61177_G_GCCS2 | 61177 | G | GCCS2 |  | Solar PV |  | MIS_MNWI | Minnesota | 27 | Blue Earth | 13 | 27013 | 0.9 | 0 | 2018 | 9999 |  |  | N | Solar | [13 empty] | 0 | 0 | 0 | 0 | [11 empty] | Corvus Community Solar Gardens LLC | 100 | Berkshire Hathaway Inc | 100
solar pv | Corvus Community Solar | 61177_G_GCCS3 | 61177 | G | GCCS3 |  | Solar PV |  | MIS_MNWI | Minnesota | 27 | Blue Earth | 13 | 27013 | 0.9 | 0 | 2018 | 9999 |  |  | N | Solar | [13 empty] | 0 | 0 | 0 | 0 | [11 empty] | Corvus Community Solar Gardens LLC | 100 | Berkshire Hathaway Inc | 100
solar pv | Corvus Community Solar | 61177_G_GCCS4 | 61177 | G | GCCS4 |  | Solar PV |  | MIS_MNWI | Minnesota | 27 | Blue Earth | 13 | 27013 | 0.9 | 0 | 2018 | 9999 |  |  | N | Solar | [13 empty] | 0 | 0 | 0 | 0 | [11 empty] | Corvus Community Solar Gardens LLC | 100 | Berkshire Hathaway Inc | 100
solar pv | Corvus Community Solar | 61177_G_GCCS5 | 61177 | G | GCCS5 |  | Solar PV |  | MIS_MNWI | Minnesota | 27 | Blue Earth | 13 | 27013 | 0.9 | 0 | 2018 | 9999 |  |  | N | Solar | [13 empty] | 0 | 0 | 0 | 0 | [11 empty] | Corvus Community Solar Gardens LLC | 100 | Berkshire Hathaway Inc | 100
solar pv | Capella Community Solar | 61178_G_HCCS1 | 61178 | G | HCCS1 |  | Solar PV |  | MIS_MNWI | Minnesota | 27 | Pipestone | 117 | 27117 | 0.9 | 0 | 2017 | 9999 |  |  | N | Solar | [13 empty] | 0 | 0 | 0 | 0 | [11 empty] | Capella Community Solar Gardens LLC | 100 | Rahn Group | 100
solar pv | Capella Community Solar | 61178_G_HCCS2 | 61178 | G | HCCS2 |  | Solar PV |  | MIS_MNWI | Minnesota | 27 | Pipestone | 117 | 27117 | 0.9 | 0 | 2017 | 9999 |  |  | N | Solar | [13 empty] | 0 | 0 | 0 | 0 | [11 empty] | Capella Community Solar Gardens LLC | 100 | Rahn Group | 100
solar pv | Capella Community Solar | 61178_G_HCCS3 | 61178 | G | HCCS3 |  | Solar PV |  | MIS_MNWI | Minnesota | 27 | Pipestone | 117 | 27117 | 0.9 | 0 | 2017 | 9999 |  |  | N | Solar | [13 empty] | 0 | 0 | 0 | 0 | [11 empty] | Capella Community Solar Gardens LLC | 100 | Rahn Group | 100
solar pv | Capella Community Solar | 61178_G_HCCS4 | 61178 | G | HCCS4 |  | Solar PV |  | MIS_MNWI | Minnesota | 27 | Pipestone | 117 | 27117 | 0.9 | 0 | 2017 | 9999 |  |  | N | Solar | [13 empty] | 0 | 0 | 0 | 0 | [11 empty] | Capella Community Solar Gardens LLC | 100 | Rahn Group | 100
solar pv | Capella Community Solar | 61178_G_HCCS5 | 61178 | G | HCCS5 |  | Solar PV |  | MIS_MNWI | Minnesota | 27 | Pipestone | 117 | 27117 | 0.9 | 0 | 2017 | 9999 |  |  | N | Solar | [13 empty] | 0 | 0 | 0 | 0 | [11 empty] | Capella Community Solar Gardens LLC | 100 | Rahn Group | 100
solar pv | Carina Community Solar | 61179_G_JCCS1 | 61179 | G | JCCS1 |  | Solar PV |  | MIS_MNWI | Minnesota | 27 | Wabasha | 157 | 27157 | 0.9 | 0 | 2018 | 9999 |  |  | N | Solar | [13 empty] | 0 | 0 | 0 | 0 | [11 empty] | Carina Community Solar | 100 | Rahn Group | 100
solar pv | Carina Community Solar | 61179_G_JCCS2 | 61179 | G | JCCS2 |  | Solar PV |  | MIS_MNWI | Minnesota | 27 | Wabasha | 157 | 27157 | 0.9 | 0 | 2018 | 9999 |  |  | N | Solar | [13 empty] | 0 | 0 | 0 | 0 | [11 empty] | Carina Community Solar | 100 | Rahn Group | 100
solar pv | Carina Community Solar | 61179_G_JCCS3 | 61179 | G | JCCS3 |  | Solar PV |  | MIS_MNWI | Minnesota | 27 | Wabasha | 157 | 27157 | 0.9 | 0 | 2018 | 9999 |  |  | N | Solar | [13 empty] | 0 | 0 | 0 | 0 | [11 empty] | Carina Community Solar | 100 | Rahn Group | 100
solar pv | Carina Community Solar | 61179_G_JCCS4 | 61179 | G | JCCS4 |  | Solar PV |  | MIS_MNWI | Minnesota | 27 | Wabasha | 157 | 27157 | 0.9 | 0 | 2018 | 9999 |  |  | N | Solar | [13 empty] | 0 | 0 | 0 | 0 | [11 empty] | Carina Community Solar | 100 | Rahn Group | 100
solar pv | Caelum Community Solar | 61180_G_PCCS1 | 61180 | G | PCCS1 |  | Solar PV |  | MIS_MNWI | Minnesota | 27 | Benton | 9 | 27009 | 0.9 | 0 | 2017 | 9999 |  |  | N | Solar | [13 empty] | 0 | 0 | 0 | 0 | [11 empty] | Caelum Community Solar Gardens LLC | 100 | Berkshire Hathaway Inc | 100
solar pv | Caelum Community Solar | 61180_G_PCCS2 | 61180 | G | PCCS2 |  | Solar PV |  | MIS_MNWI | Minnesota | 27 | Benton | 9 | 27009 | 0.9 | 0 | 2017 | 9999 |  |  | N | Solar | [13 empty] | 0 | 0 | 0 | 0 | [11 empty] | Caelum Community Solar Gardens LLC | 100 | Berkshire Hathaway Inc | 100
solar pv | Andromeda Community Solar | 61181_G_OACS1 | 61181 | G | OACS1 |  | Solar PV |  | MIS_MNWI | Minnesota | 27 | McLeod | 85 | 27085 | 0.9 | 0 | 2017 | 9999 |  |  | N | Solar | [13 empty] | 0 | 0 | 0 | 0 | [11 empty] | Andromeda Community Solar Garden LLC | 100 | Rahn Group | 100
solar pv | Andromeda Community Solar | 61181_G_OACS2 | 61181 | G | OACS2 |  | Solar PV |  | MIS_MNWI | Minnesota | 27 | McLeod | 85 | 27085 | 0.9 | 0 | 2017 | 9999 |  |  | N | Solar | [13 empty] | 0 | 0 | 0 | 0 | [11 empty] | Andromeda Community Solar Garden LLC | 100 | Rahn Group | 100
solar pv | Andromeda Community Solar | 61181_G_OACS3 | 61181 | G | OACS3 |  | Solar PV |  | MIS_MNWI | Minnesota | 27 | McLeod | 85 | 27085 | 0.9 | 0 | 2017 | 9999 |  |  | N | Solar | [13 empty] | 0 | 0 | 0 | 0 | [11 empty] | Andromeda Community Solar Garden LLC | 100 | Rahn Group | 100
solar pv | Andromeda Community Solar | 61181_G_OACS4 | 61181 | G | OACS4 |  | Solar PV |  | MIS_MNWI | Minnesota | 27 | McLeod | 85 | 27085 | 0.9 | 0 | 2017 | 9999 |  |  | N | Solar | [13 empty] | 0 | 0 | 0 | 0 | [11 empty] | Andromeda Community Solar Garden LLC | 100 | Rahn Group | 100
solar pv | Andromeda Community Solar | 61181_G_OACS5 | 61181 | G | OACS5 |  | Solar PV |  | MIS_MNWI | Minnesota | 27 | McLeod | 85 | 27085 | 0.9 | 0 | 2017 | 9999 |  |  | N | Solar | [13 empty] | 0 | 0 | 0 | 0 | [11 empty] | Andromeda Community Solar Garden LLC | 100 | Rahn Group | 100
solar pv | Lyra Community Solar | 61182_G_RLCS1 | 61182 | G | RLCS1 |  | Solar PV |  | MIS_MNWI | Minnesota | 27 | Le Sueur | 79 | 27079 | 0.9 | 0 | 2018 | 9999 |  |  | N | Solar | [13 empty] | 0 | 0 | 0 | 0 | [11 empty] | Lyra Community Solar | 100 | Lyra Community Solar | 100
solar pv | Lyra Community Solar | 61182_G_RLCS2 | 61182 | G | RLCS2 |  | Solar PV |  | MIS_MNWI | Minnesota | 27 | Le Sueur | 79 | 27079 | 0.9 | 0 | 2018 | 9999 |  |  | N | Solar | [13 empty] | 0 | 0 | 0 | 0 | [11 empty] | Lyra Community Solar | 100 | Lyra Community Solar | 100
solar pv | Lyra Community Solar | 61182_G_RLCS3 | 61182 | G | RLCS3 |  | Solar PV |  | MIS_MNWI | Minnesota | 27 | Le Sueur | 79 | 27079 | 0.9 | 0 | 2018 | 9999 |  |  | N | Solar | [13 empty] | 0 | 0 | 0 | 0 | [11 empty] | Lyra Community Solar | 100 | Lyra Community Solar | 100
solar pv | Argo Navis Community Solar | 61183_G_UACS1 | 61183 | G | UACS1 |  | Solar PV |  | MIS_MNWI | Minnesota | 27 | Washington | 163 | 27163 | 0.9 | 0 | 2018 | 9999 |  |  | N | Solar | [13 empty] | 0 | 0 | 0 | 0 | [11 empty] | Argo Navis Community Solar Gardens LLC | 100 | Berkshire Hathaway Inc | 100
solar pv | Argo Navis Community Solar | 61183_G_UACS2 | 61183 | G | UACS2 |  | Solar PV |  | MIS_MNWI | Minnesota | 27 | Washington | 163 | 27163 | 0.9 | 0 | 2018 | 9999 |  |  | N | Solar | [13 empty] | 0 | 0 | 0 | 0 | [11 empty] | Argo Navis Community Solar Gardens LLC | 100 | Berkshire Hathaway Inc | 100
solar pv | Argo Navis Community Solar | 61183_G_UACS3 | 61183 | G | UACS3 |  | Solar PV |  | MIS_MNWI | Minnesota | 27 | Washington | 163 | 27163 | 0.9 | 0 | 2018 | 9999 |  |  | N | Solar | [13 empty] | 0 | 0 | 0 | 0 | [11 empty] | Argo Navis Community Solar Gardens LLC | 100 | Berkshire Hathaway Inc | 100
solar pv | Pfeffers | 61185_G_SO147 | 61185 | G | SO147 |  | Solar PV |  | PJM_SMAC | Maryland | 24 | Baltimore | 5 | 24005 | 1 | 0 | 2016 | 9999 |  |  | N | Solar | [13 empty] | 0 | 0 | 0 | 0 | [11 empty] | Terraform Power Inc | 100 | Brookfield Asset Management Inc | 100
natural gas peaker | Boston Medical Center CHP Plant | 61186_G_COGEN | 61186 | G | COGEN |  | Combustion Turbine | IC Engine | NENGREST | Massachusetts | 25 | Suffolk | 25 | 25025 | 2 | 10155 | 2017 | 9999 |  |  | Y | Natural Gas | [13 empty] | 1.9772 | 1.9772 | 1.9772 | 1.9772 | [11 empty] | Boston Medical Center | 100 | Boston Medical Center | 100
solar pv | Century Drive Solar Farm | 61187_G_CENT1 | 61187 | G | CENT1 |  | Solar PV |  | S_VACA | North Carolina | 37 | Wake | 183 | 37183 | 1 | 0 | 2014 | 9999 |  |  | N | Solar | [13 empty] | 0 | 0 | 0 | 0 | [11 empty] | J T Hobby & Son Inc | 100 | J T Hobby & Son Inc | 100
hydro | Shavano Falls Hydro | 61189_G_GEN1 | 61189 | G | GEN1 |  | Hydro |  | WECC_CO | Colorado | 8 | Montrose | 85 | 08085 | 2.8 | 0 | 2015 | 9999 |  |  | N | Hydro | [13 empty] | 0 | 0 | 0 | 0 | [11 empty] | Shavano Falls Hydro LLC | 100 | Shavano Falls Hydro LLC | 100
hydro | Shavano Falls Hydro Drop 4 | 61190_G_GEN1 | 61190 | G | GEN1 |  | Hydro |  | WECC_CO | Colorado | 8 | Montrose | 85 | 08085 | 4.5 | 0 | 2015 | 9999 |  |  | N | Hydro | [13 empty] | 0 | 0 | 0 | 0 | [11 empty] | Shavano Falls Hydro LLC Drop 4 Project | 100 | Shavano Falls Hysro LLC 0 Drop 4 Project | 100
hydro | Drop 5 | 61191_G_GEN1 | 61191 | G | GEN1 |  | Hydro |  | WECC_CO | Colorado | 8 | Montrose | 85 | 08085 | 2.4 | 0 | 2017 | 9999 |  |  | N | Hydro | [13 empty] | 0 | 0 | 0 | 0 | [11 empty] | W U Drop 5 Inc | 100 | W U Drop 5 Inc | 100
solar pv | IKEA Joliet Rooftop PV System | 61192_G_PV | 61192 | G | PV |  | Solar PV |  | PJM_COMD | Illinois | 17 | Will | 197 | 17197 | 2 | 0 | 2017 | 9999 |  |  | N | Solar | [13 empty] | 0 | 0 | 0 | 0 | [11 empty] | IKEA Group | 100 | Ikea Systems BV | 100
solar pv | IKEA Las Vegas 462 | 61193_G_PV | 61193 | G | PV |  | Solar PV |  | WECC_SNV | Nevada | 32 | Clark | 3 | 32003 | 1 | 0 | 2016 | 9999 |  |  | N | Solar | [13 empty] | 0 | 0 | 0 | 0 | [11 empty] | IKEA Property Inc | 100 | Ikea Systems BV | 100
solar pv | Barker Solar, LLC | 61194_G_BARK | 61194 | G | BARK |  | Solar PV |  | S_VACA | North Carolina | 37 | Robeson | 155 | 37155 | 5 | 0 | 2017 | 9999 |  |  | N | Solar | [13 empty] | 0 | 0 | 0 | 0 | [11 empty] | Barker Solar LLC | 100 | FLS Energy Inc | 100
solar pv | 231 Dixon 74 Solar I, LLC | 61195_G_DIXON | 61195 | G | DIXON |  | Solar PV |  | S_VACA | North Carolina | 37 | Cleveland | 45 | 37045 | 2 | 0 | 2017 | 9999 |  |  | N | Solar | [13 empty] | 0 | 0 | 0 | 0 | [11 empty] | 231 Dixon 74 Solar I LLC | 100 | Pine Gate Development | 100
solar pv | Mill Pond Solar Farm, LLC | 61196_G_MILLL | 61196 | G | MILLL |  | Solar PV |  | S_VACA | North Carolina | 37 | Columbus | 47 | 37047 | 5 | 0 | 2017 | 9999 |  |  | N | Solar | [13 empty] | 0 | 0 | 0 | 0 | [11 empty] | Mill Pond Solar Farm LLC | 100 | Cypress Creek Holdings LLC | 100
0 | Pima Energy Storage System | 61197_G_PIMA | 61197 | G | PIMA |  | Energy Storage |  | WECC_AZ | Arizona | 4 | Pima | 19 | 04019 | 10 | 0 | 2017 | 9999 |  |  | N | Energy Storage | [13 empty] | 0 | 0 | 0 | 0 | [11 empty] | Pima Energy Storage System LLC | 100 | NextEra Energy Inc | 100
solar pv | Merck - Upper Gwynedd Solar Array | 61198_G_SA-1 | 61198 | G | SA-1 |  | Solar PV |  | PJM_EMAC | Pennsylvania | 42 | Montgomery | 91 | 42091 | 1.5 | 0 | 2011 | 9999 |  |  | N | Solar | [13 empty] | 0 | 0 | 0 | 0 | [11 empty] | Merck & Co Inc | 100 | Merck & Co Inc | 100
solar pv | T0588 Phoenix - AZ | 61199_G_PV1 | 61199 | G | PV1 |  | Solar PV |  | WECC_AZ | Arizona | 4 | Maricopa | 13 | 04013 | 1.2 | 0 | 2017 | 9999 |  |  | N | Solar | [13 empty] | 0 | 0 | 0 | 0 | [11 empty] | Project Co Phase II T LLC | 100 | SoCore Energy | 100
solar pv | OR Solar 3, LLC | 61201_G_ORSR3 | 61201 | G | ORSR3 |  | Solar PV |  | WECC_PNW | Oregon | 41 | Klamath | 35 | 41035 | 10 | 0 | 2017 | 9999 |  |  | N | Solar | [13 empty] | 0 | 0 | 0 | 0 | [11 empty] | Origis Energy USA Inc | 100 | Origis Energy | 100
solar pv | Mount Signal Solar Farm V | 61202_G_MTSG3 | 61202 | G | MTSG3 |  | Solar PV |  | WECC_IID | California | 6 | Imperial | 25 | 06025 | 252.3 | 0 | 2018 | 9999 |  |  | N | Solar | [13 empty] | 0 | 0 | 0 | 0 | [11 empty] | 8 Minute Solar Energy | 100 | 8 Minute Solar Energy | 100
solar pv | Lahr 1, LLC | 61203_G_PV1 | 61203 | G | PV1 |  | Solar PV |  | MIS_MNWI | Minnesota | 27 | Stearns | 145 | 27145 | 5 | 0 | 2018 | 9999 |  |  | N | Solar | [13 empty] | 0 | 0 | 0 | 0 | [11 empty] | SoCore Energy LLC | 100 | SoCore Energy | 100
solar pv | Bandera Electric Coop PV | 61205_G_PV1 | 61205 | G | PV1 |  | Solar PV |  | ERC_REST | Texas | 48 | Real | 385 | 48385 | 1.5 | 0 | 2017 | 9999 |  |  | N | Solar | [13 empty] | 0 | 0 | 0 | 0 | [11 empty] | SoCore Bandera LLC | 100 | SoCore Energy | 100
solar pv | Onyx - Allen Harim | 61206_G_10021 | 61206 | G | 10021 |  | Solar PV |  | PJM_EMAC | Delaware | 10 | Sussex | 5 | 10005 | 1.2 | 0 | 2017 | 9999 |  |  | N | Solar | [13 empty] | 0 | 0 | 0 | 0 | [11 empty] | Janus Solar Fund LP | 100 | Onyx Renewable Partners LP | 100
hydro | Green Island Hydroelectric Station | 61207_G_UNIT1 | 61207 | G | UNIT1 |  | Hydro |  | NY_Z_F | New York | 36 | Albany | 1 | 36001 | 1.5 | 0 | 1922 | 9999 |  |  | N | Hydro | [13 empty] | 0 | 0 | 0 | 0 | [11 empty] | Green Island Power Authority | 100 | Green Island NY (Village of) | 100
hydro | Green Island Hydroelectric Station | 61207_G_UNIT2 | 61207 | G | UNIT2 |  | Hydro |  | NY_Z_F | New York | 36 | Albany | 1 | 36001 | 1.5 | 0 | 1922 | 9999 |  |  | N | Hydro | [13 empty] | 0 | 0 | 0 | 0 | [11 empty] | Green Island Power Authority | 100 | Green Island NY (Village of) | 100
hydro | Green Island Hydroelectric Station | 61207_G_UNIT3 | 61207 | G | UNIT3 |  | Hydro |  | NY_Z_F | New York | 36 | Albany | 1 | 36001 | 1.5 | 0 | 1922 | 9999 |  |  | N | Hydro | [13 empty] | 0 | 0 | 0 | 0 | [11 empty] | Green Island Power Authority | 100 | Green Island NY (Village of) | 100
hydro | Green Island Hydroelectric Station | 61207_G_UNIT4 | 61207 | G | UNIT4 |  | Hydro |  | NY_Z_F | New York | 36 | Albany | 1 | 36001 | 1.5 | 0 | 1922 | 9999 |  |  | N | Hydro | [13 empty] | 0 | 0 | 0 | 0 | [11 empty] | Green Island Power Authority | 100 | Green Island NY (Village of) | 100
solar pv | Gulfport Naval Base CSG PV System | 61208_G_PV1 | 61208 | G | PV1 |  | Solar PV |  | S_SOU | Mississippi | 28 | Harrison | 47 | 28047 | 3.5 | 0 | 2017 | 9999 |  |  | N | Solar | [13 empty] | 0 | 0 | 0 | 0 | [11 empty] | WGL Energy Systems Inc | 100 | WGL Holdings Inc | 100
solar pv | Sacramento Regional County Sanitation PV | 61209_G_PV1 | 61209 | G | PV1 |  | Solar PV |  | WEC_BANC | California | 6 | Sacramento | 67 | 06067 | 3.5 | 0 | 2017 | 9999 |  |  | N | Solar | [13 empty] | 0 | 0 | 0 | 0 | [11 empty] | Tesla Inc | 100 | Tesla Inc | 100
solar pv | Finger Lakes Solar I | 61210_G_FLS1 | 61210 | G | FLS1 |  | Solar PV |  | NY_Z_C&E | New York | 36 | Ontario | 69 | 36069 | 2 | 0 | 2016 | 9999 |  |  | N | Solar | [13 empty] | 0 | 0 | 0 | 0 | [11 empty] | Finger Lakes Solar I LLC | 100 | Greenwood Energy | 100
solar pv | IKEA Memphis 508 | 61211_G_PV | 61211 | G | PV |  | Solar PV |  | S_C_TVA | Tennessee | 47 | Shelby | 157 | 47157 | 1.1 | 0 | 2016 | 9999 |  |  | N | Solar | [13 empty] | 0 | 0 | 0 | 0 | [11 empty] | IKEA Group | 100 | Ikea Systems BV | 100
onshore wind | Flat Top Wind I | 61212_G_FTWI | 61212 | G | FTWI |  | Onshore Wind |  | ERC_REST | Texas | 48 | Mills | 333 | 48333 | 200 | 0 | 2018 | 9999 |  |  | N | Wind | [13 empty] | 0 | 0 | 0 | 0 | [11 empty] | Flat Top Wind I LLC | 100 | Innergex Renewable Energy Inc | 100
biomass | GRP Madison Renewable Energy Facility | 61213_B_B001 | 61213 | B | B001 |  | Biomass |  | S_SOU | Georgia | 13 | Madison | 195 | 13195 | 58 | 13500 | 2019 | 9999 |  |  | N | Biomass |  |  | 0.5 | NH3 |  |  |  | B | NA |  |  |  |  | 0.02 | 0.02 | 0.02 | 0.02 |  |  |  |  | Yes | 2019 | [5 empty] | GRP Madison LLC | 100 | Georgia Renewable Power LLC | 100
solar pv | Green Beanworks C PV | 61215_G_GBWXC | 61215 | G | GBWXC |  | Solar PV |  | WEC_LADW | California | 6 | Los Angeles | 37 | 06037 | 3 | 0 | 2018 | 9999 |  |  | N | Solar | [13 empty] | 0 | 0 | 0 | 0 | [11 empty] | Green Beanworks C LLC | 100 | AES Corp (The) | 100
solar pv | Green Beanworks D PV | 61216_G_GBWXD | 61216 | G | GBWXD |  | Solar PV |  | WEC_LADW | California | 6 | Los Angeles | 37 | 06037 | 3 | 0 | 2018 | 9999 |  |  | N | Solar | [13 empty] | 0 | 0 | 0 | 0 | [11 empty] | Green Beanworks D LLC | 100 | AES Corp (The) | 100
hydro | Head of U Canal Hydro Project | 61217_G_HY1 | 61217 | G | HY1 |  | Hydro |  | WECC_ID | Idaho | 16 | Jerome | 53 | 16053 | 1.2 | 0 | 2015 | 9999 |  |  | N | Hydro | [13 empty] | 0 | 0 | 0 | 0 | [11 empty] | North Side Energy Co | 100 | North Side Canal Co | 100
solar pv | Broadridge Solar, LLC | 61218_G_BROAD | 61218 | G | BROAD |  | Solar PV |  | S_VACA | North Carolina | 37 | Robeson | 155 | 37155 | 5 | 0 | 2017 | 9999 |  |  | N | Solar | [13 empty] | 0 | 0 | 0 | 0 | [11 empty] | Broadridge Solar LLC | 100 | Cypress Creek Holdings LLC | 100
solar pv | Kelly Solar, LLC | 61219_G_KELLY | 61219 | G | KELLY |  | Solar PV |  | S_VACA | North Carolina | 37 | Vance | 181 | 37181 | 5 | 0 | 2018 | 9999 |  |  | N | Solar | [13 empty] | 0 | 0 | 0 | 0 | [11 empty] | Kelly Solar LLC | 100 | Cypress Creek Holdings LLC | 100
solar pv | Spencer Farm, LLC | 61220_G_1 | 61220 | G | 1 |  | Solar PV |  | S_VACA | North Carolina | 37 | Rowan | 159 | 37159 | 5 | 0 | 2017 | 9999 |  |  | N | Solar | [13 empty] | 0 | 0 | 0 | 0 | [11 empty] | Spencer Farm LLC | 100 | Spencer Farm LLC | 100
onshore wind | Redbed Plains Wind Farm | 61221_G_WT1 | 61221 | G | WT1 |  | Onshore Wind |  | SPP_WEST | Oklahoma | 40 | Grady | 51 | 40051 | 99.1 | 0 | 2017 | 9999 |  |  | N | Wind | [13 empty] | 0 | 0 | 0 | 0 | [11 empty] | Redbed Plains Wind Farm LLC | 100 | Connor Clark & Lunn Financial Group | 100
onshore wind | Golden Hills North Wind Energy Center | 61222_G_1 | 61222 | G | 1 |  | Onshore Wind |  | WEC_CALN | California | 6 | Alameda | 1 | 06001 | 46 | 0 | 2017 | 9999 |  |  | N | Wind | [13 empty] | 0 | 0 | 0 | 0 | [11 empty] | Golden Hills North Wind LLC | 100 | NextEra Energy Inc | 100
solar pv | Chillicothe Solar Farm | 61223_G_CHSF1 | 61223 | G | CHSF1 |  | Solar PV |  | MIS_MO | Missouri | 29 | Livingston | 117 | 29117 | 2.5 | 0 | 2017 | 9999 |  |  | N | Solar | [13 empty] | 0 | 0 | 0 | 0 | [11 empty] | MCP Chillicothe LLC | 100 | MC Power Companies | 100
solar pv | 350 Clark Solar, NG, LLC | 61224_G_5400 | 61224 | G | 5400 |  | Solar PV |  | PJM_EMAC | New Jersey | 34 | Morris | 27 | 34027 | 1.8 | 0 | 2011 | 9999 |  |  | N | Solar | [13 empty] | 0 | 0 | 0 | 0 | [11 empty] | PSEG Hackettstown LLC | 100 | LS Power Group | 100
solar pv | 433 Purchase Solar NG, LLC | 61237_G_5402 | 61237 | G | 5402 |  | Solar PV |  | NENGREST | Massachusetts | 25 | Bristol | 5 | 25005 | 2 | 0 | 2012 | 9999 |  |  | N | Solar | [13 empty] | 0 | 0 | 0 | 0 | [11 empty] | 423 Purchase Solar NG LLC | 100 | 423 Purchase Solar NG LLC | 100
natural gas peaker | NY - Presbyt. Hospital - 525 E 68TH St | 61238_G_GRB1 | 61238 | G | GRB1 |  | Combustion Turbine | IC Engine | NY_Z_J | New York | 36 | New York | 61 | 36061 | 1.4 | 13469 | 1997 | 9999 |  |  | N | Distillate Fuel Oil | [13 empty] | 0.47113 | 0.47113 | 0.47113 | 0.47113 | [11 empty] | NY Presbyterian Hospital 525 E 68TH St | 100 | NY Presbyterian Hospital 525 E 68TH St | 100
natural gas peaker | NY - Presbyt. Hospital - 525 E 68TH St | 61238_G_GRB2 | 61238 | G | GRB2 |  | Combustion Turbine | IC Engine | NY_Z_J | New York | 36 | New York | 61 | 36061 | 1.4 | 13469 | 1997 | 9999 |  |  | N | Distillate Fuel Oil | [13 empty] | 0.47113 | 0.47113 | 0.47113 | 0.47113 | [11 empty] | NY Presbyterian Hospital 525 E 68TH St | 100 | NY Presbyterian Hospital 525 E 68TH St | 100
natural gas peaker | NY - Presbyt. Hospital - 525 E 68TH St | 61238_G_GRB3 | 61238 | G | GRB3 |  | Combustion Turbine | IC Engine | NY_Z_J | New York | 36 | New York | 61 | 36061 | 1.4 | 13469 | 1997 | 9999 |  |  | N | Distillate Fuel Oil | [13 empty] | 0.47113 | 0.47113 | 0.47113 | 0.47113 | [11 empty] | NY Presbyterian Hospital 525 E 68TH St | 100 | NY Presbyterian Hospital 525 E 68TH St | 100
natural gas peaker | NY - Presbyt. Hospital - 525 E 68TH St | 61238_G_GRB4 | 61238 | G | GRB4 |  | Combustion Turbine | IC Engine | NY_Z_J | New York | 36 | New York | 61 | 36061 | 1.5 | 13469 | 2008 | 9999 |  |  | N | Distillate Fuel Oil | [13 empty] | 0.47113 | 0.47113 | 0.47113 | 0.47113 | [11 empty] | NY Presbyterian Hospital 525 E 68TH St | 100 | NY Presbyterian Hospital 525 E 68TH St | 100
natural gas peaker | NY - Presbyt. Hospital - 525 E 68TH St | 61238_G_CGTB | 61238 | G | CGTB |  | Combustion Turbine |  | NY_Z_J | New York | 36 | New York | 61 | 36061 | 7.7 | 11971 | 2009 | 9999 |  |  | Y | Natural Gas | [13 empty] | 0.23894 | 0.23894 | 0.23894 | 0.23894 | [11 empty] | NY Presbyterian Hospital 525 E 68TH St | 100 | NY Presbyterian Hospital 525 E 68TH St | 100
natural gas peaker | NY - Presbyt. Hospital - 525 E 68TH St | 61238_G_ANX1 | 61238 | G | ANX1 |  | Combustion Turbine | IC Engine | NY_Z_J | New York | 36 | New York | 61 | 36061 | 2.5 | 13469 | 2016 | 9999 |  |  | N | Distillate Fuel Oil | [13 empty] | 0.47113 | 0.47113 | 0.47113 | 0.47113 | [11 empty] | NY Presbyterian Hospital 525 E 68TH St | 100 | NY Presbyterian Hospital 525 E 68TH St | 100
natural gas peaker | NY - Presbyt. Hospital - 525 E 68TH St | 61238_G_ANX2 | 61238 | G | ANX2 |  | Combustion Turbine | IC Engine | NY_Z_J | New York | 36 | New York | 61 | 36061 | 2.5 | 13469 | 2016 | 9999 |  |  | N | Distillate Fuel Oil | [13 empty] | 0.47113 | 0.47113 | 0.47113 | 0.47113 | [11 empty] | NY Presbyterian Hospital 525 E 68TH St | 100 | NY Presbyterian Hospital 525 E 68TH St | 100
natural gas peaker | Victoria City Power LLC | 61241_G_VC-1 | 61241 | G | VC-1 |  | Combustion Turbine |  | ERC_REST | Texas | 48 | Victoria | 469 | 48469 | 43 | 10745 | 2019 | 9999 |  |  | N | Natural Gas | [13 empty] | 0.011 | 0.011 | 0.011 | 0.011 | [11 empty] | Victoria City Power LLC | 100 | Castleman Power Development LLC | 100
natural gas peaker | Victoria City Power LLC | 61241_G_VC-2 | 61241 | G | VC-2 |  | Combustion Turbine |  | ERC_REST | Texas | 48 | Victoria | 469 | 48469 | 43 | 10745 | 2019 | 9999 |  |  | N | Natural Gas | [13 empty] | 0.011 | 0.011 | 0.011 | 0.011 | [11 empty] | Victoria City Power LLC | 100 | Castleman Power Development LLC | 100
natural gas peaker | Victoria Port Power LLC | 61242_G_VP-1 | 61242 | G | VP-1 | 91228 | Combustion Turbine |  | ERC_REST | Texas | 48 | Victoria | 469 | 48469 | 50 | 10745 | 2019 | 9999 |  |  | N | Natural Gas | [13 empty] | 0.2596 | 0.2596 | 0.2596 | 0.2596 | [11 empty] | Victoria Port Power LLC | 100 | Castleman Power Development LLC | 100
natural gas peaker | Victoria Port Power LLC | 61242_G_VP-2 | 61242 | G | VP-2 | 91229 | Combustion Turbine |  | ERC_REST | Texas | 48 | Victoria | 469 | 48469 | 50 | 10745 | 2019 | 9999 |  |  | N | Natural Gas | [13 empty] | 0.1049 | 0.1049 | 0.1049 | 0.1049 | [11 empty] | Victoria Port Power LLC | 100 | Castleman Power Development LLC | 100
solar pv | Old Wardour Solar | 61243_G_5406 | 61243 | G | 5406 |  | Solar PV |  | NENGREST | Massachusetts | 25 | Worcester | 27 | 25027 | 4.3 | 0 | 2016 | 9999 |  |  | N | Solar | [13 empty] | 0 | 0 | 0 | 0 | [11 empty] | Old Wardour Holdings LLC | 100 | Brett Chapman | 100
solar pv | Shuman Solar | 61244_G_5404 | 61244 | G | 5404 |  | Solar PV |  | NENGREST | Massachusetts | 25 | Norfolk | 21 | 25021 | 2.2 | 0 | 2016 | 9999 |  |  | N | Solar | [13 empty] | 0 | 0 | 0 | 0 | [11 empty] | Nugen Capital Management | 100 | Nugen Capital Management LLC | 100
solar pv | Vuelta Solar | 61245_G_5405 | 61245 | G | 5405 |  | Solar PV |  | NENGREST | Massachusetts | 25 | Worcester | 27 | 25027 | 4.7 | 0 | 2016 | 9999 |  |  | N | Solar | [13 empty] | 0 | 0 | 0 | 0 | [11 empty] | Nugen Capital Management | 100 | Nugen Capital Management LLC | 100
solar pv | ACE-Stanton PV | 61246_G_ASLF1 | 61246 | G | ASLF1 |  | Solar PV |  | FRCC | Florida | 12 | Orange | 95 | 12095 | 4.8 | 0 | 2017 | 9999 |  |  | N | Solar | [13 empty] | 0 | 0 | 0 | 0 | [11 empty] | ACE Stanton A LLC | 100 | Greenwood Energy | 100
solar pv | ACE-Stanton A PV | 61247_G_ASA1 | 61247 | G | ASA1 |  | Solar PV |  | FRCC | Florida | 12 | Orange | 95 | 12095 | 4.1 | 0 | 2017 | 9999 |  |  | N | Solar | [13 empty] | 0 | 0 | 0 | 0 | [11 empty] | ACE Stanton A LLC | 100 | Greenwood Energy | 100
solar pv | Glopak Solar PV Power Plant | 61248_G_INV1R | 61248 | G | INV1R |  | Solar PV |  | PJM_EMAC | New Jersey | 34 | Middlesex | 23 | 34023 | 0.5 | 0 | 2011 | 9999 |  |  | N | Solar | [13 empty] | 0 | 0 | 0 | 0 | [11 empty] | Glopack Corp | 100 | Glopack Corp | 100
solar pv | Glopak Solar PV Power Plant | 61248_G_INV2G | 61248 | G | INV2G |  | Solar PV |  | PJM_EMAC | New Jersey | 34 | Middlesex | 23 | 34023 | 0.5 | 0 | 2012 | 9999 |  |  | N | Solar | [13 empty] | 0 | 0 | 0 | 0 | [11 empty] | Glopack Corp | 100 | Glopack Corp | 100
solar pv | Westmont 300A | 61249_G_W5531 | 61249 | G | W5531 |  | Solar PV |  | WEC_LADW | California | 6 | Los Angeles | 37 | 06037 | 2.9 | 0 | 2017 | 9999 |  |  | N | Solar | [13 empty] | 0 | 0 | 0 | 0 | [11 empty] | TGC Westmont Holdings LLC | 100 | True Green Capital Management LLC | 100
solar pv | USPS PV | 61250_G_USPS1 | 61250 | G | USPS1 |  | Solar PV |  | WEC_LADW | California | 6 | Los Angeles | 37 | 06037 | 10.7 | 0 | 2017 | 9999 |  |  | N | Solar | [13 empty] | 0 | 0 | 0 | 0 | [11 empty] | TGC LADWP LLC | 100 | True Green Capital Management LLC | 100
solar pv | Haywood Farm Solar, LLC | 61255_G_HAY02 | 61255 | G | HAY02 |  | Solar PV |  | S_VACA | North Carolina | 37 | Montgomery | 123 | 37123 | 4.9 | 0 | 2017 | 9999 |  |  | N | Solar | [13 empty] | 0 | 0 | 0 | 0 | [11 empty] | Carolina Solar Energy II LLC | 100 | Carolina Solar Energy | 100
solar pv | Hood Farm Solar, LLC | 61256_G_HOF05 | 61256 | G | HOF05 |  | Solar PV |  | S_VACA | North Carolina | 37 | Jones | 103 | 37103 | 4.9 | 0 | 2017 | 9999 |  |  | N | Solar | [13 empty] | 0 | 0 | 0 | 0 | [11 empty] | Hood Farm Solar LLC | 100 | Cypress Creek Holdings LLC | 100
solar pv | ZV Solar 2, LLC | 61257_G_ZV204 | 61257 | G | ZV204 |  | Solar PV |  | S_VACA | North Carolina | 37 | Robeson | 155 | 37155 | 4.9 | 0 | 2017 | 9999 |  |  | N | Solar | [13 empty] | 0 | 0 | 0 | 0 | [11 empty] | ZV Solar 2 LLC | 100 | Capital Dynamics | 100
solar pv | Innovative Solar 35, LLC | 61258_G_ISS35 | 61258 | G | ISS35 |  | Solar PV |  | S_VACA | North Carolina | 37 | Duplin | 61 | 37061 | 1.9 | 0 | 2017 | 9999 |  |  | N | Solar | [13 empty] | 0 | 0 | 0 | 0 | [11 empty] | Innovative Solar 35 LLC | 100 | Innovative Solar Systems LLC | 100
solar pv | Innovative Solar 59, LLC | 61259_G_ISS59 | 61259 | G | ISS59 |  | Solar PV |  | S_VACA | North Carolina | 37 | Nash | 127 | 37127 | 1.9 | 0 | 2017 | 9999 |  |  | N | Solar | [13 empty] | 0 | 0 | 0 | 0 | [11 empty] | Innovative Solar Systems LLC | 100 | Innovative Solar Systems LLC | 100
solar pv | Innovative Solar 60, LLC | 61260_G_ISS60 | 61260 | G | ISS60 |  | Solar PV |  | S_VACA | North Carolina | 37 | Nash | 127 | 37127 | 1.9 | 0 | 2017 | 9999 |  |  | N | Solar | [13 empty] | 0 | 0 | 0 | 0 | [11 empty] | Innovative Solar Systems LLC | 100 | Innovative Solar Systems LLC | 100
onshore wind | Rock Falls Wind Farm LLC | 61261_G_RF1 | 61261 | G | RF1 |  | Onshore Wind |  | SPP_WEST | Oklahoma | 40 | Kay | 71 | 40071 | 154.5 | 0 | 2017 | 9999 |  |  | N | Wind | [13 empty] | 0 | 0 | 0 | 0 | [11 empty] | Rock Falls Wind Farm LLC | 100 | EDF Group | 100
solar pv | Stuttgart Solar | 61262_G_STGRT | 61262 | G | STGRT |  | Solar PV |  | MIS_AR | Arkansas | 5 | Arkansas | 1 | 05001 | 81 | 0 | 2018 | 9999 |  |  | N | Solar | [13 empty] | 0 | 0 | 0 | 0 | [11 empty] | Stuttgart Solar LLC | 100 | Entergy Corp | 100
natural gas peaker | Wolf Run Energy | 61263_G_GEN1 | 61263 | G | GEN1 |  | Combustion Turbine | IC Engine | PJM_PENE | Pennsylvania | 42 | Bradford | 15 | 42015 | 4.4 | 10745 | 2019 | 9999 |  |  | N | Natural Gas | [13 empty] | 1.2934 | 1.2934 | 1.2934 | 1.2934 | [11 empty] | Wolf Run Energy LLC | 100 | Iron Mountain Generation LLC | 100
natural gas peaker | Wolf Run Energy | 61263_G_GEN2 | 61263 | G | GEN2 |  | Combustion Turbine | IC Engine | PJM_PENE | Pennsylvania | 42 | Bradford | 15 | 42015 | 4.4 | 10745 | 2019 | 9999 |  |  | N | Natural Gas | [13 empty] | 1.2934 | 1.2934 | 1.2934 | 1.2934 | [11 empty] | Wolf Run Energy LLC | 100 | Iron Mountain Generation LLC | 100
natural gas peaker | Wolf Run Energy | 61263_G_GEN3 | 61263 | G | GEN3 |  | Combustion Turbine | IC Engine | PJM_PENE | Pennsylvania | 42 | Bradford | 15 | 42015 | 4.4 | 10745 | 2019 | 9999 |  |  | N | Natural Gas | [13 empty] | 1.2934 | 1.2934 | 1.2934 | 1.2934 | [11 empty] | Wolf Run Energy LLC | 100 | Iron Mountain Generation LLC | 100
natural gas peaker | Wolf Run Energy | 61263_G_GEN4 | 61263 | G | GEN4 |  | Combustion Turbine | IC Engine | PJM_PENE | Pennsylvania | 42 | Bradford | 15 | 42015 | 4.4 | 10745 | 2019 | 9999 |  |  | N | Natural Gas | [13 empty] | 1.061 | 1.061 | 1.061 | 1.061 | [11 empty] | Wolf Run Energy LLC | 100 | Iron Mountain Generation LLC | 100
natural gas peaker | Wolf Run Energy | 61263_G_GEN5 | 61263 | G | GEN5 |  | Combustion Turbine | IC Engine | PJM_PENE | Pennsylvania | 42 | Bradford | 15 | 42015 | 4.4 | 10745 | 2019 | 9999 |  |  | N | Natural Gas | [13 empty] | 1.061 | 1.061 | 1.061 | 1.061 | [11 empty] | Wolf Run Energy LLC | 100 | Iron Mountain Generation LLC | 100
solar pv | Antelope Expansion 2 | 61264_G_ANTX2 | 61264 | G | ANTX2 |  | Solar PV |  | WEC_LADW | California | 6 | Los Angeles | 37 | 06037 | 105 | 0 | 2018 | 9999 |  |  | N | Solar | [13 empty] | 0 | 0 | 0 | 0 | [11 empty] | Antelope Expansion 2 LLC | 100 | Sustainable Power Group LLC | 100
solar pv | Antelope DSR 3 | 61265_G_ADSR3 | 61265 | G | ADSR3 |  | Solar PV |  | WEC_LADW | California | 6 | Los Angeles | 37 | 06037 | 20 | 0 | 2019 | 9999 |  |  | N | Solar | [13 empty] | 0 | 0 | 0 | 0 | [11 empty] | Antelope DSR 3 LLC | 100 | Sustainable Power Group LLC | 100
natural gas peaker | Hurricane Creek Lift Station | 61267_G_HURR | 61267 | G | HURR |  | Combustion Turbine | IC Engine | MIS_INKY | Indiana | 18 | Johnson | 81 | 18081 | 2 | 10745 | 2004 | 9999 |  |  | N | Distillate Fuel Oil | [13 empty] | 1.6498 | 1.6498 | 1.6498 | 1.6498 | [11 empty] | Johnson County REMC | 100 | Johnson County REMC | 100
solar pv | Kayenta Solar Project | 61268_G_PV1 | 61268 | G | PV1 |  | Solar PV |  | WECC_AZ | Arizona | 4 | Navajo | 17 | 04017 | 27.3 | 0 | 2017 | 9999 |  |  | N | Solar | [13 empty] | 0 | 0 | 0 | 0 | [11 empty] | NGI Kayenta II LLC | 100 | Navajo Tribal Utility Authority | 100
solar pv | Kayenta Solar Project | 61268_G_PV2 | 61268 | G | PV2 |  | Solar PV |  | WECC_AZ | Arizona | 4 | Navajo | 17 | 04017 | 28 | 0 | 2019 | 9999 |  |  | N | Solar | [13 empty] | 0 | 0 | 0 | 0 | [11 empty] | NGI Kayenta II LLC | 100 | Navajo Tribal Utility Authority | 100
onshore wind | Thunder Ranch Wind Project | 61269_G_WT1 | 61269 | G | WT1 |  | Onshore Wind |  | SPP_WEST | Oklahoma | 40 | Noble | 103 | 40103 | 297.8 | 0 | 2018 | 9999 |  |  | N | Wind | [13 empty] | 0 | 0 | 0 | 0 | [11 empty] | Thunder Ranch Wind Project LLC | 100 | Enel SpA | 100
onshore wind | Red Dirt Wind Project | 61270_G_RDDRT | 61270 | G | RDDRT |  | Onshore Wind |  | SPP_WEST | Oklahoma | 40 | Kingfisher | 73 | 40073 | 299.3 | 0 | 2018 | 9999 |  |  | N | Wind | [13 empty] | 0 | 0 | 0 | 0 | [11 empty] | Red Dirt Wind Project LLC | 100 | Enel SpA | 100
solar pv | Biltmore Solar Fields | 61271_G_18950 | 61271 | G | 18950 |  | Solar PV |  | S_VACA | North Carolina | 37 | Buncombe | 21 | 37021 | 1.5 | 0 | 2012 | 9999 |  |  | N | Solar | [13 empty] | 0 | 0 | 0 | 0 | [11 empty] | Biltmore Energy Co | 50 | Biltmore Energy Co | 50
solar pv | Gray Hawk Solar | 61272_G_GHS | 61272 | G | GHS |  | Solar PV |  | WECC_AZ | Arizona | 4 | Mohave | 15 | 04015 | 55 | 0 | 2018 | 9999 |  |  | N | Solar | [13 empty] | 0 | 0 | 0 | 0 | [11 empty] | Gray Hawk Solar LLC | 100 | Torch Clean Energy | 100
solar pv | Wilson Solar Farm 1 | 61274_G_WISL1 | 61274 | G | WISL1 |  | Solar PV |  | S_VACA | North Carolina | 37 | Wilson | 195 | 37195 | 3.3 | 0 | 2017 | 9999 |  |  | N | Solar | [13 empty] | 0 | 0 | 0 | 0 | [11 empty] | Wilson Solar Farm 1 LLC | 100 | Gerrald F Guthmiller | 100
solar pv | Wilson Solar Farm 2 | 61275_G_WILS2 | 61275 | G | WILS2 |  | Solar PV |  | S_VACA | North Carolina | 37 | Wilson | 195 | 37195 | 3.8 | 0 | 2017 | 9999 |  |  | N | Solar | [13 empty] | 0 | 0 | 0 | 0 | [11 empty] | Mount Olive I LLC | 100 | FLS Energy Inc | 100
solar pv | Wilson Solar Farm 3 | 61276_G_WILS3 | 61276 | G | WILS3 |  | Solar PV |  | S_VACA | North Carolina | 37 | Wilson | 195 | 37195 | 9 | 0 | 2017 | 9999 |  |  | N | Solar | [13 empty] | 0 | 0 | 0 | 0 | [11 empty] | Wilson Solar Farm 3 LLC | 100 | GCL New Energy Holdings Limited | 100
solar pv | Wilson Solar Farm 4 | 61277_G_WILS4 | 61277 | G | WILS4 |  | Solar PV |  | S_VACA | North Carolina | 37 | Wilson | 195 | 37195 | 9 | 0 | 2017 | 9999 |  |  | N | Solar | [13 empty] | 0 | 0 | 0 | 0 | [11 empty] | GCL New Energy Inc | 100 | GCL New Energy Holdings Limited | 100
solar pv | Wilson Solar Farm 5 | 61278_G_WILS5 | 61278 | G | WILS5 |  | Solar PV |  | S_VACA | North Carolina | 37 | Wilson | 195 | 37195 | 9.5 | 0 | 2017 | 9999 |  |  | N | Solar | [13 empty] | 0 | 0 | 0 | 0 | [11 empty] | GCL New Energy Inc | 100 | GCL New Energy Holdings Limited | 100
solar pv | Wilson Solar Farm 6 | 61279_G_WILS6 | 61279 | G | WILS6 |  | Solar PV |  | S_VACA | North Carolina | 37 | Wilson | 195 | 37195 | 9.7 | 0 | 2017 | 9999 |  |  | N | Solar | [13 empty] | 0 | 0 | 0 | 0 | [11 empty] | GCL New Energy Inc | 100 | GCL New Energy Holdings Limited | 100
solar pv | Wilson Solar Farm 7 | 61280_G_WILS7 | 61280 | G | WILS7 |  | Solar PV |  | S_VACA | North Carolina | 37 | Wilson | 195 | 37195 | 9.2 | 0 | 2017 | 9999 |  |  | N | Solar | [13 empty] | 0 | 0 | 0 | 0 | [11 empty] | Carlos A Gonzalez Mateo | 50 | Carlos A Gonzalez Mateo | 50
solar pv | Bear Creek Solar Center | 61281_G_BCRSC | 61281 | G | BCRSC |  | Solar PV |  | WECC_PNW | Oregon | 41 | Deschutes | 17 | 41017 | 10 | 0 | 2018 | 9999 |  |  | N | Solar | [13 empty] | 0 | 0 | 0 | 0 | [11 empty] | Bear Creek Solar Center LLC | 100 | Heliosage Energy LLC | 100
natural gas peaker | APG Combined Heat and Power Plant | 61282_G_GEN1 | 61282 | G | GEN1 |  | Combustion Turbine |  | PJM_EMAC | Maryland | 24 | Harford | 25 | 24025 | 6.2 | 11844 | 2016 | 9999 |  |  | Y | Natural Gas | [13 empty] | 0.011 | 0.011 | 0.011 | 0.011 | [11 empty] | United States Army | 100 | United States Army | 100
solar pv | Bladenboro Solar, LLC | 61283_G_GEN1 | 61283 | G | GEN1 |  | Solar PV |  | S_VACA | North Carolina | 37 | Bladen | 17 | 37017 | 4.8 | 0 | 2015 | 9999 |  |  | N | Solar | [13 empty] | 0 | 0 | 0 | 0 | [11 empty] | Bladenboro Solar LLC | 100 | Green State Power LLC | 100
solar pv | Lux Solar, LLC | 61284_G_GEN1 | 61284 | G | GEN1 |  | Solar PV |  | S_VACA | North Carolina | 37 | Cleveland | 45 | 37045 | 2 | 0 | 2016 | 9999 |  |  | N | Solar | [13 empty] | 0 | 0 | 0 | 0 | [11 empty] | Brian Adams | 100 | Brian Adams | 100
solar pv | Sun Farm V, LLC | 61287_G_SF5PV | 61287 | G | SF5PV |  | Solar PV |  | PJM_Dom | North Carolina | 37 | Perquimans | 143 | 37143 | 4.8 | 0 | 2018 | 9999 |  |  | N | Solar | [13 empty] | 0 | 0 | 0 | 0 | [11 empty] | Sun Farm V LLC | 100 | Greenbacker Renewable Energy Corp | 100
solar pv | Roxboro Solar Farm, LLC | 61288_G_GEN1 | 61288 | G | GEN1 |  | Solar PV |  | S_VACA | North Carolina | 37 | Granville | 77 | 37077 | 5 | 0 | 2015 | 9999 |  |  | N | Solar | [13 empty] | 0 | 0 | 0 | 0 | [11 empty] | Roxboro Solar Farm LLC | 100 | Entropy Solar Integrators LLC | 100
solar pv | River Bend Solar, LLC | 61289_G_RBSMT | 61289 | G | RBSMT |  | Solar PV |  | WECC_MT | Montana | 30 | Stillwater | 95 | 30095 | 2 | 0 | 2017 | 9999 |  |  | N | Solar | [13 empty] | 0 | 0 | 0 | 0 | [11 empty] | Cypress Creek Renewables LLC | 100 | Cypress Creek Holdings LLC | 100
solar pv | South Mills Solar, LLC | 61290_G_SMSMT | 61290 | G | SMSMT |  | Solar PV |  | WECC_MT | Montana | 30 | Big Horn | 3 | 30003 | 3 | 0 | 2017 | 9999 |  |  | N | Solar | [13 empty] | 0 | 0 | 0 | 0 | [11 empty] | South Mills Solar 1 LLC | 100 | Cypress Creek Holdings LLC | 100
solar pv | Green Meadow Solar, LLC | 61291_G_GMSMT | 61291 | G | GMSMT |  | Solar PV |  | WECC_MT | Montana | 30 | Lewis and Clark | 49 | 30049 | 3 | 0 | 2017 | 9999 |  |  | N | Solar | [13 empty] | 0 | 0 | 0 | 0 | [11 empty] | Green Meadow Solar LLC | 100 | Cypress Creek Holdings LLC | 100
solar pv | Jackson Solar Farm | 61292_G_JAKSN | 61292 | G | JAKSN |  | Solar PV |  | S_VACA | North Carolina | 37 | Wilson | 195 | 37195 | 8.6 | 0 | 2017 | 9999 |  |  | N | Solar | [13 empty] | 0 | 0 | 0 | 0 | [11 empty] | Hive Energy Ltd | 50 | FLS Energy Inc | 50
solar pv | Farley Road Community Solar | 61294_G_02419 | 61294 | G | 02419 |  | Solar PV |  | NENGREST | Massachusetts | 25 | Worcester | 27 | 25027 | 1.9 | 0 | 2017 | 9999 |  |  | N | Solar | [13 empty] | 0 | 0 | 0 | 0 | [11 empty] | Farley Road Solar LLC | 100 | Nexamp | 100
solar pv | Belchertown Renewables Community Solar | 61295_G_02675 | 61295 | G | 02675 |  | Solar PV |  | NENGREST | Massachusetts | 25 | Hampshire | 15 | 25015 | 4 | 0 | 2018 | 9999 |  |  | N | Solar | [13 empty] | 0 | 0 | 0 | 0 | [11 empty] | Belchertown Renewables LLC | 100 | Belchertown Renewables LLC | 100
solar pv | Theodore Drive Community Solar | 61296_G_02529 | 61296 | G | 02529 |  | Solar PV |  | NENGREST | Massachusetts | 25 | Worcester | 27 | 25027 | 1.5 | 0 | 2018 | 9999 |  |  | N | Solar | [13 empty] | 0 | 0 | 0 | 0 | [11 empty] | Theodore Drive Solar LLC | 100 | Theodore Drive Solar LLC | 100
solar pv | Upton Community Solar | 61297_G_02567 | 61297 | G | 02567 |  | Solar PV |  | NENGREST | Massachusetts | 25 | Worcester | 27 | 25027 | 2 | 0 | 2017 | 9999 |  |  | N | Solar | [13 empty] | 0 | 0 | 0 | 0 | [11 empty] | Upton Solar LLC | 100 | Nexamp | 100
solar pv | Pleasantdale Road Community Solar | 61298_G_02112 | 61298 | G | 02112 |  | Solar PV |  | NENGREST | Massachusetts | 25 | Worcester | 27 | 25027 | 1 | 0 | 2017 | 9999 |  |  | N | Solar | [13 empty] | 0 | 0 | 0 | 0 | [11 empty] | Pleasantdale Road Solar LLC | 100 | Pleasantdale Road Solar LLC | 100
solar pv | Hatfield Renewables Community Solar | 61299_G_02599 | 61299 | G | 02599 |  | Solar PV |  | NENGREST | Massachusetts | 25 | Hampshire | 15 | 25015 | 1.9 | 0 | 2017 | 9999 |  |  | N | Solar | [13 empty] | 0 | 0 | 0 | 0 | [11 empty] | Hatfield Renewables LLC | 100 | Nexamp | 100
onshore wind | Bluff Point Wind Facility | 61303_G_BLUFF | 61303 | G | BLUFF |  | Onshore Wind |  | PJM_West | Indiana | 18 | Jay | 75 | 18075 | 119.7 | 0 | 2017 | 9999 |  |  | N | Wind | [13 empty] | 0 | 0 | 0 | 0 | [11 empty] | NextEra Energy Bluff Point LLC | 100 | NextEra Energy Inc | 100
solar pv | Peterson Road Solar | 61307_G_02076 | 61307 | G | 02076 |  | Solar PV |  | NENGREST | Massachusetts | 25 | Hampden | 13 | 25013 | 2.5 | 0 | 2017 | 9999 |  |  | N | Solar | [13 empty] | 0 | 0 | 0 | 0 | [11 empty] | Peterson Road Solar LLC | 100 | Nexamp | 100
solar pv | Sampson Road Community Solar | 61308_G_02696 | 61308 | G | 02696 |  | Solar PV |  | NENGREST | Massachusetts | 25 | Worcester | 27 | 25027 | 2 | 0 | 2017 | 9999 |  |  | N | Solar | [13 empty] | 0 | 0 | 0 | 0 | [11 empty] | Sampson Road Solar LLC | 100 | Sampson Road Solar LLC | 100
solar pv | IKEA Grand Prairie Rooftop PV System | 61309_G_PV1 | 61309 | G | PV1 |  | Solar PV |  | ERC_REST | Texas | 48 | Dallas | 113 | 48113 | 1.1 | 0 | 2017 | 9999 |  |  | N | Solar | [13 empty] | 0 | 0 | 0 | 0 | [11 empty] | IKEA Property Inc | 100 | Ikea Systems BV | 100
solar pv | Crittenden Solar Facility | 61310_G_PV1 | 61310 | G | PV1 |  | Solar PV |  | PJM_West | Kentucky | 21 | Grant | 81 | 21081 | 2.7 | 0 | 2017 | 9999 |  |  | N | Solar | [13 empty] | 0 | 0 | 0 | 0 | [11 empty] | Duke Energy Kentucky | 100 | Duke Energy Corp | 100
solar pv | Walton 1 Solar Facility | 61311_G_PV1 | 61311 | G | PV1 |  | Solar PV |  | PJM_West | Kentucky | 21 | Kenton | 117 | 21117 | 2 | 0 | 2017 | 9999 |  |  | N | Solar | [13 empty] | 0 | 0 | 0 | 0 | [11 empty] | Duke Energy Kentucky | 100 | Duke Energy Corp | 100
solar pv | Walton 2 Solar Facility | 61312_G_PV1 | 61312 | G | PV1 |  | Solar PV |  | PJM_West | Kentucky | 21 | Kenton | 117 | 21117 | 2 | 0 | 2017 | 9999 |  |  | N | Solar | [13 empty] | 0 | 0 | 0 | 0 | [11 empty] | Duke Energy Kentucky | 100 | Duke Energy Corp | 100
solar pv | BPU Solar Farm | 61313_G_BPU1 | 61313 | G | BPU1 |  | Solar PV |  | SPP_N | Kansas | 20 | Wyandotte | 209 | 20209 | 1 | 0 | 2017 | 9999 |  |  | N | Solar | [13 empty] | 0 | 0 | 0 | 0 | [11 empty] | MCP KCBPU LLC | 100 | MC Power Companies | 100
solar pv | SR Kersey | 61314_G_KERS | 61314 | G | KERS |  | Solar PV |  | WECC_CO | Colorado | 8 | Weld | 123 | 08123 | 3.5 | 0 | 2017 | 9999 |  |  | N | Solar | [13 empty] | 0 | 0 | 0 | 0 | [11 empty] | SR Kersey LLC | 100 | Silicon Ranch Corp | 100
solar pv | Golden Hills Solar | 61315_G_02196 | 61315 | G | 02196 |  | Solar PV |  | NENGREST | Massachusetts | 25 | Worcester | 27 | 25027 | 4.7 | 0 | 2017 | 9999 |  |  | N | Solar | [13 empty] | 0 | 0 | 0 | 0 | [11 empty] | Golden Hills Solar LLC | 100 | Nexamp | 100
solar pv | Higginsville Solar Farm | 61316_G_HSF1 | 61316 | G | HSF1 |  | Solar PV |  | SPP_N | Missouri | 29 | Lafayette | 107 | 29107 | 2.5 | 0 | 2017 | 9999 |  |  | N | Solar | [13 empty] | 0 | 0 | 0 | 0 | [11 empty] | MC Power Companies Inc | 100 | MC Power Companies | 100
solar pv | Port of LA Solar FiT Project | 61319_G_W4885 | 61319 | G | W4885 |  | Solar PV |  | WEC_LADW | California | 6 | Los Angeles | 37 | 06037 | 1.1 | 0 | 2015 | 9999 |  |  | N | Solar | [13 empty] | 0 | 0 | 0 | 0 | [11 empty] | Los Angeles Dept of Water & Power | 100 | Los Angeles Dept of Water & Power | 100
solar pv | Saluda Solar II | 61323_G_PGRB5 | 61323 | G | PGRB5 |  | Solar PV |  | S_VACA | South Carolina | 45 | Saluda | 81 | 45081 | 3.4 | 0 | 2017 | 9999 |  |  | N | Solar | [13 empty] | 0 | 0 | 0 | 0 | [11 empty] | Saluda Solar II LLC | 100 | Cypress Creek Holdings LLC | 100
solar pv | Odyssey Solar | 61324_G_PGRB4 | 61324 | G | PGRB4 |  | Solar PV |  | S_VACA | South Carolina | 45 | Lexington | 63 | 45063 | 8.2 | 0 | 2017 | 9999 |  |  | N | Solar | [13 empty] | 0 | 0 | 0 | 0 | [11 empty] | Odyssey Solar LLC | 100 | Cypress Creek Holdings LLC | 100
solar pv | Hampton Solar I | 61325_G_PGRB3 | 61325 | G | PGRB3 |  | Solar PV |  | S_VACA | South Carolina | 45 | Hampton | 49 | 45049 | 6.8 | 0 | 2017 | 9999 |  |  | N | Solar | [13 empty] | 0 | 0 | 0 | 0 | [11 empty] | Hampton Solar I LLC | 100 | Hampton Solar I LLC | 100
solar pv | Cameron Solar II | 61326_G_PGRB2 | 61326 | G | PGRB2 |  | Solar PV |  | S_VACA | South Carolina | 45 | Calhoun | 17 | 45017 | 4.1 | 0 | 2017 | 9999 |  |  | N | Solar | [13 empty] | 0 | 0 | 0 | 0 | [11 empty] | Cameron II Solar LLC | 100 | Pine Gate Renewables LLC | 100
solar pv | Barnwell Solar | 61327_G_PGRB1 | 61327 | G | PGRB1 |  | Solar PV |  | S_VACA | South Carolina | 45 | Barnwell | 11 | 45011 | 5.4 | 0 | 2017 | 9999 |  |  | N | Solar | [13 empty] | 0 | 0 | 0 | 0 | [11 empty] | Barnwell Solar LLC | 100 | Cypress Creek Holdings LLC | 100
solar pv | Crater Community Solar | 61328_G_TCCS1 | 61328 | G | TCCS1 |  | Solar PV |  | MIS_MNWI | Minnesota | 27 | Chippewa | 23 | 27023 | 0.9 | 0 | 2017 | 9999 |  |  | N | Solar | [13 empty] | 0 | 0 | 0 | 0 | [11 empty] | Crater Community Solar Gardens LLC | 100 | Berkshire Hathaway Inc | 100
solar pv | Crater Community Solar | 61328_G_TCCS2 | 61328 | G | TCCS2 |  | Solar PV |  | MIS_MNWI | Minnesota | 27 | Chippewa | 23 | 27023 | 0.9 | 0 | 2017 | 9999 |  |  | N | Solar | [13 empty] | 0 | 0 | 0 | 0 | [11 empty] | Crater Community Solar Gardens LLC | 100 | Berkshire Hathaway Inc | 100
solar pv | Crater Community Solar | 61328_G_TCCS3 | 61328 | G | TCCS3 |  | Solar PV |  | MIS_MNWI | Minnesota | 27 | Chippewa | 23 | 27023 | 0.9 | 0 | 2017 | 9999 |  |  | N | Solar | [13 empty] | 0 | 0 | 0 | 0 | [11 empty] | Crater Community Solar Gardens LLC | 100 | Berkshire Hathaway Inc | 100
solar pv | Delphinus Community Solar | 61329_G_QDCS1 | 61329 | G | QDCS1 |  | Solar PV |  | MIS_MNWI | Minnesota | 27 | Benton | 9 | 27009 | 0.9 | 0 | 2018 | 9999 |  |  | N | Solar | [13 empty] | 0 | 0 | 0 | 0 | [11 empty] | Delphinus Community Solar Gardens LLC | 100 | Berkshire Hathaway Inc | 100
solar pv | Delphinus Community Solar | 61329_G_QDCS2 | 61329 | G | QDCS2 |  | Solar PV |  | MIS_MNWI | Minnesota | 27 | Benton | 9 | 27009 | 0.9 | 0 | 2018 | 9999 |  |  | N | Solar | [13 empty] | 0 | 0 | 0 | 0 | [11 empty] | Delphinus Community Solar Gardens LLC | 100 | Berkshire Hathaway Inc | 100
onshore wind | Hog Creek Wind Project | 61330_G_WT1 | 61330 | G | WT1 |  | Onshore Wind |  | PJM_West | Ohio | 39 | Hardin | 65 | 39065 | 66 | 0 | 2017 | 9999 |  |  | N | Wind | [13 empty] | 0 | 0 | 0 | 0 | [11 empty] | Hog Creek Wind Farm LLC | 100 | Connor Clark & Lunn Financial Group | 100
solar pv | SR Innovation - NIKE PV | 61332_G_NIKE2 | 61332 | G | NIKE2 |  | Solar PV |  | S_C_TVA | Tennessee | 47 | Shelby | 157 | 47157 | 1.7 | 0 | 2019 | 9999 |  |  | N | Solar | [13 empty] | 0 | 0 | 0 | 0 | [11 empty] | SR Innovation LLC | 100 | Silicon Ranch Corp | 100
solar pv | Oak Hill Solar Array | 61333_G_OHSA1 | 61333 | G | OHSA1 |  | Solar PV |  | MIS_INKY | Indiana | 18 | Vanderburgh | 163 | 18163 | 2 | 0 | 2018 | 9999 |  |  | N | Solar | [13 empty] | 0 | 0 | 0 | 0 | [11 empty] | CenterPoint Energy | 100 | CenterPoint Energy Inc | 100
solar pv | Volkman Road Solar Array Hybrid | 61334_G_VRSA1 | 61334 | G | VRSA1 |  | Solar PV |  | MIS_INKY | Indiana | 18 | Vanderburgh | 163 | 18163 | 2 | 0 | 2018 | 9999 |  |  | N | Solar | [13 empty] | 0 | 0 | 0 | 0 | [11 empty] | CenterPoint Energy | 100 | CenterPoint Energy Inc | 100
0 | Volkman Road Solar Array Hybrid | 61334_G_VRSA2 | 61334 | G | VRSA2 |  | Energy Storage |  | MIS_INKY | Indiana | 18 | Vanderburgh | 163 | 18163 | 1 | 0 | 2019 | 9999 |  |  | N | Energy Storage | [13 empty] | 0 | 0 | 0 | 0 | [11 empty] | CenterPoint Energy | 100 | CenterPoint Energy Inc | 100
solar pv | Great Divide Solar, LLC | 61335_G_GDSMT | 61335 | G | GDSMT |  | Solar PV |  | WECC_MT | Montana | 30 | Lewis and Clark | 49 | 30049 | 3 | 0 | 2017 | 9999 |  |  | N | Solar | [13 empty] | 0 | 0 | 0 | 0 | [11 empty] | Great Divide Solar LLC | 100 | Cypress Creek Holdings LLC | 100
solar pv | Black Eagle Solar, LLC | 61336_G_BESMT | 61336 | G | BESMT |  | Solar PV |  | WECC_MT | Montana | 30 | Cascade | 13 | 30013 | 3 | 0 | 2017 | 9999 |  |  | N | Solar | [13 empty] | 0 | 0 | 0 | 0 | [11 empty] | Black Eagle Solar LLC | 100 | Cypress Creek Holdings LLC | 100
solar pv | Magpie Solar, LLC | 61337_G_MSMT | 61337 | G | MSMT |  | Solar PV |  | WECC_MT | Montana | 30 | Golden Valley | 37 | 30037 | 3 | 0 | 2017 | 9999 |  |  | N | Solar | [13 empty] | 0 | 0 | 0 | 0 | [11 empty] | Magpie Solar LLC | 100 | Cypress Creek Holdings LLC | 100
solar pv | Mill Creek Solar (OR) | 61338_G_PGRC1 | 61338 | G | PGRC1 |  | Solar PV |  | WECC_PNW | Oregon | 41 | Yamhill | 71 | 41071 | 2.2 | 0 | 2017 | 9999 |  |  | N | Solar | [13 empty] | 0 | 0 | 0 | 0 | [11 empty] | SP Solar V LLC | 100 | SP Solar V LLC | 100
solar pv | Green Beanworks B PV | 61339_G_GBWXB | 61339 | G | GBWXB |  | Solar PV |  | WEC_LADW | California | 6 | Los Angeles | 37 | 06037 | 3 | 0 | 2018 | 9999 |  |  | N | Solar | [13 empty] | 0 | 0 | 0 | 0 | [11 empty] | Green Beanworks B LLC | 100 | AES Corp (The) | 100
solar pv | Next Generation Solar Farm | 61340_G_NGSF1 | 61340 | G | NGSF1 |  | Solar PV |  | NENGREST | Vermont | 50 | Addison | 1 | 50001 | 2.2 | 0 | 2017 | 9999 |  |  | N | Solar | [13 empty] | 0 | 0 | 0 | 0 | [11 empty] | Next Generation Solar Farm LLC | 100 | Next Generation Solar Farm LLC | 100
solar pv | Grafton PV | 61341_G_MSBW1 | 61341 | G | MSBW1 |  | Solar PV |  | NENGREST | Massachusetts | 25 | Worcester | 27 | 25027 | 2.7 | 0 | 2016 | 9999 |  |  | N | Solar | [13 empty] | 0 | 0 | 0 | 0 | [11 empty] | BWC Salmon Brook LLC | 100 | Bluewave Capital LLC | 100
solar pv | Barrett PV | 61342_G_MSBW2 | 61342 | G | MSBW2 |  | Solar PV |  | NENGREST | Massachusetts | 25 | Worcester | 27 | 25027 | 11.9 | 0 | 2016 | 9999 |  |  | N | Solar | [13 empty] | 0 | 0 | 0 | 0 | [11 empty] | BWC French River LLC | 100 | Bluewave Capital LLC | 100
onshore wind | Karankawa Wind LLC | 61343_G_WT1 | 61343 | G | WT1 |  | Onshore Wind |  | ERC_REST | Texas | 48 | San Patricio | 409 | 48409 | 200 | 0 | 2019 | 9999 |  |  | N | Wind | [13 empty] | 0 | 0 | 0 | 0 | [11 empty] | Route 66 Wind Power LLC | 100 | Brookfield Asset Management Inc | 100
onshore wind | Otter Creek Wind Farm LLC | 61344_G_WT1 | 61344 | G | WT1 |  | Onshore Wind |  | PJM_COMD | Illinois | 17 | LaSalle | 99 | 17099 | 129 | 0 | 2019 | 9999 |  |  | N | Wind | [13 empty] | 0 | 0 | 0 | 0 | [11 empty] | Otter Creek Wind Farm LLC | 100 | Iberdrola SA | 100
solar pv | WyEast Solar | 61345_G_PV1 | 61345 | G | PV1 |  | Solar PV |  | WECC_PNW | Oregon | 41 | Sherman | 55 | 41055 | 10 | 0 | 2018 | 9999 |  |  | N | Solar | [13 empty] | 0 | 0 | 0 | 0 | [11 empty] | OneEnergy Development LLC | 100 | OneEnergy Inc | 100
solar pv | Long Henry Solar | 61347_G_GEN1 | 61347 | G | GEN1 |  | Solar PV |  | S_VACA | North Carolina | 37 | Wayne | 191 | 37191 | 2 | 0 | 2017 | 9999 |  |  | N | Solar | [13 empty] | 0 | 0 | 0 | 0 | [11 empty] | Long Henry Solar LLC | 100 | Cypress Creek Holdings LLC | 100
solar pv | Westmont 400A | 61348_G_W5691 | 61348 | G | W5691 |  | Solar PV |  | WEC_LADW | California | 6 | Los Angeles | 37 | 06037 | 2.3 | 0 | 2017 | 9999 |  |  | N | Solar | [13 empty] | 0 | 0 | 0 | 0 | [11 empty] | TGC Westmont Holdings LLC | 100 | True Green Capital Management LLC | 100
solar pv | Westmont 400B | 61349_G_W5694 | 61349 | G | W5694 |  | Solar PV |  | WEC_LADW | California | 6 | Los Angeles | 37 | 06037 | 2.2 | 0 | 2017 | 9999 |  |  | N | Solar | [13 empty] | 0 | 0 | 0 | 0 | [11 empty] | TGC Westmont Holdings LLC | 100 | True Green Capital Management LLC | 100
solar pv | MDFA Devens-Saratoga | 61350_G_SO145 | 61350 | G | SO145 |  | Solar PV |  | NENGREST | Massachusetts | 25 | Worcester | 27 | 25027 | 2.5 | 0 | 2016 | 9999 |  |  | N | Solar | [13 empty] | 0 | 0 | 0 | 0 | [11 empty] | Terraform Power Inc | 100 | Brookfield Asset Management Inc | 100
solar pv | Bear Creek Solar | 61351_G_GEN1 | 61351 | G | GEN1 |  | Solar PV |  | S_VACA | North Carolina | 37 | Chatham | 37 | 37037 | 2 | 0 | 2017 | 9999 |  |  | N | Solar | [13 empty] | 0 | 0 | 0 | 0 | [11 empty] | Bear Creek Solar LLC | 100 | Allco Renewable Energy Limited | 100
solar pv | Bondi Solar | 61352_G_GEN1 | 61352 | G | GEN1 |  | Solar PV |  | S_VACA | North Carolina | 37 | Jones | 103 | 37103 | 5 | 0 | 2017 | 9999 |  |  | N | Solar | [13 empty] | 0 | 0 | 0 | 0 | [11 empty] | Bondi Solar LLC | 100 | Cypress Creek Holdings LLC | 100
solar pv | Mount Signal Solar 2 | 61353_G_IVS2 | 61353 | G | IVS2 |  | Solar PV |  | WECC_IID | California | 6 | Imperial | 25 | 06025 | 153.5 | 0 | 2019 | 9999 |  |  | N | Solar | [13 empty] | 0 | 0 | 0 | 0 | [11 empty] | Imperial Valley Solar 2 LLC | 100 | Brookfield Asset Management Inc | 100
solar pv | Princeton Solar Project | 61354_G_STONY | 61354 | G | STONY |  | Solar PV |  | PJM_EMAC | New Jersey | 34 | Mercer | 21 | 34021 | 2.5 | 0 | 2017 | 9999 |  |  | N | Solar | [13 empty] | 0 | 0 | 0 | 0 | [11 empty] | NJR Clean Energy Ventures II Corp | 100 | New Jersey Resources Corp | 100
hydro | Arlington Outlet Hydroelectric Generator | 61355_G_HY1 | 61355 | G | HY1 |  | Hydro |  | ERC_REST | Texas | 48 | Tarrant | 439 | 48439 | 1.3 | 0 | 2015 | 9999 |  |  | N | Hydro | [13 empty] | 0 | 0 | 0 | 0 | [11 empty] | Tarrant Regional Water District | 100 | Tarrant Regional Water District | 100
onshore wind | Valfilm Wind Project | 61356_G_W1 | 61356 | G | W1 |  | Onshore Wind |  | PJM_West | Ohio | 39 | Hancock | 63 | 39063 | 1.5 | 0 | 2018 | 9999 |  |  | N | Wind | [13 empty] | 0 | 0 | 0 | 0 | [11 empty] | OneEnergy Inc | 100 | OneEnergy Inc | 100
onshore wind | Valfilm Wind Project | 61356_G_W2 | 61356 | G | W2 |  | Onshore Wind |  | PJM_West | Ohio | 39 | Hancock | 63 | 39063 | 1.5 | 0 | 2018 | 9999 |  |  | N | Wind | [13 empty] | 0 | 0 | 0 | 0 | [11 empty] | OneEnergy Inc | 100 | OneEnergy Inc | 100
onshore wind | Red Pine Wind Project | 61357_G_RP1 | 61357 | G | RP1 |  | Onshore Wind |  | MIS_MNWI | Minnesota | 27 | Lincoln | 81 | 27081 | 200 | 0 | 2017 | 9999 |  |  | N | Wind | [13 empty] | 0 | 0 | 0 | 0 | [11 empty] | Red Pine Wind Project LLC | 100 | EDF Group | 100
solar pv | IGS Solar I - BWI5 | 61358_G_BWI5 | 61358 | G | BWI5 |  | Solar PV |  | PJM_SMAC | Maryland | 24 | Baltimore | 5 | 24005 | 1.1 | 0 | 2016 | 9999 |  |  | N | Solar | [13 empty] | 0 | 0 | 0 | 0 | [11 empty] | IGS Solar I LLC | 100 | Greenbacker Renewable Energy Corp | 100
solar pv | IGS Solar I - EWR5 | 61359_G_EWR5 | 61359 | G | EWR5 |  | Solar PV |  | PJM_EMAC | New Jersey | 34 | Middlesex | 23 | 34023 | 2.9 | 0 | 2016 | 9999 |  |  | N | Solar | [13 empty] | 0 | 0 | 0 | 0 | [11 empty] | IGS Solar I LLC | 100 | Greenbacker Renewable Energy Corp | 100
solar pv | IGS Solar I - EWR6 | 61360_G_EWR6 | 61360 | G | EWR6 |  | Solar PV |  | PJM_EMAC | New Jersey | 34 | Middlesex | 23 | 34023 | 1.9 | 0 | 2016 | 9999 |  |  | N | Solar | [13 empty] | 0 | 0 | 0 | 0 | [11 empty] | IGS Solar I LLC | 100 | Greenbacker Renewable Energy Corp | 100
0 | NRG Elbow Creek Energy Storage Project | 61362_G_ECBS | 61362 | G | ECBS |  | Energy Storage |  | ERC_WEST | Texas | 48 | Howard | 227 | 48227 | 2 | 0 | 2017 | 9999 |  |  | N | Energy Storage | [13 empty] | 0 | 0 | 0 | 0 | [11 empty] | NRG Texas LLC | 100 | NRG Energy Inc | 100
solar pv | Equuleus Community Solar Gardens | 61363_G_CSG1 | 61363 | G | CSG1 |  | Solar PV |  | MIS_MNWI | Minnesota | 27 | Dakota | 37 | 27037 | 1 | 0 | 2017 | 9999 |  |  | N | Solar | [13 empty] | 0 | 0 | 0 | 0 | [11 empty] | Equuleus Community Solar Gardens LLC | 100 | Macquarie Group Limited | 100
solar pv | Equuleus Community Solar Gardens | 61363_G_CSG2 | 61363 | G | CSG2 |  | Solar PV |  | MIS_MNWI | Minnesota | 27 | Dakota | 37 | 27037 | 1 | 0 | 2017 | 9999 |  |  | N | Solar | [13 empty] | 0 | 0 | 0 | 0 | [11 empty] | Equuleus Community Solar Gardens LLC | 100 | Macquarie Group Limited | 100
solar pv | Equuleus Community Solar Gardens | 61363_G_CSG3 | 61363 | G | CSG3 |  | Solar PV |  | MIS_MNWI | Minnesota | 27 | Dakota | 37 | 27037 | 1 | 0 | 2017 | 9999 |  |  | N | Solar | [13 empty] | 0 | 0 | 0 | 0 | [11 empty] | Equuleus Community Solar Gardens LLC | 100 | Macquarie Group Limited | 100
solar pv | Equuleus Community Solar Gardens | 61363_G_CSG4 | 61363 | G | CSG4 |  | Solar PV |  | MIS_MNWI | Minnesota | 27 | Dakota | 37 | 27037 | 1 | 0 | 2017 | 9999 |  |  | N | Solar | [13 empty] | 0 | 0 | 0 | 0 | [11 empty] | Equuleus Community Solar Gardens LLC | 100 | Macquarie Group Limited | 100
solar pv | Equuleus Community Solar Gardens | 61363_G_CSG5 | 61363 | G | CSG5 |  | Solar PV |  | MIS_MNWI | Minnesota | 27 | Dakota | 37 | 27037 | 1 | 0 | 2017 | 9999 |  |  | N | Solar | [13 empty] | 0 | 0 | 0 | 0 | [11 empty] | Equuleus Community Solar Gardens LLC | 100 | Macquarie Group Limited | 100
0 | Top Gun Energy Storage | 61366_G_TGES | 61366 | G | TGES |  | Energy Storage |  | WEC_SDGE | California | 6 | San Diego | 73 | 06073 | 30 | 0 | 2020 | 9999 |  |  | N | Energy Storage | [13 empty] | 0 | 0 | 0 | 0 | [11 empty] | San Diego Gas & Electric Co | 100 | Sempra Energy | 100
solar pv | Smith & Wesson at Springfield MA PV | 61367_G_PV1 | 61367 | G | PV1 |  | Solar PV |  | NENGREST | Massachusetts | 25 | Hampden | 13 | 25013 | 1.4 | 0 | 2017 | 9999 |  |  | N | Solar | [13 empty] | 0 | 0 | 0 | 0 | [11 empty] | Constellation Solar Massachusetts LLC | 100 | Exelon Corp | 100
solar pv | Midway Solar - TX | 61368_G_PV1 | 61368 | G | PV1 |  | Solar PV |  | ERC_WEST | Texas | 48 | Pecos | 371 | 48371 | 182 | 0 | 2018 | 9999 |  |  | N | Solar | [13 empty] | 0 | 0 | 0 | 0 | [11 empty] | Midway Solar LLC | 100 | Hanwha Group | 100
solar pv | Sweetwater Solar | 61369_G_PV1 | 61369 | G | PV1 |  | Solar PV |  | WECC_WY | Wyoming | 56 | Sweetwater | 37 | 56037 | 92 | 0 | 2018 | 9999 |  |  | N | Solar | [13 empty] | 0 | 0 | 0 | 0 | [11 empty] | Sweetwater Solar LLC (WY) | 100 | Centaurus Capital LP | 100
solar pv | Walnut Springs Solar | 61370_G_GEN1 | 61370 | G | GEN1 |  | Solar PV |  | ERC_REST | Texas | 48 | Bosque | 35 | 48035 | 5 | 0 | 2016 | 9999 |  |  | N | Solar | [13 empty] | 0 | 0 | 0 | 0 | [11 empty] | Walnut Springs Solar LLC | 100 | Cypress Creek Holdings LLC | 100
solar pv | Centaurus Solar - MA | 61371_G_ASH24 | 61371 | G | ASH24 |  | Solar PV |  | NENGREST | Massachusetts | 25 | Middlesex | 17 | 25017 | 2.4 | 0 | 2016 | 9999 |  |  | N | Solar | [13 empty] | 0 | 0 | 0 | 0 | [11 empty] | LSE Centaurus LLC | 100 | Lodestar Energy LLC | 100
solar pv | Kearsarge Bellingham PV | 61373_G_BELL | 61373 | G | BELL |  | Solar PV |  | NENGREST | Massachusetts | 25 | Norfolk | 21 | 25021 | 2.9 | 0 | 2016 | 9999 |  |  | N | Solar | [13 empty] | 0 | 0 | 0 | 0 | [11 empty] | Kearsarge Bellingham LLC | 100 | Kearsarge Energy LP | 100
solar pv | Clarke Solar Power Facility | 61374_G_PV1 | 61374 | G | PV1 |  | Solar PV |  | PJM_AP | Virginia | 51 | Clarke | 43 | 51043 | 10 | 0 | 2017 | 9999 |  |  | N | Solar | [13 empty] | 0 | 0 | 0 | 0 | [11 empty] | Hecate Energy Clark County LLC | 100 | Hecate Energy LLC | 100
solar pv | Cherrydale Solar Power Facility | 61375_G_PV1 | 61375 | G | PV1 |  | Solar PV |  | PJM_EMAC | Virginia | 51 | Northampton | 131 | 51131 | 20 | 0 | 2017 | 9999 |  |  | N | Solar | [13 empty] | 0 | 0 | 0 | 0 | [11 empty] | Hecate Energy Cherrydale LLC | 100 | Dominion Energy Inc | 100
solar pv | Cedar Creek PV | 61376_G_CEDR1 | 61376 | G | CEDR1 |  | Solar PV |  | NY_Z_K | New York | 36 | Nassau | 59 | 36059 | 1.8 | 0 | 2017 | 9999 |  |  | N | Solar | [13 empty] | 0 | 0 | 0 | 0 | [11 empty] | SunE Solar XVII Project 5 LLC | 100 | SunEdison | 100
solar pv | Amazon - Patterson PV | 61377_G_PATT1 | 61377 | G | PATT1 |  | Solar PV |  | WEC_CALN | California | 6 | Stanislaus | 99 | 06099 | 2.5 | 0 | 2017 | 9999 |  |  | N | Solar | [13 empty] | 0 | 0 | 0 | 0 | [11 empty] | SunE SunHoldings4 LLC | 100 | AES Corp (The) | 100
solar pv | DodgeSun CSG | 61379_G_DODG1 | 61379 | G | DODG1 |  | Solar PV |  | MIS_MNWI | Minnesota | 27 | Dodge | 39 | 27039 | 1 | 0 | 2017 | 9999 |  |  | N | Solar | [13 empty] | 0 | 0 | 0 | 0 | [11 empty] | DodgeSun LLC | 100 | SunShare LLC | 100
solar pv | DodgeSun CSG | 61379_G_DODG2 | 61379 | G | DODG2 |  | Solar PV |  | MIS_MNWI | Minnesota | 27 | Dodge | 39 | 27039 | 1 | 0 | 2017 | 9999 |  |  | N | Solar | [13 empty] | 0 | 0 | 0 | 0 | [11 empty] | DodgeSun LLC | 100 | SunShare LLC | 100
solar pv | DodgeSun CSG | 61379_G_DODG3 | 61379 | G | DODG3 |  | Solar PV |  | MIS_MNWI | Minnesota | 27 | Dodge | 39 | 27039 | 1 | 0 | 2017 | 9999 |  |  | N | Solar | [13 empty] | 0 | 0 | 0 | 0 | [11 empty] | DodgeSun LLC | 100 | SunShare LLC | 100
solar pv | DodgeSun CSG | 61379_G_DODG4 | 61379 | G | DODG4 |  | Solar PV |  | MIS_MNWI | Minnesota | 27 | Dodge | 39 | 27039 | 1 | 0 | 2017 | 9999 |  |  | N | Solar | [13 empty] | 0 | 0 | 0 | 0 | [11 empty] | DodgeSun LLC | 100 | SunShare LLC | 100
solar pv | DodgeSun CSG | 61379_G_DODG5 | 61379 | G | DODG5 |  | Solar PV |  | MIS_MNWI | Minnesota | 27 | Dodge | 39 | 27039 | 1 | 0 | 2017 | 9999 |  |  | N | Solar | [13 empty] | 0 | 0 | 0 | 0 | [11 empty] | DodgeSun LLC | 100 | SunShare LLC | 100
solar pv | Johnson Solar CSG | 61380_G_JOHN1 | 61380 | G | JOHN1 |  | Solar PV |  | MIS_MNWI | Minnesota | 27 | Pipestone | 117 | 27117 | 1 | 0 | 2018 | 9999 |  |  | N | Solar | [13 empty] | 0 | 0 | 0 | 0 | [11 empty] | ETCAP NES CS MN 08 LLC | 100 | Novel Energy Solutions | 100
solar pv | Johnson Solar CSG | 61380_G_JOHN2 | 61380 | G | JOHN2 |  | Solar PV |  | MIS_MNWI | Minnesota | 27 | Pipestone | 117 | 27117 | 1 | 0 | 2018 | 9999 |  |  | N | Solar | [13 empty] | 0 | 0 | 0 | 0 | [11 empty] | ETCAP NES CS MN 08 LLC | 100 | Novel Energy Solutions | 100
solar pv | Johnson Solar CSG | 61380_G_JOHN3 | 61380 | G | JOHN3 |  | Solar PV |  | MIS_MNWI | Minnesota | 27 | Pipestone | 117 | 27117 | 1 | 0 | 2018 | 9999 |  |  | N | Solar | [13 empty] | 0 | 0 | 0 | 0 | [11 empty] | ETCAP NES CS MN 08 LLC | 100 | Novel Energy Solutions | 100
solar pv | Johnson Solar CSG | 61380_G_JOHN4 | 61380 | G | JOHN4 |  | Solar PV |  | MIS_MNWI | Minnesota | 27 | Pipestone | 117 | 27117 | 1 | 0 | 2018 | 9999 |  |  | N | Solar | [13 empty] | 0 | 0 | 0 | 0 | [11 empty] | ETCAP NES CS MN 08 LLC | 100 | Novel Energy Solutions | 100
solar pv | Johnson Solar CSG | 61380_G_JOHN5 | 61380 | G | JOHN5 |  | Solar PV |  | MIS_MNWI | Minnesota | 27 | Pipestone | 117 | 27117 | 1 | 0 | 2018 | 9999 |  |  | N | Solar | [13 empty] | 0 | 0 | 0 | 0 | [11 empty] | ETCAP NES CS MN 08 LLC | 100 | Novel Energy Solutions | 100
solar pv | Koppelman Sun CSG | 61381_G_KOPP1 | 61381 | G | KOPP1 |  | Solar PV |  | MIS_MNWI | Minnesota | 27 | Blue Earth | 13 | 27013 | 1 | 0 | 2017 | 9999 |  |  | N | Solar | [13 empty] | 0 | 0 | 0 | 0 | [11 empty] | SunE Koppelman 1 LLC | 100 | SunEdison | 100
solar pv | Koppelman Sun CSG | 61381_G_KOPP2 | 61381 | G | KOPP2 |  | Solar PV |  | MIS_MNWI | Minnesota | 27 | Blue Earth | 13 | 27013 | 1 | 0 | 2017 | 9999 |  |  | N | Solar | [13 empty] | 0 | 0 | 0 | 0 | [11 empty] | SunE Koppelman 1 LLC | 100 | SunEdison | 100
solar pv | Koppelman Sun CSG | 61381_G_KOPP3 | 61381 | G | KOPP3 |  | Solar PV |  | MIS_MNWI | Minnesota | 27 | Blue Earth | 13 | 27013 | 1 | 0 | 2017 | 9999 |  |  | N | Solar | [13 empty] | 0 | 0 | 0 | 0 | [11 empty] | SunE Koppelman 1 LLC | 100 | SunEdison | 100
solar pv | Koppelman Sun CSG | 61381_G_KOPP4 | 61381 | G | KOPP4 |  | Solar PV |  | MIS_MNWI | Minnesota | 27 | Blue Earth | 13 | 27013 | 1 | 0 | 2017 | 9999 |  |  | N | Solar | [13 empty] | 0 | 0 | 0 | 0 | [11 empty] | SunE Koppelman 1 LLC | 100 | SunEdison | 100
solar pv | Koppelman Sun CSG | 61381_G_KOPP5 | 61381 | G | KOPP5 |  | Solar PV |  | MIS_MNWI | Minnesota | 27 | Blue Earth | 13 | 27013 | 1 | 0 | 2017 | 9999 |  |  | N | Solar | [13 empty] | 0 | 0 | 0 | 0 | [11 empty] | SunE Koppelman 1 LLC | 100 | SunEdison | 100
solar pv | Lindstrom Solar CSG | 61382_G_LIND1 | 61382 | G | LIND1 |  | Solar PV |  | MIS_MNWI | Minnesota | 27 | Chisago | 25 | 27025 | 1 | 0 | 2018 | 9999 |  |  | N | Solar | [13 empty] | 0 | 0 | 0 | 0 | [11 empty] | Lindstrom CSG 1 LLC | 100 | Lindstrom CSG 1 LLC | 100
solar pv | Lindstrom Solar CSG | 61382_G_LIND2 | 61382 | G | LIND2 |  | Solar PV |  | MIS_MNWI | Minnesota | 27 | Chisago | 25 | 27025 | 1 | 0 | 2018 | 9999 |  |  | N | Solar | [13 empty] | 0 | 0 | 0 | 0 | [11 empty] | Lindstrom CSG 1 LLC | 100 | Lindstrom CSG 1 LLC | 100
solar pv | Lindstrom Solar CSG | 61382_G_LIND3 | 61382 | G | LIND3 |  | Solar PV |  | MIS_MNWI | Minnesota | 27 | Chisago | 25 | 27025 | 1 | 0 | 2018 | 9999 |  |  | N | Solar | [13 empty] | 0 | 0 | 0 | 0 | [11 empty] | Lindstrom CSG 1 LLC | 100 | Lindstrom CSG 1 LLC | 100
solar pv | Rengstorf Solar CSG | 61383_G_RENG1 | 61383 | G | RENG1 |  | Solar PV |  | MIS_MNWI | Minnesota | 27 | Nicollet | 103 | 27103 | 1 | 0 | 2017 | 9999 |  |  | N | Solar | [13 empty] | 0 | 0 | 0 | 0 | [11 empty] | SunE Rengstorf 1 LLC | 100 | SunEdison | 100
solar pv | Rengstorf Solar CSG | 61383_G_RENG2 | 61383 | G | RENG2 |  | Solar PV |  | MIS_MNWI | Minnesota | 27 | Nicollet | 103 | 27103 | 1 | 0 | 2017 | 9999 |  |  | N | Solar | [13 empty] | 0 | 0 | 0 | 0 | [11 empty] | SunE Rengstorf 1 LLC | 100 | SunEdison | 100
solar pv | Rengstorf Solar CSG | 61383_G_RENG3 | 61383 | G | RENG3 |  | Solar PV |  | MIS_MNWI | Minnesota | 27 | Nicollet | 103 | 27103 | 1 | 0 | 2017 | 9999 |  |  | N | Solar | [13 empty] | 0 | 0 | 0 | 0 | [11 empty] | SunE Rengstorf 1 LLC | 100 | SunEdison | 100
solar pv | Rengstorf Solar CSG | 61383_G_RENG4 | 61383 | G | RENG4 |  | Solar PV |  | MIS_MNWI | Minnesota | 27 | Nicollet | 103 | 27103 | 1 | 0 | 2017 | 9999 |  |  | N | Solar | [13 empty] | 0 | 0 | 0 | 0 | [11 empty] | SunE Rengstorf 1 LLC | 100 | SunEdison | 100
solar pv | Rengstorf Solar CSG | 61383_G_RENG5 | 61383 | G | RENG5 |  | Solar PV |  | MIS_MNWI | Minnesota | 27 | Nicollet | 103 | 27103 | 1 | 0 | 2017 | 9999 |  |  | N | Solar | [13 empty] | 0 | 0 | 0 | 0 | [11 empty] | SunE Rengstorf 1 LLC | 100 | SunEdison | 100
solar pv | St. Cloud Solar CSG | 61384_G_STCL1 | 61384 | G | STCL1 |  | Solar PV |  | MIS_MNWI | Minnesota | 27 | Stearns | 145 | 27145 | 1 | 0 | 2018 | 9999 |  |  | N | Solar | [13 empty] | 0 | 0 | 0 | 0 | [11 empty] | SunE St Cloud 1 LLC | 100 | SunEdison | 100
solar pv | St. Cloud Solar CSG | 61384_G_STCL2 | 61384 | G | STCL2 |  | Solar PV |  | MIS_MNWI | Minnesota | 27 | Stearns | 145 | 27145 | 1 | 0 | 2018 | 9999 |  |  | N | Solar | [13 empty] | 0 | 0 | 0 | 0 | [11 empty] | SunE St Cloud 1 LLC | 100 | SunEdison | 100
solar pv | St. Cloud Solar CSG | 61384_G_STCL3 | 61384 | G | STCL3 |  | Solar PV |  | MIS_MNWI | Minnesota | 27 | Stearns | 145 | 27145 | 1 | 0 | 2018 | 9999 |  |  | N | Solar | [13 empty] | 0 | 0 | 0 | 0 | [11 empty] | SunE St Cloud 1 LLC | 100 | SunEdison | 100
solar pv | St. Cloud Solar CSG | 61384_G_STCL4 | 61384 | G | STCL4 |  | Solar PV |  | MIS_MNWI | Minnesota | 27 | Stearns | 145 | 27145 | 1 | 0 | 2018 | 9999 |  |  | N | Solar | [13 empty] | 0 | 0 | 0 | 0 | [11 empty] | SunE St Cloud 1 LLC | 100 | SunEdison | 100
solar pv | St. Cloud Solar CSG | 61384_G_STCL5 | 61384 | G | STCL5 |  | Solar PV |  | MIS_MNWI | Minnesota | 27 | Stearns | 145 | 27145 | 1 | 0 | 2018 | 9999 |  |  | N | Solar | [13 empty] | 0 | 0 | 0 | 0 | [11 empty] | SunE St Cloud 1 LLC | 100 | SunEdison | 100
biomass | Georgia LFG Oak Grove Plant | 61385_G_GM01 | 61385 | G | GM01 |  | Landfill Gas |  | S_SOU | Georgia | 13 | Barrow | 13 | 13013 | 2.1 | 13500 | 2016 | 9999 |  |  | N | Landfill Gas | [13 empty] | 0.22117 | 0.22117 | 0.22117 | 0.22117 | [11 empty] | Mas Georgia LFG LLC | 100 | Mas Energy | 100
biomass | Georgia LFG Oak Grove Plant | 61385_G_GM02 | 61385 | G | GM02 |  | Landfill Gas |  | S_SOU | Georgia | 13 | Barrow | 13 | 13013 | 2.1 | 13500 | 2016 | 9999 |  |  | N | Landfill Gas | [13 empty] | 0.22117 | 0.22117 | 0.22117 | 0.22117 | [11 empty] | Mas Georgia LFG LLC | 100 | Mas Energy | 100
biomass | Georgia LFG Oak Grove Plant | 61385_G_GM03 | 61385 | G | GM03 |  | Landfill Gas |  | S_SOU | Georgia | 13 | Barrow | 13 | 13013 | 2.1 | 13500 | 2016 | 9999 |  |  | N | Landfill Gas | [13 empty] | 0.22117 | 0.22117 | 0.22117 | 0.22117 | [11 empty] | Mas Georgia LFG LLC | 100 | Mas Energy | 100
biomass | Georgia LFG Pine Ridge Plant | 61386_G_GM01 | 61386 | G | GM01 |  | Landfill Gas |  | S_SOU | Georgia | 13 | Spalding | 255 | 13255 | 2.1 | 13500 | 2016 | 9999 |  |  | N | Landfill Gas | [13 empty] | 0.22117 | 0.22117 | 0.22117 | 0.22117 | [11 empty] | Mas Georgia LFG LLC | 100 | Mas Energy | 100
biomass | Georgia LFG Pine Ridge Plant | 61386_G_GM02 | 61386 | G | GM02 |  | Landfill Gas |  | S_SOU | Georgia | 13 | Spalding | 255 | 13255 | 2.1 | 13500 | 2016 | 9999 |  |  | N | Landfill Gas | [13 empty] | 0.22117 | 0.22117 | 0.22117 | 0.22117 | [11 empty] | Mas Georgia LFG LLC | 100 | Mas Energy | 100
biomass | Georgia LFG Pine Ridge Plant | 61386_G_GM03 | 61386 | G | GM03 |  | Landfill Gas |  | S_SOU | Georgia | 13 | Spalding | 255 | 13255 | 2.1 | 13500 | 2016 | 9999 |  |  | N | Landfill Gas | [13 empty] | 0.22117 | 0.22117 | 0.22117 | 0.22117 | [11 empty] | Mas Georgia LFG LLC | 100 | Mas Energy | 100
biomass | Georgia LFG Richland Creek Plant | 61387_G_GM01 | 61387 | G | GM01 |  | Landfill Gas |  | S_SOU | Georgia | 13 | Gwinnett | 135 | 13135 | 2.1 | 13500 | 2016 | 9999 |  |  | N | Landfill Gas | [13 empty] | 0.22117 | 0.22117 | 0.22117 | 0.22117 | [11 empty] | Energy Development Group | 100 | Energy Development Group | 100
biomass | Georgia LFG Richland Creek Plant | 61387_G_GM02 | 61387 | G | GM02 |  | Landfill Gas |  | S_SOU | Georgia | 13 | Gwinnett | 135 | 13135 | 2.1 | 13500 | 2016 | 9999 |  |  | N | Landfill Gas | [13 empty] | 0.22117 | 0.22117 | 0.22117 | 0.22117 | [11 empty] | Energy Development Group | 100 | Energy Development Group | 100
biomass | Georgia LFG Richland Creek Plant | 61387_G_GM03 | 61387 | G | GM03 |  | Landfill Gas |  | S_SOU | Georgia | 13 | Gwinnett | 135 | 13135 | 2.1 | 13500 | 2016 | 9999 |  |  | N | Landfill Gas | [13 empty] | 0.22117 | 0.22117 | 0.22117 | 0.22117 | [11 empty] | Energy Development Group | 100 | Energy Development Group | 100
biomass | Georgia LFG Richland Creek Plant | 61387_G_GM04 | 61387 | G | GM04 |  | Landfill Gas |  | S_SOU | Georgia | 13 | Gwinnett | 135 | 13135 | 2.1 | 13500 | 2016 | 9999 |  |  | N | Landfill Gas | [13 empty] | 0.22117 | 0.22117 | 0.22117 | 0.22117 | [11 empty] | Energy Development Group | 100 | Energy Development Group | 100
biomass | Georgia LFG Richland Creek Plant | 61387_G_GM05 | 61387 | G | GM05 |  | Landfill Gas |  | S_SOU | Georgia | 13 | Gwinnett | 135 | 13135 | 2.1 | 13500 | 2016 | 9999 |  |  | N | Landfill Gas | [13 empty] | 0.22117 | 0.22117 | 0.22117 | 0.22117 | [11 empty] | Energy Development Group | 100 | Energy Development Group | 100
solar pv | AEP Jacksonville Solar Project | 61388_G_PV1 | 61388 | G | PV1 |  | Solar PV |  | FRCC | Florida | 12 | Duval | 31 | 12031 | 7.1 | 0 | 2017 | 9999 |  |  | N | Solar | [13 empty] | 0 | 0 | 0 | 0 | [11 empty] | AEP OnSite Partners LLC | 100 | American Electric Power Co Inc | 100
solar pv | Letchworth Solar Project | 61389_G_PV1 | 61389 | G | PV1 |  | Solar PV |  | NY_Z_A | New York | 36 | Wyoming | 121 | 36121 | 1.2 | 0 | 2017 | 9999 |  |  | N | Solar | [13 empty] | 0 | 0 | 0 | 0 | [11 empty] | AEP OnSite Partners LLC | 100 | American Electric Power Co Inc | 100
natural gas peaker | A.J. Mihm Generating Station | 61391_G_M1 | 61391 | G | M1 |  | Combustion Turbine | IC Engine | MIS_WUMS | Michigan | 26 | Baraga | 13 | 26013 | 18.3 | 10745 | 2019 | 9999 |  |  | N | Natural Gas | [13 empty] | 1.061 | 1.061 | 1.061 | 1.061 | [11 empty] | Upper Michigan Energy Resources Corp | 100 | WEC Energy Group Inc | 100
natural gas peaker | A.J. Mihm Generating Station | 61391_G_M2 | 61391 | G | M2 |  | Combustion Turbine | IC Engine | MIS_WUMS | Michigan | 26 | Baraga | 13 | 26013 | 18.3 | 10745 | 2019 | 9999 |  |  | N | Natural Gas | [13 empty] | 1.061 | 1.061 | 1.061 | 1.061 | [11 empty] | Upper Michigan Energy Resources Corp | 100 | WEC Energy Group Inc | 100
natural gas peaker | A.J. Mihm Generating Station | 61391_G_M3 | 61391 | G | M3 |  | Combustion Turbine | IC Engine | MIS_WUMS | Michigan | 26 | Baraga | 13 | 26013 | 18.3 | 10745 | 2019 | 9999 |  |  | N | Natural Gas | [13 empty] | 1.061 | 1.061 | 1.061 | 1.061 | [11 empty] | Upper Michigan Energy Resources Corp | 100 | WEC Energy Group Inc | 100
natural gas peaker | F.D. Kuester Generating Station | 61392_G_K1 | 61392 | G | K1 |  | Combustion Turbine | IC Engine | MIS_WUMS | Michigan | 26 | Marquette | 103 | 26103 | 18.3 | 10745 | 2019 | 9999 |  |  | N | Natural Gas | [13 empty] | 1.061 | 1.061 | 1.061 | 1.061 | [11 empty] | Upper Michigan Energy Resources Corp | 100 | WEC Energy Group Inc | 100
natural gas peaker | F.D. Kuester Generating Station | 61392_G_K2 | 61392 | G | K2 |  | Combustion Turbine | IC Engine | MIS_WUMS | Michigan | 26 | Marquette | 103 | 26103 | 18.3 | 10745 | 2019 | 9999 |  |  | N | Natural Gas | [13 empty] | 1.061 | 1.061 | 1.061 | 1.061 | [11 empty] | Upper Michigan Energy Resources Corp | 100 | WEC Energy Group Inc | 100
natural gas peaker | F.D. Kuester Generating Station | 61392_G_K3 | 61392 | G | K3 |  | Combustion Turbine | IC Engine | MIS_WUMS | Michigan | 26 | Marquette | 103 | 26103 | 18.3 | 10745 | 2019 | 9999 |  |  | N | Natural Gas | [13 empty] | 1.061 | 1.061 | 1.061 | 1.061 | [11 empty] | Upper Michigan Energy Resources Corp | 100 | WEC Energy Group Inc | 100
natural gas peaker | F.D. Kuester Generating Station | 61392_G_K4 | 61392 | G | K4 |  | Combustion Turbine | IC Engine | MIS_WUMS | Michigan | 26 | Marquette | 103 | 26103 | 18.3 | 10745 | 2019 | 9999 |  |  | N | Natural Gas | [13 empty] | 1.061 | 1.061 | 1.061 | 1.061 | [11 empty] | Upper Michigan Energy Resources Corp | 100 | WEC Energy Group Inc | 100
natural gas peaker | F.D. Kuester Generating Station | 61392_G_K5 | 61392 | G | K5 |  | Combustion Turbine | IC Engine | MIS_WUMS | Michigan | 26 | Marquette | 103 | 26103 | 18.3 | 10745 | 2019 | 9999 |  |  | N | Natural Gas | [13 empty] | 1.061 | 1.061 | 1.061 | 1.061 | [11 empty] | Upper Michigan Energy Resources Corp | 100 | WEC Energy Group Inc | 100
natural gas peaker | F.D. Kuester Generating Station | 61392_G_K6 | 61392 | G | K6 |  | Combustion Turbine | IC Engine | MIS_WUMS | Michigan | 26 | Marquette | 103 | 26103 | 18.3 | 10745 | 2019 | 9999 |  |  | N | Natural Gas | [13 empty] | 1.061 | 1.061 | 1.061 | 1.061 | [11 empty] | Upper Michigan Energy Resources Corp | 100 | WEC Energy Group Inc | 100
natural gas peaker | F.D. Kuester Generating Station | 61392_G_K7 | 61392 | G | K7 |  | Combustion Turbine | IC Engine | MIS_WUMS | Michigan | 26 | Marquette | 103 | 26103 | 18.3 | 10745 | 2019 | 9999 |  |  | N | Natural Gas | [13 empty] | 1.061 | 1.061 | 1.061 | 1.061 | [11 empty] | Upper Michigan Energy Resources Corp | 100 | WEC Energy Group Inc | 100
solar pv | Georgia Power at Jakin GA PV | 61397_G_PV1 | 61397 | G | PV1 |  | Solar PV |  | S_SOU | Georgia | 13 | Early | 99 | 13099 | 1.5 | 0 | 2017 | 9999 |  |  | N | Solar | [13 empty] | 0 | 0 | 0 | 0 | [11 empty] | Constellation Solar Georgia 2 LLC | 100 | Exelon Corp | 100
solar pv | Canis Major Solar Farm | 61398_G_S1980 | 61398 | G | S1980 |  | Solar PV |  | NENG_CT | Connecticut | 9 | Hartford | 3 | 09003 | 2 | 0 | 2016 | 9999 |  |  | N | Solar | [13 empty] | 0 | 0 | 0 | 0 | [11 empty] | LSE Canis Major LLC | 100 | Lodestar Energy LLC | 100
solar pv | Ashby Duffy CSG Solar Farm | 61399_G_DU183 | 61399 | G | DU183 |  | Solar PV |  | NENGREST | Massachusetts | 25 | Middlesex | 17 | 25017 | 1.8 | 0 | 2017 | 9999 |  |  | N | Solar | [13 empty] | 0 | 0 | 0 | 0 | [11 empty] | LSE Cassiopeia LLC | 100 | Lodestar Energy LLC | 100
onshore wind | Foard City Wind | 61402_G_FOARD | 61402 | G | FOARD |  | Onshore Wind |  | ERC_WEST | Texas | 48 | Foard | 155 | 48155 | 352.8 | 0 | 2019 | 9999 |  |  | N | Wind | [13 empty] | 0 | 0 | 0 | 0 | [11 empty] | Foard City Wind LLC | 100 | Innergex Renewable Energy Inc | 100
solar pv | Deep Branch Farm | 61403_G_1 | 61403 | G | 1 |  | Solar PV |  | S_VACA | North Carolina | 37 | Robeson | 155 | 37155 | 5 | 0 | 2017 | 9999 |  |  | N | Solar | [13 empty] | 0 | 0 | 0 | 0 | [11 empty] | Deep Branch Farm LLC | 100 | Strata Solar LLC | 100
solar pv | Pikeville Farm | 61404_G_1 | 61404 | G | 1 |  | Solar PV |  | S_VACA | North Carolina | 37 | Wayne | 191 | 37191 | 5 | 0 | 2017 | 9999 |  |  | N | Solar | [13 empty] | 0 | 0 | 0 | 0 | [11 empty] | Pikeville Farm LLC | 100 | Strata Solar LLC | 100
solar pv | Moorings Farm 2 | 61405_G_1 | 61405 | G | 1 |  | Solar PV |  | S_VACA | North Carolina | 37 | Lenoir | 107 | 37107 | 5 | 0 | 2017 | 9999 |  |  | N | Solar | [13 empty] | 0 | 0 | 0 | 0 | [11 empty] | Moorings Farm 2 LLC | 100 | Dominion Energy Inc | 100
solar pv | Essex Solar Center | 61406_G_ESSEX | 61406 | G | ESSEX |  | Solar PV |  | PJM_Dom | Virginia | 51 | Essex | 57 | 51057 | 20 | 0 | 2017 | 9999 |  |  | N | Solar | [13 empty] | 0 | 0 | 0 | 0 | [11 empty] | Coronal Development Services LLC | 100 | Coronal Group LLC | 100
onshore wind | Cottonwood Wind Energy Center | 61407_G_CTNWD | 61407 | G | CTNWD |  | Onshore Wind |  | SPP_NEBR | Nebraska | 31 | Webster | 181 | 31181 | 89.7 | 0 | 2017 | 9999 |  |  | N | Wind | [13 empty] | 0 | 0 | 0 | 0 | [11 empty] | Cottonwood Wind Project LLC | 100 | NextEra Energy Inc | 100
solar pv | Canis Minor Solar Farm | 61408_G_B1000 | 61408 | G | B1000 |  | Solar PV |  | NENG_CT | Connecticut | 9 | Litchfield | 5 | 09005 | 1 | 0 | 2016 | 9999 |  |  | N | Solar | [13 empty] | 0 | 0 | 0 | 0 | [11 empty] | LSE Canis Minor LLC | 100 | Lse Canis Minor LLC | 100
solar pv | Highway 56 Solar | 61409_G_GEN1 | 61409 | G | GEN1 |  | Solar PV |  | ERC_REST | Texas | 48 | Grayson | 181 | 48181 | 5.3 | 0 | 2017 | 9999 |  |  | N | Solar | [13 empty] | 0 | 0 | 0 | 0 | [11 empty] | Cypress Creek Renewables LLC | 100 | Cypress Creek Holdings LLC | 100
solar pv | Whitesboro Solar | 61410_G_GEN1 | 61410 | G | GEN1 |  | Solar PV |  | ERC_REST | Texas | 48 | Grayson | 181 | 48181 | 5 | 0 | 2017 | 9999 |  |  | N | Solar | [13 empty] | 0 | 0 | 0 | 0 | [11 empty] | Whitesboro Solar LLC | 100 | Cypress Creek Holdings LLC | 100
solar pv | Whitesboro Solar II | 61411_G_GEN1 | 61411 | G | GEN1 |  | Solar PV |  | ERC_REST | Texas | 48 | Grayson | 181 | 48181 | 5 | 0 | 2017 | 9999 |  |  | N | Solar | [13 empty] | 0 | 0 | 0 | 0 | [11 empty] | Whitesboro Solar II LLC | 100 | Cypress Creek Holdings LLC | 100
solar pv | Latitude Solar Center | 61412_G_LATSC | 61412 | G | LATSC |  | Solar PV |  | S_C_TVA | Tennessee | 47 | Hardeman | 69 | 47069 | 15 | 0 | 2018 | 9999 |  |  | N | Solar | [13 empty] | 0 | 0 | 0 | 0 | [11 empty] | Latitude Solar Center LLC | 100 | Coronal Development Services LLC | 100
solar pv | West Boylston Community Shared Solar | 61415_G_CS1 | 61415 | G | CS1 |  | Solar PV |  | NENGREST | Massachusetts | 25 | Worcester | 27 | 25027 | 1.5 | 0 | 2016 | 9999 |  |  | N | Solar | [13 empty] | 0 | 0 | 0 | 0 | [11 empty] | West Boylston MA (Town of) | 100 | West Boylston MA (Town of) | 100
onshore wind | Gopher Creek Wind Farm | 61417_G_GCWF | 61417 | G | GCWF |  | Onshore Wind |  | ERC_WEST | Texas | 48 | Borden | 33 | 48033 | 158 | 0 | 2019 | 9999 |  |  | N | Wind | [13 empty] | 0 | 0 | 0 | 0 | [11 empty] | Fluvanna Wind Energy 2 LLC | 100 | Terna SpA | 100
solar pv | Valencia 1 Solar CA | 61418_G_VAL1 | 61418 | G | VAL1 |  | Solar PV |  | WECC_IID | California | 6 | Imperial | 25 | 06025 | 3 | 0 | 2017 | 9999 |  |  | N | Solar | [13 empty] | 0 | 0 | 0 | 0 | [11 empty] | Green Light FIT 2 LLC | 100 | Alaywan Trust | 100
solar pv | One Ten Partners PV | 61419_G_OTP | 61419 | G | OTP |  | Solar PV |  | WEC_LADW | California | 6 | Los Angeles | 37 | 06037 | 2 | 0 | 2017 | 9999 |  |  | N | Solar | [13 empty] | 0 | 0 | 0 | 0 | [11 empty] | One Ten Partners LLC | 100 | One Ten Partners LLC | 100
solar pv | Merced 1 PV | 61420_G_MRCD1 | 61420 | G | MRCD1 |  | Solar PV |  | WEC_CALN | California | 6 | Merced | 47 | 06047 | 3 | 0 | 2018 | 9999 |  |  | N | Solar | [13 empty] | 0 | 0 | 0 | 0 | [11 empty] | ZGlobal Inc | 100 | Alaywan Trust | 100
solar pv | Madera 1 PV | 61421_G_MDRA1 | 61421 | G | MDRA1 |  | Solar PV |  | WEC_CALN | California | 6 | Madera | 39 | 06039 | 1.5 | 0 | 2017 | 9999 |  |  | N | Solar | [13 empty] | 0 | 0 | 0 | 0 | [11 empty] | ZGlobal Inc | 100 | Alaywan Trust | 100
solar pv | Southampton Solar, LLC | 61422_G_PV1 | 61422 | G | PV1 |  | Solar PV |  | PJM_Dom | Virginia | 51 | Southampton | 175 | 51175 | 100 | 0 | 2017 | 9999 |  |  | N | Solar | [13 empty] | 0 | 0 | 0 | 0 | [11 empty] | Southampton Solar LLC | 100 | Southampton Solar LLC | 100
solar pv | OR Solar 5, LLC | 61423_G_PV1 | 61423 | G | PV1 |  | Solar PV |  | WECC_PNW | Oregon | 41 | Klamath | 35 | 41035 | 8 | 0 | 2018 | 9999 |  |  | N | Solar | [13 empty] | 0 | 0 | 0 | 0 | [11 empty] | Merrill Solar LLC | 100 | Cypress Creek Holdings LLC | 100
solar pv | OR Solar 8, LLC | 61424_G_PV1 | 61424 | G | PV1 |  | Solar PV |  | WECC_PNW | Oregon | 41 | Klamath | 35 | 41035 | 10 | 0 | 2018 | 9999 |  |  | N | Solar | [13 empty] | 0 | 0 | 0 | 0 | [11 empty] | OR Holdings LLC | 100 | Origis Energy | 100
solar pv | Coyote Ridge Community Solar | 61425_G_COYCS | 61425 | G | COYCS |  | Solar PV |  | WECC_CO | Colorado | 8 | Larimer | 69 | 08069 | 1.5 | 0 | 2017 | 9999 |  |  | N | Solar | [13 empty] | 0 | 0 | 0 | 0 | [11 empty] | Poudre Valley Rural Electric Association Inc | 100 | Poudre Valley Rural Electric Association Inc | 100
solar pv | Gopher CSG | 61426_G_PV1 | 61426 | G | PV1 |  | Solar PV |  | MIS_MNWI | Minnesota | 27 | Chisago | 25 | 27025 | 5 | 0 | 2018 | 9999 |  |  | N | Solar | [13 empty] | 0 | 0 | 0 | 0 | [11 empty] | Gopher CSG 1 LLC | 100 | SoCore Energy | 100
solar pv | Richmond CSG | 61427_G_PV1 | 61427 | G | PV1 |  | Solar PV |  | MIS_MNWI | Minnesota | 27 | Stearns | 145 | 27145 | 5 | 0 | 2017 | 9999 |  |  | N | Solar | [13 empty] | 0 | 0 | 0 | 0 | [11 empty] | SoCore Energy LLC | 100 | SoCore Energy | 100
solar pv | Taylors Falls CSG | 61428_G_PV1 | 61428 | G | PV1 |  | Solar PV |  | MIS_MNWI | Minnesota | 27 | Chisago | 25 | 27025 | 5 | 0 | 2018 | 9999 |  |  | N | Solar | [13 empty] | 0 | 0 | 0 | 0 | [11 empty] | Taylor Falls 1 CSG 1 LLC | 100 | SoCore Energy | 100
solar pv | Big George PV CSG | 61429_G_12344 | 61429 | G | 12344 |  | Solar PV |  | NENGREST | Massachusetts | 25 | Plymouth | 23 | 25023 | 1 | 0 | 2018 | 9999 |  |  | N | Solar | [13 empty] | 0 | 0 | 0 | 0 | [11 empty] | Altus Power America Management LLC | 100 | Altus Power America Management LLC | 100
solar pv | OR Solar 6, LLC | 61430_G_PV6 | 61430 | G | PV6 |  | Solar PV |  | WECC_PNW | Oregon | 41 | Lake | 37 | 41037 | 10 | 0 | 2017 | 9999 |  |  | N | Solar | [13 empty] | 0 | 0 | 0 | 0 | [11 empty] | et Capital Inc | 100 | et Solar Group | 100
0 | Beacon BESS 1 | 61431_G_BCNB1 | 61431 | G | BCNB1 |  | Energy Storage |  | WEC_LADW | California | 6 | Kern | 29 | 06029 | 20 | 0 | 2018 | 9999 |  |  | N | Energy Storage | [13 empty] | 0 | 0 | 0 | 0 | [11 empty] | Los Angeles Dept of Water & Power | 100 | Los Angeles Dept of Water & Power | 100
solar pv | SCE&G Curie CSG | 61432_G_SCCU1 | 61432 | G | SCCU1 |  | Solar PV |  | S_VACA | South Carolina | 45 | Hampton | 49 | 45049 | 2 | 0 | 2019 | 9999 |  |  | N | Solar | [13 empty] | 0 | 0 | 0 | 0 | [11 empty] | Clean Energy Collective LLC | 100 | Clean Energy Collective LLC | 100
solar pv | SCE&G Nimitz CSG | 61433_G_SCNM1 | 61433 | G | SCNM1 |  | Solar PV |  | S_VACA | South Carolina | 45 | Jasper | 53 | 45053 | 8 | 0 | 2018 | 9999 |  |  | N | Solar | [13 empty] | 0 | 0 | 0 | 0 | [11 empty] | Southern Current LLC | 100 | Southern Current LLC | 100
solar pv | SCE&G Springfield CSG | 61434_G_SCSP1 | 61434 | G | SCSP1 |  | Solar PV |  | S_VACA | South Carolina | 45 | Orangeburg | 75 | 45075 | 6.1 | 0 | 2018 | 9999 |  |  | N | Solar | [13 empty] | 0 | 0 | 0 | 0 | [11 empty] | Springfield Solar LLC | 100 | Tangent Energy Solutions Inc | 100
solar pv | DG AMP Solar Coldwater | 61435_G_AMPCW | 61435 | G | AMPCW |  | Solar PV |  | MIS_LMI | Michigan | 26 | Branch | 23 | 26023 | 1.3 | 0 | 2018 | 9999 |  |  | N | Solar | [13 empty] | 0 | 0 | 0 | 0 | [11 empty] | DG AMP Solar LLC | 100 | NextEra Energy Inc | 100
solar pv | DG AMP Solar Orrville 3 | 61436_G_AMPO3 | 61436 | G | AMPO3 |  | Solar PV |  | PJM_ATSI | Ohio | 39 | Wayne | 169 | 39169 | 2.3 | 0 | 2018 | 9999 |  |  | N | Solar | [13 empty] | 0 | 0 | 0 | 0 | [11 empty] | DG AMP Solar LLC | 100 | NextEra Energy Inc | 100
solar pv | DG AMP Solar Versailles | 61437_G_AMPVS | 61437 | G | AMPVS |  | Solar PV |  | PJM_West | Ohio | 39 | Darke | 37 | 39037 | 1.8 | 0 | 2018 | 9999 |  |  | N | Solar | [13 empty] | 0 | 0 | 0 | 0 | [11 empty] | DG AMP Solar LLC | 100 | NextEra Energy Inc | 100
solar pv | DG AMP Solar Jackson Center | 61438_G_AMPJC | 61438 | G | AMPJC |  | Solar PV |  | PJM_West | Ohio | 39 | Shelby | 149 | 39149 | 1.6 | 0 | 2018 | 9999 |  |  | N | Solar | [13 empty] | 0 | 0 | 0 | 0 | [11 empty] | DG AMP Solar LLC | 100 | NextEra Energy Inc | 100
0 | Panasonic Carport Solar Hybrid | 61439_G_PANBS | 61439 | G | PANBS |  | Energy Storage |  | WECC_CO | Colorado | 8 | Adams | 1 | 08001 | 1 | 0 | 2017 | 9999 |  |  | N | Energy Storage | [13 empty] | 0 | 0 | 0 | 0 | [11 empty] | Xcel Energy Inc | 100 | Xcel Energy Inc | 100
solar pv | Panasonic Carport Solar Hybrid | 61439_G_PANPV | 61439 | G | PANPV |  | Solar PV |  | WECC_CO | Colorado | 8 | Adams | 1 | 08001 | 1.3 | 0 | 2017 | 9999 |  |  | N | Solar | [13 empty] | 0 | 0 | 0 | 0 | [11 empty] | Panasonic Battery Project | 100 | Xcel Energy Inc | 100
solar pv | Denver Braswell PV | 61441_G_GPDB1 | 61441 | G | GPDB1 |  | Solar PV |  | S_SOU | Georgia | 13 | Colquitt | 71 | 13071 | 1.6 | 0 | 2017 | 9999 |  |  | N | Solar | [13 empty] | 0 | 0 | 0 | 0 | [11 empty] | IGS ORIX Solar I LLC | 100 | ORIX Corp | 100
onshore wind | Foundation California Training Facility | 61442_G_WTG1 | 61442 | G | WTG1 |  | Onshore Wind |  | WEC_CALN | California | 6 | Monterey | 53 | 06053 | 1.8 | 0 | 2018 | 9999 |  |  | N | Wind | [13 empty] | 0 | 0 | 0 | 0 | [11 empty] | Foundation CA Fund IX Owner LLC | 100 | Foundation Windpower | 100
onshore wind | Foundation Mann Packing | 61443_G_WTG1 | 61443 | G | WTG1 |  | Onshore Wind |  | WEC_CALN | California | 6 | Monterey | 53 | 06053 | 1.8 | 0 | 2019 | 9999 |  |  | N | Wind | [13 empty] | 0 | 0 | 0 | 0 | [11 empty] | Foundation CA Fund IX Owner LLC | 100 | Foundation Windpower | 100
onshore wind | Foundation SaIinas Valley State Prison | 61444_G_WTG1 | 61444 | G | WTG1 |  | Onshore Wind |  | WEC_CALN | California | 6 | Monterey | 53 | 06053 | 1.8 | 0 | 2018 | 9999 |  |  | N | Wind | [13 empty] | 0 | 0 | 0 | 0 | [11 empty] | Foundation CA Fund IX Owner LLC | 100 | Foundation Windpower | 100
solar pv | RE Gaskell West 1 LLC | 61445_G_PV1 | 61445 | G | PV1 |  | Solar PV |  | WECC_SCE | California | 6 | Kern | 29 | 06029 | 20 | 0 | 2018 | 9999 |  |  | N | Solar | [13 empty] | 0 | 0 | 0 | 0 | [11 empty] | RE Gaskell West 1 LLC | 100 | Canadian Solar Inc | 100
solar pv | Farmington Solar Farm | 61450_G_FSF1 | 61450 | G | FSF1 |  | Solar PV |  | MIS_MO | Missouri | 29 | St Francois | 187 | 29187 | 2.5 | 0 | 2018 | 9999 |  |  | N | Solar | [13 empty] | 0 | 0 | 0 | 0 | [11 empty] | MC Power Companies Inc | 100 | MC Power Companies | 100
solar pv | Northfield Holdco CSG | 61451_G_NORTH | 61451 | G | NORTH |  | Solar PV |  | MIS_MNWI | Minnesota | 27 | Rice | 131 | 27131 | 5 | 0 | 2017 | 9999 |  |  | N | Solar | [13 empty] | 0 | 0 | 0 | 0 | [11 empty] | Northfield Holdco | 100 | Global Infrastructure Partners | 100
solar pv | Waterford Holdco CSG | 61452_G_WATER | 61452 | G | WATER |  | Solar PV |  | MIS_MNWI | Minnesota | 27 | Rice | 131 | 27131 | 2.7 | 0 | 2017 | 9999 |  |  | N | Solar | [13 empty] | 0 | 0 | 0 | 0 | [11 empty] | Waterford Holdco LLC | 100 | Waterford Holdco LLC | 100
solar pv | B.R. Corcoran CSG | 61453_G_42278 | 61453 | G | 42278 |  | Solar PV |  | MIS_MNWI | Minnesota | 27 | Hennepin | 53 | 27053 | 1 | 0 | 2017 | 9999 |  |  | N | Solar | [13 empty] | 0 | 0 | 0 | 0 | [11 empty] | Minnesota Solar CSG 19 LLC | 100 | Minnesota Solar LLC | 100
solar pv | B.R. Corcoran CSG | 61453_G_42279 | 61453 | G | 42279 |  | Solar PV |  | MIS_MNWI | Minnesota | 27 | Hennepin | 53 | 27053 | 1 | 0 | 2017 | 9999 |  |  | N | Solar | [13 empty] | 0 | 0 | 0 | 0 | [11 empty] | Minnesota Solar CSG 19 LLC | 100 | Minnesota Solar LLC | 100
solar pv | B.R. Corcoran CSG | 61453_G_42280 | 61453 | G | 42280 |  | Solar PV |  | MIS_MNWI | Minnesota | 27 | Hennepin | 53 | 27053 | 1 | 0 | 2017 | 9999 |  |  | N | Solar | [13 empty] | 0 | 0 | 0 | 0 | [11 empty] | Minnesota Solar CSG 19 LLC | 100 | Minnesota Solar LLC | 100
solar pv | B.R. Corcoran CSG | 61453_G_42281 | 61453 | G | 42281 |  | Solar PV |  | MIS_MNWI | Minnesota | 27 | Hennepin | 53 | 27053 | 1 | 0 | 2017 | 9999 |  |  | N | Solar | [13 empty] | 0 | 0 | 0 | 0 | [11 empty] | Minnesota Solar CSG 19 LLC | 100 | Minnesota Solar LLC | 100
solar pv | B.R. Corcoran CSG | 61453_G_42282 | 61453 | G | 42282 |  | Solar PV |  | MIS_MNWI | Minnesota | 27 | Hennepin | 53 | 27053 | 1 | 0 | 2017 | 9999 |  |  | N | Solar | [13 empty] | 0 | 0 | 0 | 0 | [11 empty] | Minnesota Solar CSG 19 LLC | 100 | Minnesota Solar LLC | 100
solar pv | B.R. Sartell CSG | 61454_G_42286 | 61454 | G | 42286 |  | Solar PV |  | MIS_MNWI | Minnesota | 27 | Stearns | 145 | 27145 | 1 | 0 | 2017 | 9999 |  |  | N | Solar | [13 empty] | 0 | 0 | 0 | 0 | [11 empty] | Minnesota Solar LLC | 100 | Minnesota Solar LLC | 100
solar pv | B.R. Sartell CSG | 61454_G_42287 | 61454 | G | 42287 |  | Solar PV |  | MIS_MNWI | Minnesota | 27 | Stearns | 145 | 27145 | 1 | 0 | 2017 | 9999 |  |  | N | Solar | [13 empty] | 0 | 0 | 0 | 0 | [11 empty] | Minnesota Solar LLC | 100 | Minnesota Solar LLC | 100
solar pv | B.R. Sartell CSG | 61454_G_42288 | 61454 | G | 42288 |  | Solar PV |  | MIS_MNWI | Minnesota | 27 | Stearns | 145 | 27145 | 1 | 0 | 2017 | 9999 |  |  | N | Solar | [13 empty] | 0 | 0 | 0 | 0 | [11 empty] | Minnesota Solar LLC | 100 | Minnesota Solar LLC | 100
solar pv | B.R. Sauk Rapids CSG | 61455_G_42292 | 61455 | G | 42292 |  | Solar PV |  | MIS_MNWI | Minnesota | 27 | Benton | 9 | 27009 | 1 | 0 | 2017 | 9999 |  |  | N | Solar | [13 empty] | 0 | 0 | 0 | 0 | [11 empty] | Minnesota Solar CSG 9 LLC | 100 | Minnesota Solar LLC | 100
solar pv | B.R. Sauk Rapids CSG | 61455_G_42294 | 61455 | G | 42294 |  | Solar PV |  | MIS_MNWI | Minnesota | 27 | Benton | 9 | 27009 | 1 | 0 | 2017 | 9999 |  |  | N | Solar | [13 empty] | 0 | 0 | 0 | 0 | [11 empty] | Minnesota Solar CSG 9 LLC | 100 | Minnesota Solar LLC | 100
solar pv | B.R. Sauk Rapids CSG | 61455_G_42295 | 61455 | G | 42295 |  | Solar PV |  | MIS_MNWI | Minnesota | 27 | Benton | 9 | 27009 | 1 | 0 | 2017 | 9999 |  |  | N | Solar | [13 empty] | 0 | 0 | 0 | 0 | [11 empty] | Minnesota Solar CSG 9 LLC | 100 | Minnesota Solar LLC | 100
solar pv | B.R. Sauk Rapids CSG | 61455_G_42296 | 61455 | G | 42296 |  | Solar PV |  | MIS_MNWI | Minnesota | 27 | Benton | 9 | 27009 | 1 | 0 | 2017 | 9999 |  |  | N | Solar | [13 empty] | 0 | 0 | 0 | 0 | [11 empty] | Minnesota Solar CSG 9 LLC | 100 | Minnesota Solar LLC | 100
solar pv | B.R. Sauk Rapids CSG | 61455_G_42297 | 61455 | G | 42297 |  | Solar PV |  | MIS_MNWI | Minnesota | 27 | Benton | 9 | 27009 | 1 | 0 | 2017 | 9999 |  |  | N | Solar | [13 empty] | 0 | 0 | 0 | 0 | [11 empty] | Minnesota Solar CSG 9 LLC | 100 | Minnesota Solar LLC | 100
solar pv | Montgomery Winsted CSG | 61456_G_41620 | 61456 | G | 41620 |  | Solar PV |  | MIS_MNWI | Minnesota | 27 | McLeod | 85 | 27085 | 1 | 0 | 2017 | 9999 |  |  | N | Solar | [13 empty] | 0 | 0 | 0 | 0 | [11 empty] | Minnesota Solar CSG 4 LLC | 100 | Minnesota Solar LLC | 100
solar pv | Montgomery Winsted CSG | 61456_G_41621 | 61456 | G | 41621 |  | Solar PV |  | MIS_MNWI | Minnesota | 27 | McLeod | 85 | 27085 | 1 | 0 | 2017 | 9999 |  |  | N | Solar | [13 empty] | 0 | 0 | 0 | 0 | [11 empty] | Minnesota Solar CSG 4 LLC | 100 | Minnesota Solar LLC | 100
solar pv | Montgomery Winsted CSG | 61456_G_41622 | 61456 | G | 41622 |  | Solar PV |  | MIS_MNWI | Minnesota | 27 | McLeod | 85 | 27085 | 1 | 0 | 2017 | 9999 |  |  | N | Solar | [13 empty] | 0 | 0 | 0 | 0 | [11 empty] | Minnesota Solar CSG 4 LLC | 100 | Minnesota Solar LLC | 100
solar pv | Palmer Solar Center | 61457_G_PALM | 61457 | G | PALM |  | Solar PV |  | PJM_Dom | Virginia | 51 | Fluvanna | 65 | 51065 | 5 | 0 | 2017 | 9999 |  |  | N | Solar | [13 empty] | 0 | 0 | 0 | 0 | [11 empty] | Coronal Development Services LLC | 100 | Coronal Group LLC | 100
solar pv | Martin Solar Center | 61458_G_MARTN | 61458 | G | MARTN |  | Solar PV |  | PJM_Dom | Virginia | 51 | Goochland | 75 | 51075 | 5 | 0 | 2017 | 9999 |  |  | N | Solar | [13 empty] | 0 | 0 | 0 | 0 | [11 empty] | Coronal Development Services LLC | 100 | Coronal Group LLC | 100
solar pv | Georgia Power at Swainsboro | 61459_G_PV1 | 61459 | G | PV1 |  | Solar PV |  | S_SOU | Georgia | 13 | Emanuel | 107 | 13107 | 2.9 | 0 | 2017 | 9999 |  |  | N | Solar | [13 empty] | 0 | 0 | 0 | 0 | [11 empty] | Constellation Solar Georgia 2 LLC | 100 | Exelon Corp | 100
solar pv | IOS - MEW Phase 1 | 61460_G_MEW1 | 61460 | G | MEW1 |  | Solar PV |  | NENG_ME | Maine | 23 | Somerset | 25 | 23025 | 4.1 | 0 | 2017 | 9999 |  |  | N | Solar | [13 empty] | 0 | 0 | 0 | 0 | [11 empty] | IGS ORIX Solar I LLC | 100 | ORIX Corp | 100
solar pv | North Smithfield Solar Power 1 | 61461_G_NSS01 | 61461 | G | NSS01 |  | Solar PV |  | NENGREST | Rhode Island | 44 | Providence | 7 | 44007 | 2 | 0 | 2018 | 9999 |  |  | N | Solar | [13 empty] | 0 | 0 | 0 | 0 | [11 empty] | North Smithfield Solar Power I LLC | 100 | Half Moon Ventures LLC | 100
solar pv | SR Platte Solar Farm | 61462_G_PV1 | 61462 | G | PV1 |  | Solar PV |  | WECC_CO | Colorado | 8 | Weld | 123 | 08123 | 16 | 0 | 2017 | 9999 |  |  | N | Solar | [13 empty] | 0 | 0 | 0 | 0 | [11 empty] | SR Platte LLC | 100 | Silicon Ranch Corp | 100
solar pv | Vandenberg Solar Project | 61463_G_VBERG | 61463 | G | VBERG |  | Solar PV |  | WECC_SCE | California | 6 | Santa Barbara | 83 | 06083 | 20.6 | 0 | 2017 | 9999 |  |  | N | Solar | [13 empty] | 0 | 0 | 0 | 0 | [11 empty] | Vandenberg Solar I LLC | 100 | Vandenberg Solar I LLC | 100
natural gas peaker | CoreSite Real Estate 2972 Stender, L.P. | 61464_G_G-1 | 61464 | G | G-1 |  | Combustion Turbine | IC Engine | WEC_CALN | California | 6 | Santa Clara | 85 | 06085 | 2 | 12283 | 2011 | 9999 |  |  | N | Distillate Fuel Oil | [13 empty] | 1.6498 | 1.6498 | 1.6498 | 1.6498 | [11 empty] | Coresite Real Estate 2972 Stender LP | 100 | Coresite | 100
natural gas peaker | CoreSite Real Estate 2972 Stender, L.P. | 61464_G_G-2 | 61464 | G | G-2 |  | Combustion Turbine | IC Engine | WEC_CALN | California | 6 | Santa Clara | 85 | 06085 | 2 | 12283 | 2011 | 9999 |  |  | N | Distillate Fuel Oil | [13 empty] | 1.6498 | 1.6498 | 1.6498 | 1.6498 | [11 empty] | Coresite Real Estate 2972 Stender LP | 100 | Coresite | 100
natural gas peaker | CoreSite Real Estate 2972 Stender, L.P. | 61464_G_G-3 | 61464 | G | G-3 |  | Combustion Turbine | IC Engine | WEC_CALN | California | 6 | Santa Clara | 85 | 06085 | 2 | 12283 | 2011 | 9999 |  |  | N | Distillate Fuel Oil | [13 empty] | 1.6498 | 1.6498 | 1.6498 | 1.6498 | [11 empty] | Coresite Real Estate 2972 Stender LP | 100 | Coresite | 100
natural gas peaker | CoreSite Real Estate 2972 Stender, L.P. | 61464_G_G-4 | 61464 | G | G-4 |  | Combustion Turbine | IC Engine | WEC_CALN | California | 6 | Santa Clara | 85 | 06085 | 2 | 12283 | 2011 | 9999 |  |  | N | Distillate Fuel Oil | [13 empty] | 1.6498 | 1.6498 | 1.6498 | 1.6498 | [11 empty] | Coresite Real Estate 2972 Stender LP | 100 | Coresite | 100
natural gas peaker | CoreSite Real Estate 2972 Stender, L.P. | 61464_G_G-5 | 61464 | G | G-5 |  | Combustion Turbine | IC Engine | WEC_CALN | California | 6 | Santa Clara | 85 | 06085 | 2 | 12283 | 2011 | 9999 |  |  | N | Distillate Fuel Oil | [13 empty] | 1.6498 | 1.6498 | 1.6498 | 1.6498 | [11 empty] | Coresite Real Estate 2972 Stender LP | 100 | Coresite | 100
natural gas peaker | CoreSite Real Estate 2972 Stender, L.P. | 61464_G_G-6 | 61464 | G | G-6 |  | Combustion Turbine | IC Engine | WEC_CALN | California | 6 | Santa Clara | 85 | 06085 | 2 | 12283 | 2011 | 9999 |  |  | N | Distillate Fuel Oil | [13 empty] | 1.6498 | 1.6498 | 1.6498 | 1.6498 | [11 empty] | Coresite Real Estate 2972 Stender LP | 100 | Coresite | 100
solar pv | IGS Solar I - BWI2 | 61465_G_BWI2 | 61465 | G | BWI2 |  | Solar PV |  | PJM_SMAC | Maryland | 24 | Baltimore | 5 | 24005 | 1.4 | 0 | 2017 | 9999 |  |  | N | Solar | [13 empty] | 0 | 0 | 0 | 0 | [11 empty] | IGS ORIX Solar I LLC | 100 | ORIX Corp | 100
solar pv | IOS - ERW9 | 61466_G_EWR9 | 61466 | G | EWR9 |  | Solar PV |  | PJM_EMAC | New Jersey | 34 | Middlesex | 23 | 34023 | 5 | 0 | 2017 | 9999 |  |  | N | Solar | [13 empty] | 0 | 0 | 0 | 0 | [11 empty] | IGS ORIX Solar I LLC | 100 | ORIX Corp | 100
solar pv | City of Lexington | 61467_G_LXNE1 | 61467 | G | LXNE1 |  | Solar PV |  | SPP_NEBR | Nebraska | 31 | Dawson | 47 | 31047 | 3.6 | 0 | 2017 | 9999 |  |  | N | Solar | [13 empty] | 0 | 0 | 0 | 0 | [11 empty] | IGS ORIX Solar I LLC | 100 | ORIX Corp | 100
solar pv | Valdosta Prison | 61468_G_GPVP1 | 61468 | G | GPVP1 |  | Solar PV |  | S_SOU | Georgia | 13 | Lowndes | 185 | 13185 | 1.2 | 0 | 2017 | 9999 |  |  | N | Solar | [13 empty] | 0 | 0 | 0 | 0 | [11 empty] | IGS ORIX Solar I LLC | 100 | ORIX Corp | 100
solar pv | Lichtenthal | 61469_G_LIC01 | 61469 | G | LIC01 |  | Solar PV |  | NY_Z_B | New York | 36 | Genesee | 37 | 36037 | 2 | 0 | 2018 | 9999 |  |  | N | Solar | [13 empty] | 0 | 0 | 0 | 0 | [11 empty] | AES Distributed Energy Inc | 100 | AES Corp (The) | 100
solar pv | Call Farms 1 | 61470_G_CFM11 | 61470 | G | CFM11 |  | Solar PV |  | NY_Z_B | New York | 36 | Genesee | 37 | 36037 | 2 | 0 | 2018 | 9999 |  |  | N | Solar | [13 empty] | 0 | 0 | 0 | 0 | [11 empty] | AES Distributed Energy Inc | 100 | AES Corp (The) | 100
solar pv | Call Farms 3 | 61471_G_CFM31 | 61471 | G | CFM31 |  | Solar PV |  | NY_Z_B | New York | 36 | Genesee | 37 | 36037 | 2 | 0 | 2018 | 9999 |  |  | N | Solar | [13 empty] | 0 | 0 | 0 | 0 | [11 empty] | AES Distributed Energy Inc | 100 | AES Corp (The) | 100
solar pv | San Luis Solar Garden | 61472_G_ANTO2 | 61472 | G | ANTO2 |  | Solar PV |  | WECC_CO | Colorado | 8 | Conejos | 21 | 08021 | 1.2 | 0 | 2017 | 9999 |  |  | N | Solar | [13 empty] | 0 | 0 | 0 | 0 | [11 empty] | San Luis Solar Garden LLC | 100 | San Luis Solar Garden LLC | 100
0 | Hopewell Valley High School Hybrid | 61473_G_BA1 | 61473 | G | BA1 |  | Energy Storage |  | PJM_EMAC | New Jersey | 34 | Mercer | 21 | 34021 | 1 | 0 | 2015 | 9999 |  |  | N | Energy Storage | [13 empty] | 0 | 0 | 0 | 0 | [11 empty] | Public Service Electric & Gas Co | 100 | Public Service Enterprise Group Inc | 100
solar pv | Hopewell Valley High School Hybrid | 61473_G_HWVHS | 61473 | G | HWVHS |  | Solar PV |  | PJM_EMAC | New Jersey | 34 | Mercer | 21 | 34021 | 0.9 | 0 | 2015 | 9999 |  |  | N | Solar | [13 empty] | 0 | 0 | 0 | 0 | [11 empty] | Public Service Electric & Gas Co | 100 | Public Service Enterprise Group Inc | 100
solar pv | SunE Feely 1 CSG, LLC | 61478_G_FELY1 | 61478 | G | FELY1 |  | Solar PV |  | MIS_MNWI | Minnesota | 27 | Dakota | 37 | 27037 | 1 | 0 | 2018 | 9999 |  |  | N | Solar | [13 empty] | 0 | 0 | 0 | 0 | [11 empty] | Ecoplexus Inc | 100 | Ecoplexus Inc | 100
solar pv | SunE Feely 1 CSG, LLC | 61478_G_FELY2 | 61478 | G | FELY2 |  | Solar PV |  | MIS_MNWI | Minnesota | 27 | Dakota | 37 | 27037 | 1 | 0 | 2018 | 9999 |  |  | N | Solar | [13 empty] | 0 | 0 | 0 | 0 | [11 empty] | Ecoplexus Inc | 100 | Ecoplexus Inc | 100
solar pv | SunE Feely 1 CSG, LLC | 61478_G_FELY3 | 61478 | G | FELY3 |  | Solar PV |  | MIS_MNWI | Minnesota | 27 | Dakota | 37 | 27037 | 1 | 0 | 2018 | 9999 |  |  | N | Solar | [13 empty] | 0 | 0 | 0 | 0 | [11 empty] | Ecoplexus Inc | 100 | Ecoplexus Inc | 100
solar pv | SunE Feely 1 CSG, LLC | 61478_G_FELY4 | 61478 | G | FELY4 |  | Solar PV |  | MIS_MNWI | Minnesota | 27 | Dakota | 37 | 27037 | 1 | 0 | 2018 | 9999 |  |  | N | Solar | [13 empty] | 0 | 0 | 0 | 0 | [11 empty] | Ecoplexus Inc | 100 | Ecoplexus Inc | 100
solar pv | SunE Feely 1 CSG, LLC | 61478_G_FELY5 | 61478 | G | FELY5 |  | Solar PV |  | MIS_MNWI | Minnesota | 27 | Dakota | 37 | 27037 | 1 | 0 | 2018 | 9999 |  |  | N | Solar | [13 empty] | 0 | 0 | 0 | 0 | [11 empty] | Ecoplexus Inc | 100 | Ecoplexus Inc | 100
solar pv | Cottage Grove CSG, LLC | 61483_G_CTGR1 | 61483 | G | CTGR1 |  | Solar PV |  | MIS_MNWI | Minnesota | 27 | Washington | 163 | 27163 | 1 | 0 | 2018 | 9999 |  |  | N | Solar | [13 empty] | 0 | 0 | 0 | 0 | [11 empty] | Cottage Grove CSG 1 LLC | 100 | Cottage Grove CSG 1 LLC | 100
solar pv | Cottage Grove CSG, LLC | 61483_G_CTGR2 | 61483 | G | CTGR2 |  | Solar PV |  | MIS_MNWI | Minnesota | 27 | Washington | 163 | 27163 | 1 | 0 | 2018 | 9999 |  |  | N | Solar | [13 empty] | 0 | 0 | 0 | 0 | [11 empty] | Cottage Grove CSG 1 LLC | 100 | Cottage Grove CSG 1 LLC | 100
solar pv | Cottage Grove CSG, LLC | 61483_G_CTGR3 | 61483 | G | CTGR3 |  | Solar PV |  | MIS_MNWI | Minnesota | 27 | Washington | 163 | 27163 | 1 | 0 | 2018 | 9999 |  |  | N | Solar | [13 empty] | 0 | 0 | 0 | 0 | [11 empty] | Cottage Grove CSG 1 LLC | 100 | Cottage Grove CSG 1 LLC | 100
solar pv | Cottage Grove CSG, LLC | 61483_G_CTGR4 | 61483 | G | CTGR4 |  | Solar PV |  | MIS_MNWI | Minnesota | 27 | Washington | 163 | 27163 | 1 | 0 | 2018 | 9999 |  |  | N | Solar | [13 empty] | 0 | 0 | 0 | 0 | [11 empty] | Cottage Grove CSG 1 LLC | 100 | Cottage Grove CSG 1 LLC | 100
solar pv | Cottage Grove CSG, LLC | 61483_G_CTGR5 | 61483 | G | CTGR5 |  | Solar PV |  | MIS_MNWI | Minnesota | 27 | Washington | 163 | 27163 | 1 | 0 | 2018 | 9999 |  |  | N | Solar | [13 empty] | 0 | 0 | 0 | 0 | [11 empty] | Cottage Grove CSG 1 LLC | 100 | Cottage Grove CSG 1 LLC | 100
solar pv | Fox CSG, LLC | 61484_G_FOX1 | 61484 | G | FOX1 |  | Solar PV |  | MIS_MNWI | Minnesota | 27 | Chisago | 25 | 27025 | 1 | 0 | 2018 | 9999 |  |  | N | Solar | [13 empty] | 0 | 0 | 0 | 0 | [11 empty] | Fox CSG 1 LLC | 100 | Fox CSG 1 LLC | 100
solar pv | Fox CSG, LLC | 61484_G_FOX2 | 61484 | G | FOX2 |  | Solar PV |  | MIS_MNWI | Minnesota | 27 | Chisago | 25 | 27025 | 1 | 0 | 2018 | 9999 |  |  | N | Solar | [13 empty] | 0 | 0 | 0 | 0 | [11 empty] | Fox CSG 1 LLC | 100 | Fox CSG 1 LLC | 100
solar pv | Fox CSG, LLC | 61484_G_FOX3 | 61484 | G | FOX3 |  | Solar PV |  | MIS_MNWI | Minnesota | 27 | Chisago | 25 | 27025 | 1 | 0 | 2018 | 9999 |  |  | N | Solar | [13 empty] | 0 | 0 | 0 | 0 | [11 empty] | Fox CSG 1 LLC | 100 | Fox CSG 1 LLC | 100
solar pv | Fox CSG, LLC | 61484_G_FOX4 | 61484 | G | FOX4 |  | Solar PV |  | MIS_MNWI | Minnesota | 27 | Chisago | 25 | 27025 | 1 | 0 | 2018 | 9999 |  |  | N | Solar | [13 empty] | 0 | 0 | 0 | 0 | [11 empty] | Fox CSG 1 LLC | 100 | Fox CSG 1 LLC | 100
solar pv | Fox CSG, LLC | 61484_G_FOX5 | 61484 | G | FOX5 |  | Solar PV |  | MIS_MNWI | Minnesota | 27 | Chisago | 25 | 27025 | 1 | 0 | 2018 | 9999 |  |  | N | Solar | [13 empty] | 0 | 0 | 0 | 0 | [11 empty] | Fox CSG 1 LLC | 100 | Fox CSG 1 LLC | 100
solar pv | SunE Stolee CSG, LLC | 61485_G_STOL1 | 61485 | G | STOL1 |  | Solar PV |  | MIS_MNWI | Minnesota | 27 | Rice | 131 | 27131 | 1 | 0 | 2018 | 9999 |  |  | N | Solar | [13 empty] | 0 | 0 | 0 | 0 | [11 empty] | Ecoplexus Inc | 100 | Ecoplexus Inc | 100
solar pv | SunE Stolee CSG, LLC | 61485_G_STOL2 | 61485 | G | STOL2 |  | Solar PV |  | MIS_MNWI | Minnesota | 27 | Rice | 131 | 27131 | 1 | 0 | 2018 | 9999 |  |  | N | Solar | [13 empty] | 0 | 0 | 0 | 0 | [11 empty] | Ecoplexus Inc | 100 | Ecoplexus Inc | 100
solar pv | SunE Stolee CSG, LLC | 61485_G_STOL3 | 61485 | G | STOL3 |  | Solar PV |  | MIS_MNWI | Minnesota | 27 | Rice | 131 | 27131 | 1 | 0 | 2018 | 9999 |  |  | N | Solar | [13 empty] | 0 | 0 | 0 | 0 | [11 empty] | Ecoplexus Inc | 100 | Ecoplexus Inc | 100
solar pv | Wyoming 2 CSG, LLC | 61486_G_WY01 | 61486 | G | WY01 |  | Solar PV |  | MIS_MNWI | Minnesota | 27 | Chisago | 25 | 27025 | 1 | 0 | 2018 | 9999 |  |  | N | Solar | [13 empty] | 0 | 0 | 0 | 0 | [11 empty] | Ecoplexus Inc | 100 | Ecoplexus Inc | 100
solar pv | Wyoming 2 CSG, LLC | 61486_G_WY02 | 61486 | G | WY02 |  | Solar PV |  | MIS_MNWI | Minnesota | 27 | Chisago | 25 | 27025 | 1 | 0 | 2018 | 9999 |  |  | N | Solar | [13 empty] | 0 | 0 | 0 | 0 | [11 empty] | Ecoplexus Inc | 100 | Ecoplexus Inc | 100
solar pv | Wyoming 2 CSG, LLC | 61486_G_WY03 | 61486 | G | WY03 |  | Solar PV |  | MIS_MNWI | Minnesota | 27 | Chisago | 25 | 27025 | 1 | 0 | 2018 | 9999 |  |  | N | Solar | [13 empty] | 0 | 0 | 0 | 0 | [11 empty] | Ecoplexus Inc | 100 | Ecoplexus Inc | 100
solar pv | Wyoming 2 CSG, LLC | 61486_G_WY04 | 61486 | G | WY04 |  | Solar PV |  | MIS_MNWI | Minnesota | 27 | Chisago | 25 | 27025 | 1 | 0 | 2018 | 9999 |  |  | N | Solar | [13 empty] | 0 | 0 | 0 | 0 | [11 empty] | Ecoplexus Inc | 100 | Ecoplexus Inc | 100
solar pv | Wyoming 2 CSG, LLC | 61486_G_WY05 | 61486 | G | WY05 |  | Solar PV |  | MIS_MNWI | Minnesota | 27 | Chisago | 25 | 27025 | 1 | 0 | 2018 | 9999 |  |  | N | Solar | [13 empty] | 0 | 0 | 0 | 0 | [11 empty] | Ecoplexus Inc | 100 | Ecoplexus Inc | 100
solar pv | SL Babylon | 61487_G_SLBAB | 61487 | G | SLBAB |  | Solar PV |  | NY_Z_K | New York | 36 | Suffolk | 103 | 36103 | 9 | 0 | 2017 | 9999 |  |  | N | Solar | [13 empty] | 0 | 0 | 0 | 0 | [11 empty] | PSEG Solar Source LLC | 100 | LS Power Group | 100
solar pv | Cameron Solar | 61489_G_CAM | 61489 | G | CAM |  | Solar PV |  | S_VACA | South Carolina | 45 | Calhoun | 17 | 45017 | 20 | 0 | 2017 | 9999 |  |  | N | Solar | [13 empty] | 0 | 0 | 0 | 0 | [11 empty] | Cameron Solar LLC | 100 | Energias de Portugal SA | 100
solar pv | Estill Solar | 61490_G_EST1 | 61490 | G | EST1 |  | Solar PV |  | S_VACA | South Carolina | 45 | Hampton | 49 | 45049 | 20 | 0 | 2017 | 9999 |  |  | N | Solar | [13 empty] | 0 | 0 | 0 | 0 | [11 empty] | Estill Solar I LLC | 100 | Energias de Portugal SA | 100
solar pv | Harvest Moon Renewable Energy Company | 61493_G_SEALY | 61493 | G | SEALY |  | Solar PV |  | ERC_REST | Texas | 48 | Austin | 15 | 48015 | 1.6 | 0 | 2015 | 9999 |  |  | N | Solar | [13 empty] | 0 | 0 | 0 | 0 | [11 empty] | Harvest Moon Renewable Energy Co | 100 | Harvest Moon Renewable Energy Co | 100
solar pv | Wright Cuddyer CSG | 61494_G_41327 | 61494 | G | 41327 |  | Solar PV |  | MIS_MNWI | Minnesota | 27 | Wright | 171 | 27171 | 1 | 0 | 2018 | 9999 |  |  | N | Solar | [13 empty] | 0 | 0 | 0 | 0 | [11 empty] | Minnesota Solar CSG 1 LLC | 100 | Minnesota Solar LLC | 100
solar pv | Wright Cuddyer CSG | 61494_G_41328 | 61494 | G | 41328 |  | Solar PV |  | MIS_MNWI | Minnesota | 27 | Wright | 171 | 27171 | 1 | 0 | 2018 | 9999 |  |  | N | Solar | [13 empty] | 0 | 0 | 0 | 0 | [11 empty] | Minnesota Solar CSG 1 LLC | 100 | Minnesota Solar LLC | 100
solar pv | Wright Cuddyer CSG | 61494_G_41329 | 61494 | G | 41329 |  | Solar PV |  | MIS_MNWI | Minnesota | 27 | Wright | 171 | 27171 | 1 | 0 | 2018 | 9999 |  |  | N | Solar | [13 empty] | 0 | 0 | 0 | 0 | [11 empty] | Minnesota Solar CSG 1 LLC | 100 | Minnesota Solar LLC | 100
solar pv | Wright Cuddyer CSG | 61494_G_41330 | 61494 | G | 41330 |  | Solar PV |  | MIS_MNWI | Minnesota | 27 | Wright | 171 | 27171 | 1 | 0 | 2018 | 9999 |  |  | N | Solar | [13 empty] | 0 | 0 | 0 | 0 | [11 empty] | Minnesota Solar CSG 1 LLC | 100 | Minnesota Solar LLC | 100
solar pv | Carver Gladden CSG | 61495_G_42254 | 61495 | G | 42254 |  | Solar PV |  | MIS_MNWI | Minnesota | 27 | Carver | 19 | 27019 | 1 | 0 | 2018 | 9999 |  |  | N | Solar | [13 empty] | 0 | 0 | 0 | 0 | [11 empty] | Minnesota Solar CSG 8 LLC | 100 | Minnesota Solar LLC | 100
solar pv | Carver Gladden CSG | 61495_G_42255 | 61495 | G | 42255 |  | Solar PV |  | MIS_MNWI | Minnesota | 27 | Carver | 19 | 27019 | 1 | 0 | 2018 | 9999 |  |  | N | Solar | [13 empty] | 0 | 0 | 0 | 0 | [11 empty] | Minnesota Solar CSG 8 LLC | 100 | Minnesota Solar LLC | 100
solar pv | Carver Gladden CSG | 61495_G_42256 | 61495 | G | 42256 |  | Solar PV |  | MIS_MNWI | Minnesota | 27 | Carver | 19 | 27019 | 1 | 0 | 2018 | 9999 |  |  | N | Solar | [13 empty] | 0 | 0 | 0 | 0 | [11 empty] | Minnesota Solar CSG 8 LLC | 100 | Minnesota Solar LLC | 100
solar pv | Adams Solar Center | 61496_G_ADAMS | 61496 | G | ADAMS |  | Solar PV |  | WECC_PNW | Oregon | 41 | Jefferson | 31 | 41031 | 10 | 0 | 2018 | 9999 |  |  | N | Solar | [13 empty] | 0 | 0 | 0 | 0 | [11 empty] | Adams Solar Center LLC | 100 | Heliosage Energy LLC | 100
solar pv | Elbe Solar Center | 61497_G_ELBE | 61497 | G | ELBE |  | Solar PV |  | WECC_PNW | Oregon | 41 | Jefferson | 31 | 41031 | 10 | 0 | 2018 | 9999 |  |  | N | Solar | [13 empty] | 0 | 0 | 0 | 0 | [11 empty] | Elbe Solar Center LLC | 100 | GCL New Energy Holdings Limited | 100
solar pv | Hampton Solar 2 | 61498_G_HAM2 | 61498 | G | HAM2 |  | Solar PV |  | S_VACA | South Carolina | 45 | Hampton | 49 | 45049 | 20 | 0 | 2017 | 9999 |  |  | N | Solar | [13 empty] | 0 | 0 | 0 | 0 | [11 empty] | Hampton Solar II LLC | 100 | Energias de Portugal SA | 100
solar pv | CED Foster | 61499_G_FORI | 61499 | G | FORI |  | Solar PV |  | NENGREST | Rhode Island | 44 | Providence | 7 | 44007 | 2 | 0 | 2017 | 9999 |  |  | N | Solar | [13 empty] | 0 | 0 | 0 | 0 | [11 empty] | CED Foster Solar LLC | 100 | Consolidated Edison Inc | 100
solar pv | Porter Way Community Solar Garden | 61500_G_PV1 | 61500 | G | PV1 |  | Solar PV |  | MIS_MNWI | Minnesota | 27 | Carver | 19 | 27019 | 3 | 0 | 2018 | 9999 |  |  | N | Solar | [13 empty] | 0 | 0 | 0 | 0 | [11 empty] | AEP OnSite Partners LLC | 100 | American Electric Power Co Inc | 100
municipal solid waste | ABEC #2 dba West-Star Dairy | 61501_G_GEN1 | 61501 | G | GEN1 |  | Non-Fossil Waste |  | WECC_SCE | California | 6 | Kern | 29 | 06029 | 1 | 13500 | 2018 | 9999 |  |  | N | Non-Fossil Waste | [13 empty] | 0 | 0 | 0 | 0 | [11 empty] | ABEC No 2 LLC | 100 | Es Alternatives LP | 100
municipal solid waste | ABEC #3 dba Lakeview Dairy | 61502_G_GEN1 | 61502 | G | GEN1 |  | Non-Fossil Waste |  | WECC_SCE | California | 6 | Kern | 29 | 06029 | 1 | 13500 | 2018 | 9999 |  |  | N | Non-Fossil Waste | [13 empty] | 0 | 0 | 0 | 0 | [11 empty] | ABEC No 3 LLC | 100 | Es Alternatives LP | 100
municipal solid waste | ABEC #4 dba CE&S Dairy | 61503_G_GEN1 | 61503 | G | GEN1 |  | Non-Fossil Waste |  | WECC_SCE | California | 6 | Kern | 29 | 06029 | 1 | 13500 | 2018 | 9999 |  |  | N | Non-Fossil Waste | [13 empty] | 0 | 0 | 0 | 0 | [11 empty] | ABEC No 4 LLC | 100 | Es Alternatives LP | 100
solar pv | RJC I CSG | 61504_G_RCJ1 | 61504 | G | RCJ1 |  | Solar PV |  | MIS_MNWI | Minnesota | 27 | Steele | 147 | 27147 | 1 | 0 | 2018 | 9999 |  |  | N | Solar | [13 empty] | 0 | 0 | 0 | 0 | [11 empty] | RJC I CSG LLC | 100 | RJC I CSG LLC | 100
solar pv | Huneke I CSG | 61505_G_HUNE1 | 61505 | G | HUNE1 |  | Solar PV |  | MIS_MNWI | Minnesota | 27 | Goodhue | 49 | 27049 | 1 | 0 | 2018 | 9999 |  |  | N | Solar | [13 empty] | 0 | 0 | 0 | 0 | [11 empty] | Huneke I CSG LLC | 100 | Huneke I CSG LLC | 100
solar pv | Krause CSG | 61506_G_KRAUS | 61506 | G | KRAUS |  | Solar PV |  | MIS_MNWI | Minnesota | 27 | Renville | 129 | 27129 | 1 | 0 | 2018 | 9999 |  |  | N | Solar | [13 empty] | 0 | 0 | 0 | 0 | [11 empty] | Krause CSG LLC | 100 | Krause CSG LLC | 100
solar pv | DG New Jersey Solar RLS Logistics | 61507_G_RLSNJ | 61507 | G | RLSNJ |  | Solar PV |  | PJM_EMAC | New Jersey | 34 | Gloucester | 15 | 34015 | 4 | 0 | 2018 | 9999 |  |  | N | Solar | [13 empty] | 0 | 0 | 0 | 0 | [11 empty] | DG New Jersey Solar LLC | 100 | DG Power LLC | 100
natural gas peaker | Provo Power Plant | 61508_G_1 | 61508 | G | 1 |  | Combustion Turbine | IC Engine | WECC_UT | Utah | 49 | Utah | 49 | 49049 | 2.4 | 10745 | 2018 | 9999 |  |  | N | Natural Gas | [13 empty] | 1.061 | 1.061 | 1.061 | 1.061 | [11 empty] | Utah Municipal Power Agency | 100 | Utah Municipal Power Agency | 100
natural gas peaker | Provo Power Plant | 61508_G_2 | 61508 | G | 2 |  | Combustion Turbine | IC Engine | WECC_UT | Utah | 49 | Utah | 49 | 49049 | 2.4 | 10745 | 2018 | 9999 |  |  | N | Natural Gas | [13 empty] | 1.061 | 1.061 | 1.061 | 1.061 | [11 empty] | Utah Municipal Power Agency | 100 | Utah Municipal Power Agency | 100
natural gas peaker | Provo Power Plant | 61508_G_3 | 61508 | G | 3 |  | Combustion Turbine | IC Engine | WECC_UT | Utah | 49 | Utah | 49 | 49049 | 2.4 | 10745 | 2018 | 9999 |  |  | N | Natural Gas | [13 empty] | 1.061 | 1.061 | 1.061 | 1.061 | [11 empty] | Utah Municipal Power Agency | 100 | Utah Municipal Power Agency | 100
natural gas peaker | Provo Power Plant | 61508_G_4 | 61508 | G | 4 |  | Combustion Turbine | IC Engine | WECC_UT | Utah | 49 | Utah | 49 | 49049 | 2.4 | 10745 | 2018 | 9999 |  |  | N | Natural Gas | [13 empty] | 1.061 | 1.061 | 1.061 | 1.061 | [11 empty] | Utah Municipal Power Agency | 100 | Utah Municipal Power Agency | 100
natural gas peaker | Provo Power Plant | 61508_G_5 | 61508 | G | 5 |  | Combustion Turbine | IC Engine | WECC_UT | Utah | 49 | Utah | 49 | 49049 | 2.4 | 10745 | 2018 | 9999 |  |  | N | Natural Gas | [13 empty] | 1.061 | 1.061 | 1.061 | 1.061 | [11 empty] | Utah Municipal Power Agency | 100 | Utah Municipal Power Agency | 100
solar pv | Monroe County Sites A & B | 61509_G_MONA | 61509 | G | MONA |  | Solar PV |  | NY_Z_B | New York | 36 | Monroe | 55 | 36055 | 1.7 | 0 | 2017 | 9999 |  |  | N | Solar | [13 empty] | 0 | 0 | 0 | 0 | [11 empty] | AES DE DevCo NC LLC | 100 | AES Corp (The) | 100
solar pv | Monroe County Sites A & B | 61509_G_MONB | 61509 | G | MONB |  | Solar PV |  | NY_Z_B | New York | 36 | Monroe | 55 | 36055 | 1.7 | 0 | 2017 | 9999 |  |  | N | Solar | [13 empty] | 0 | 0 | 0 | 0 | [11 empty] | AES DE DevCo NC LLC | 100 | AES Corp (The) | 100
solar pv | Monroe County Sites C, D, & E | 61510_G_MONC | 61510 | G | MONC |  | Solar PV |  | NY_Z_B | New York | 36 | Monroe | 55 | 36055 | 2 | 0 | 2017 | 9999 |  |  | N | Solar | [13 empty] | 0 | 0 | 0 | 0 | [11 empty] | AES Distributed Energy Inc | 100 | AES Corp (The) | 100
solar pv | Monroe County Sites C, D, & E | 61510_G_MOND | 61510 | G | MOND |  | Solar PV |  | NY_Z_B | New York | 36 | Monroe | 55 | 36055 | 2 | 0 | 2017 | 9999 |  |  | N | Solar | [13 empty] | 0 | 0 | 0 | 0 | [11 empty] | AES Distributed Energy Inc | 100 | AES Corp (The) | 100
solar pv | Monroe County Sites C, D, & E | 61510_G_MONE | 61510 | G | MONE |  | Solar PV |  | NY_Z_B | New York | 36 | Monroe | 55 | 36055 | 2 | 0 | 2017 | 9999 |  |  | N | Solar | [13 empty] | 0 | 0 | 0 | 0 | [11 empty] | AES Distributed Energy Inc | 100 | AES Corp (The) | 100
solar pv | Bullock Solar, LLC | 61512_G_GEN1 | 61512 | G | GEN1 |  | Solar PV |  | S_VACA | North Carolina | 37 | Vance | 181 | 37181 | 50 | 0 | 2017 | 9999 |  |  | N | Solar | [13 empty] | 0 | 0 | 0 | 0 | [11 empty] | Bullock Solar LLC | 100 | Cypress Creek Holdings LLC | 100
solar pv | Marlin Solar | 61513_G_GEN1 | 61513 | G | GEN1 |  | Solar PV |  | ERC_REST | Texas | 48 | Limestone | 293 | 48293 | 5.3 | 0 | 2017 | 9999 |  |  | N | Solar | [13 empty] | 0 | 0 | 0 | 0 | [11 empty] | Marlin Solar LLC | 100 | Cypress Creek Holdings LLC | 100
solar pv | North Gainesville Solar | 61514_G_GEN1 | 61514 | G | GEN1 |  | Solar PV |  | ERC_REST | Texas | 48 | Cooke | 97 | 48097 | 5.2 | 0 | 2017 | 9999 |  |  | N | Solar | [13 empty] | 0 | 0 | 0 | 0 | [11 empty] | North Gainesville Solar LLC | 100 | Cypress Creek Holdings LLC | 100
solar pv | DG Camden LLC Holtec | 61515_G_HOLTC | 61515 | G | HOLTC |  | Solar PV |  | PJM_EMAC | New Jersey | 34 | Camden | 7 | 34007 | 2.2 | 0 | 2017 | 9999 |  |  | N | Solar | [13 empty] | 0 | 0 | 0 | 0 | [11 empty] | DG Camden LLC | 100 | NextEra Energy Inc | 100
solar pv | School Sisters CSG | 61516_G_SCHOO | 61516 | G | SCHOO |  | Solar PV |  | MIS_MNWI | Minnesota | 27 | Blue Earth | 13 | 27013 | 1 | 0 | 2018 | 9999 |  |  | N | Solar | [13 empty] | 0 | 0 | 0 | 0 | [11 empty] | School Sisters CSG LLC | 100 | School Sisters CSG LLC | 100
solar pv | 301 Chestnut Solar NG | 61518_G_3010 | 61518 | G | 3010 |  | Solar PV |  | NENGREST | Massachusetts | 25 | Hampden | 13 | 25013 | 4.3 | 0 | 2017 | 9999 |  |  | N | Solar | [13 empty] | 0 | 0 | 0 | 0 | [11 empty] | Mass Solar 1 LLC | 100 | Brookfield Asset Management Inc | 100
solar pv | Baker Point | 61519_G_GEN1 | 61519 | G | GEN1 |  | Solar PV |  | PJM_AP | Maryland | 24 | Frederick | 21 | 24021 | 9 | 0 | 2016 | 9999 |  |  | N | Solar | [13 empty] | 0 | 0 | 0 | 0 | [11 empty] | OneEnergy Baker Point Solar LLC | 100 | OneEnergy Inc | 100
solar pv | Rosewood Solar | 61520_G_GEN1 | 61520 | G | GEN1 |  | Solar PV |  | S_VACA | North Carolina | 37 | Wayne | 191 | 37191 | 2 | 0 | 2016 | 9999 |  |  | N | Solar | [13 empty] | 0 | 0 | 0 | 0 | [11 empty] | Rosewood Solar LLC | 100 | Cypress Creek Holdings LLC | 100
solar pv | Swamp Fox Solar | 61521_G_PGRD2 | 61521 | G | PGRD2 |  | Solar PV |  | S_VACA | South Carolina | 45 | Lexington | 63 | 45063 | 10.8 | 0 | 2017 | 9999 |  |  | N | Solar | [13 empty] | 0 | 0 | 0 | 0 | [11 empty] | Swamp Fox Solar LLC | 100 | Cypress Creek Holdings LLC | 100
solar pv | Champion Solar | 61522_G_PGRD3 | 61522 | G | PGRD3 |  | Solar PV |  | S_VACA | South Carolina | 45 | Lexington | 63 | 45063 | 10.8 | 0 | 2017 | 9999 |  |  | N | Solar | [13 empty] | 0 | 0 | 0 | 0 | [11 empty] | Champion Solar LLC | 100 | Pine Gate Renewables LLC | 100
solar pv | Haley Solar | 61523_G_PGRD1 | 61523 | G | PGRD1 |  | Solar PV |  | S_VACA | South Carolina | 45 | Allendale | 5 | 45005 | 8.2 | 0 | 2017 | 9999 |  |  | N | Solar | [13 empty] | 0 | 0 | 0 | 0 | [11 empty] | Haley Solar LLC | 100 | Cypress Creek Holdings LLC | 100
solar pv | Whitewright Solar | 61524_G_GEN1 | 61524 | G | GEN1 |  | Solar PV |  | ERC_REST | Texas | 48 | Fannin | 147 | 48147 | 10 | 0 | 2017 | 9999 |  |  | N | Solar | [13 empty] | 0 | 0 | 0 | 0 | [11 empty] | Whitewright Solar LLC | 100 | Cypress Creek Holdings LLC | 100
solar pv | ABD Farms | 61525_G_GEN1 | 61525 | G | GEN1 |  | Solar PV |  | S_VACA | North Carolina | 37 | Randolph | 151 | 37151 | 5 | 0 | 2017 | 9999 |  |  | N | Solar | [13 empty] | 0 | 0 | 0 | 0 | [11 empty] | Carolina Solar Energy II LLC | 100 | Carolina Solar Energy | 100
solar pv | Antanavica Solar | 61526_G_GEN1 | 61526 | G | GEN1 |  | Solar PV |  | NENGREST | Massachusetts | 25 | Worcester | 27 | 25027 | 1 | 0 | 2018 | 9999 |  |  | N | Solar | [13 empty] | 0 | 0 | 0 | 0 | [11 empty] | Cypress Creek Renewables LLC | 100 | Cypress Creek Holdings LLC | 100
solar pv | Bakatsias Solar | 61527_G_GEN1 | 61527 | G | GEN1 |  | Solar PV |  | S_VACA | North Carolina | 37 | Alamance | 1 | 37001 | 5 | 0 | 2017 | 9999 |  |  | N | Solar | [13 empty] | 0 | 0 | 0 | 0 | [11 empty] | Bakatsias Solar Farm LLC | 100 | ESA Renewables LLC | 100
solar pv | Bayboro Solar Farm | 61528_G_GEN1 | 61528 | G | GEN1 |  | Solar PV |  | S_VACA | North Carolina | 37 | Pamlico | 137 | 37137 | 5 | 0 | 2017 | 9999 |  |  | N | Solar | [13 empty] | 0 | 0 | 0 | 0 | [11 empty] | Bayboro Solar Farm LLC | 100 | ESA Renewables LLC | 100
solar pv | Estill Solar II | 61529_G_GEN1 | 61529 | G | GEN1 |  | Solar PV |  | S_VACA | South Carolina | 45 | Allendale | 5 | 45005 | 10.2 | 0 | 2017 | 9999 |  |  | N | Solar | [13 empty] | 0 | 0 | 0 | 0 | [11 empty] | Cypress Creek Renewables LLC | 100 | Cypress Creek Holdings LLC | 100
solar pv | Gaston Solar I - SC | 61530_G_GEN1 | 61530 | G | GEN1 |  | Solar PV |  | S_VACA | South Carolina | 45 | Lexington | 63 | 45063 | 10.2 | 0 | 2018 | 9999 |  |  | N | Solar | [13 empty] | 0 | 0 | 0 | 0 | [11 empty] | Cypress Creek Renewables LLC | 100 | Cypress Creek Holdings LLC | 100
solar pv | Leon Solar | 61532_G_GEN1 | 61532 | G | GEN1 |  | Solar PV |  | ERC_REST | Texas | 48 | Hunt | 231 | 48231 | 10 | 0 | 2017 | 9999 |  |  | N | Solar | [13 empty] | 0 | 0 | 0 | 0 | [11 empty] | Leon Solar LLC | 100 | Cypress Creek Holdings LLC | 100
solar pv | Mustang Solar | 61533_G_GEN1 | 61533 | G | GEN1 |  | Solar PV |  | S_VACA | North Carolina | 37 | Moore | 125 | 37125 | 5 | 0 | 2018 | 9999 |  |  | N | Solar | [13 empty] | 0 | 0 | 0 | 0 | [11 empty] | Mustang Solar LLC | 100 | Cypress Creek Holdings LLC | 100
solar pv | Old Caroleen Solar Farm | 61534_G_GEN1 | 61534 | G | GEN1 |  | Solar PV |  | S_VACA | North Carolina | 37 | Rutherford | 161 | 37161 | 2 | 0 | 2018 | 9999 |  |  | N | Solar | [13 empty] | 0 | 0 | 0 | 0 | [11 empty] | Old Caroleen Solar Farm LLC | 100 | ESA Renewables LLC | 100
solar pv | Statesville Solar | 61535_G_GEN1 | 61535 | G | GEN1 |  | Solar PV |  | S_VACA | North Carolina | 37 | Rowan | 159 | 37159 | 5 | 0 | 2017 | 9999 |  |  | N | Solar | [13 empty] | 0 | 0 | 0 | 0 | [11 empty] | Statesville Solar LLC | 100 | Cypress Creek Holdings LLC | 100
solar pv | Wakefield Solar | 61536_G_GEN1 | 61536 | G | GEN1 |  | Solar PV |  | S_VACA | North Carolina | 37 | Wake | 183 | 37183 | 5 | 0 | 2017 | 9999 |  |  | N | Solar | [13 empty] | 0 | 0 | 0 | 0 | [11 empty] | Wakefield Solar LLC | 100 | Cypress Creek Holdings LLC | 100
solar pv | Weston Landfill Solar | 61537_G_WESTO | 61537 | G | WESTO |  | Solar PV |  | NENGREST | Massachusetts | 25 | Middlesex | 17 | 25017 | 1.8 | 0 | 2016 | 9999 |  |  | N | Solar | [13 empty] | 0 | 0 | 0 | 0 | [11 empty] | Ameresco Inc Weston | 100 | Ameresco Inc | 100
solar pv | Braintree Landfill Solar | 61538_G_BRAIN | 61538 | G | BRAIN |  | Solar PV |  | NENGREST | Massachusetts | 25 | Norfolk | 21 | 25021 | 1 | 0 | 2014 | 9999 |  |  | N | Solar | [13 empty] | 0 | 0 | 0 | 0 | [11 empty] | Ameresco Inc Braintree | 100 | Ameresco Inc | 100
solar pv | GELD Solar Farm | 61539_G_GELD | 61539 | G | GELD |  | Solar PV |  | NENGREST | Massachusetts | 25 | Middlesex | 17 | 25017 | 2.3 | 0 | 2016 | 9999 |  |  | N | Solar | [13 empty] | 0 | 0 | 0 | 0 | [11 empty] | Ameresco Inc Geld | 100 | Ameresco Inc | 100
solar pv | Town of Rocky Hill | 61541_G_PV1 | 61541 | G | PV1 |  | Solar PV |  | NENG_CT | Connecticut | 9 | Hartford | 3 | 09003 | 1 | 0 | 2018 | 9999 |  |  | N | Solar | [13 empty] | 0 | 0 | 0 | 0 | [11 empty] | Tesla Inc | 100 | Tesla Inc | 100
solar pv | Town of Rocky Hill | 61541_G_PV2 | 61541 | G | PV2 |  | Solar PV |  | NENG_CT | Connecticut | 9 | Hartford | 3 | 09003 | 1 | 0 | 2018 | 9999 |  |  | N | Solar | [13 empty] | 0 | 0 | 0 | 0 | [11 empty] | Tesla Inc | 100 | Tesla Inc | 100
solar pv | Town of Rocky Hill | 61541_G_PV3 | 61541 | G | PV3 |  | Solar PV |  | NENG_CT | Connecticut | 9 | Hartford | 3 | 09003 | 1 | 0 | 2018 | 9999 |  |  | N | Solar | [13 empty] | 0 | 0 | 0 | 0 | [11 empty] | Tesla Inc | 100 | Tesla Inc | 100
solar pv | PopeSun CSG, LLC | 61542_G_GEN1 | 61542 | G | GEN1 |  | Solar PV |  | MIS_MNWI | Minnesota | 27 | Pope | 121 | 27121 | 5 | 0 | 2017 | 9999 |  |  | N | Solar | [13 empty] | 0 | 0 | 0 | 0 | [11 empty] | PopeSun LLC | 100 | Cypress Creek Holdings LLC | 100
solar pv | CF Novel Solar CSG Gardens Five, LLC | 61543_G_GEN1 | 61543 | G | GEN1 |  | Solar PV |  | MIS_MNWI | Minnesota | 27 | Steele | 147 | 27147 | 3.4 | 0 | 2017 | 9999 |  |  | N | Solar | [13 empty] | 0 | 0 | 0 | 0 | [11 empty] | CCP EC Tenant LLC | 100 | Cypress Creek Holdings LLC | 100
solar pv | LeSun CSG, LLC | 61544_G_GEN1 | 61544 | G | GEN1 |  | Solar PV |  | MIS_MNWI | Minnesota | 27 | Le Sueur | 79 | 27079 | 5 | 0 | 2018 | 9999 |  |  | N | Solar | [13 empty] | 0 | 0 | 0 | 0 | [11 empty] | LeSun LLC | 100 | Cypress Creek Holdings LLC | 100
solar pv | CGSun, LLC Community Solar | 61545_G_GEN1 | 61545 | G | GEN1 |  | Solar PV |  | MIS_MNWI | Minnesota | 27 | Washington | 163 | 27163 | 4 | 0 | 2017 | 9999 |  |  | N | Solar | [13 empty] | 0 | 0 | 0 | 0 | [11 empty] | CGSun LLC | 100 | Cypress Creek Holdings LLC | 100
solar pv | WrightSun CSG, LLC | 61547_G_GEN1 | 61547 | G | GEN1 |  | Solar PV |  | MIS_MNWI | Minnesota | 27 | Wright | 171 | 27171 | 5 | 0 | 2018 | 9999 |  |  | N | Solar | [13 empty] | 0 | 0 | 0 | 0 | [11 empty] | WrightSun LLC | 100 | Cypress Creek Holdings LLC | 100
solar pv | CF Novel Solar CSG Gardens Seven, LLC | 61548_G_GEN1 | 61548 | G | GEN1 |  | Solar PV |  | MIS_MNWI | Minnesota | 27 | Sherburne | 141 | 27141 | 3.3 | 0 | 2017 | 9999 |  |  | N | Solar | [13 empty] | 0 | 0 | 0 | 0 | [11 empty] | CF Novel Solar Gardens Seven LLC | 100 | Cypress Creek Holdings LLC | 100
solar pv | NRG DG Haverhill CSG | 61550_G_HAVER | 61550 | G | HAVER |  | Solar PV |  | NENGREST | Massachusetts | 25 | Essex | 9 | 25009 | 4.2 | 0 | 2017 | 9999 |  |  | N | Solar | [13 empty] | 0 | 0 | 0 | 0 | [11 empty] | DG Haverhill LLC | 100 | Global Infrastructure Partners | 100
solar pv | Fort Detrick Solar PV | 61552_G_FDSPV | 61552 | G | FDSPV |  | Solar PV |  | PJM_AP | Maryland | 24 | Frederick | 21 | 24021 | 15.7 | 0 | 2016 | 9999 |  |  | N | Solar | [13 empty] | 0 | 0 | 0 | 0 | [11 empty] | Ameresco Inc | 100 | Ameresco Inc | 100
solar pv | Klamath Falls Solar 2 CSG | 61553_G_1 | 61553 | G | 1 |  | Solar PV |  | WECC_PNW | Oregon | 41 | Klamath | 35 | 41035 | 2.9 | 0 | 2017 | 9999 |  |  | N | Solar | [13 empty] | 0 | 0 | 0 | 0 | [11 empty] | Klamath Falls Solar 2 LLC | 100 | Klamath Falls Solar 2 LLC | 100
solar pv | Comer Solar | 61554_G_1 | 61554 | G | 1 |  | Solar PV |  | S_SOU | Georgia | 13 | Madison | 195 | 13195 | 2.2 | 0 | 2018 | 9999 |  |  | N | Solar | [13 empty] | 0 | 0 | 0 | 0 | [11 empty] | Georgia Power Co | 100 | Southern Co | 100
solar pv | NRG DG Crystal Spring CSG | 61555_G_SPRIN | 61555 | G | SPRIN |  | Solar PV |  | NENGREST | Massachusetts | 25 | Plymouth | 23 | 25023 | 4.2 | 0 | 2017 | 9999 |  |  | N | Solar | [13 empty] | 0 | 0 | 0 | 0 | [11 empty] | DG Crystal Spring LLC | 100 | Global Infrastructure Partners | 100
solar pv | Facebook 1 Solar Energy Center | 61556_G_FB1 | 61556 | G | FB1 |  | Solar PV |  | WECC_NM | New Mexico | 35 | Valencia | 61 | 35061 | 10 | 0 | 2017 | 9999 |  |  | N | Solar | [13 empty] | 0 | 0 | 0 | 0 | [11 empty] | PNMR Development & Management Co | 100 | PNM Resources Inc | 100
solar pv | Facebook 2 Solar Energy Center | 61557_G_FB2 | 61557 | G | FB2 |  | Solar PV |  | WECC_NM | New Mexico | 35 | Bernalillo | 1 | 35001 | 10 | 0 | 2018 | 9999 |  |  | N | Solar | [13 empty] | 0 | 0 | 0 | 0 | [11 empty] | PNMR Development & Management Co | 100 | PNM Resources Inc | 100
solar pv | Facebook 3 Solar Energy Center | 61558_G_FB3 | 61558 | G | FB3 |  | Solar PV |  | WECC_NM | New Mexico | 35 | Bernalillo | 1 | 35001 | 10 | 0 | 2018 | 9999 |  |  | N | Solar | [13 empty] | 0 | 0 | 0 | 0 | [11 empty] | PNMR Development & Management Co | 100 | PNM Resources Inc | 100
solar pv | Woodline Solar | 61559_G_PGRD5 | 61559 | G | PGRD5 |  | Solar PV |  | WECC_PNW | Oregon | 41 | Klamath | 35 | 41035 | 8 | 0 | 2017 | 9999 |  |  | N | Solar | [13 empty] | 0 | 0 | 0 | 0 | [11 empty] | Woodline LLC | 100 | OneEnergy Renewables | 100
solar pv | Eagle Point Solar | 61560_G_PGRD4 | 61560 | G | PGRD4 |  | Solar PV |  | WECC_PNW | Oregon | 41 | Jackson | 29 | 41029 | 9.9 | 0 | 2017 | 9999 |  |  | N | Solar | [13 empty] | 0 | 0 | 0 | 0 | [11 empty] | NorWest Energy 7 LLC | 100 | Cypress Creek Holdings LLC | 100
solar pv | Bladen Solar | 61561_G_GEN1 | 61561 | G | GEN1 |  | Solar PV |  | S_VACA | North Carolina | 37 | Bladen | 17 | 37017 | 50 | 0 | 2017 | 9999 |  |  | N | Solar | [13 empty] | 0 | 0 | 0 | 0 | [11 empty] | Bladen Solar Farm LLC | 100 | Bladen Solar Farm LLC | 100
solar pv | Falmouth Landfill Solar | 61562_G_FAL1 | 61562 | G | FAL1 |  | Solar PV |  | NENGREST | Massachusetts | 25 | Barnstable | 1 | 25001 | 3 | 0 | 2017 | 9999 |  |  | N | Solar | [13 empty] | 0 | 0 | 0 | 0 | [11 empty] | Citizens Enterprises Corp | 100 | Citizens Enterprises Corp | 100
solar pv | Denver Metro Solar | 61563_G_53962 | 61563 | G | 53962 |  | Solar PV |  | WECC_CO | Colorado | 8 | Adams | 1 | 08001 | 1.6 | 0 | 2017 | 9999 |  |  | N | Solar | [13 empty] | 0 | 0 | 0 | 0 | [11 empty] | DHA Metro Solar LLC | 100 | DHA Metro Solar LLC | 100
onshore wind | Upland Prairie | 61564_G_1 | 61564 | G | 1 |  | Onshore Wind |  | MIS_MIDA | Iowa | 19 | Clay | 41 | 19041 | 299.3 | 0 | 2019 | 9999 |  |  | N | Wind | [13 empty] | 0 | 0 | 0 | 0 | [11 empty] | Upland Prairie LLC | 100 | Alliant Energy Corp | 100
onshore wind | English Farms | 61565_G_1 | 61565 | G | 1 |  | Onshore Wind |  | MIS_IA | Iowa | 19 | Poweshiek | 157 | 19157 | 169.9 | 0 | 2019 | 9999 |  |  | N | Wind | [13 empty] | 0 | 0 | 0 | 0 | [11 empty] | English Farms Wind Project LLC | 100 | Enel SpA | 100
solar pv | El Dorado Springs Solar Farm | 61566_G_EDSF1 | 61566 | G | EDSF1 |  | Solar PV |  | SPP_N | Missouri | 29 | Cedar | 39 | 29039 | 2.5 | 0 | 2018 | 9999 |  |  | N | Solar | [13 empty] | 0 | 0 | 0 | 0 | [11 empty] | MCP El Dorado Springs LLC | 100 | MC Power Companies | 100
solar pv | Veseli Community Solar Garden | 61570_G_40921 | 61570 | G | 40921 |  | Solar PV |  | MIS_MNWI | Minnesota | 27 | Rice | 131 | 27131 | 1 | 0 | 2018 | 9999 |  |  | N | Solar | [13 empty] | 0 | 0 | 0 | 0 | [11 empty] | Veseli Solar I LLC | 100 | Veseli Solar I LLC | 100
solar pv | New Germany Community Solar Garden | 61571_G_39062 | 61571 | G | 39062 |  | Solar PV |  | MIS_MNWI | Minnesota | 27 | Carver | 19 | 27019 | 1 | 0 | 2018 | 9999 |  |  | N | Solar | [13 empty] | 0 | 0 | 0 | 0 | [11 empty] | New Germany Solar I LLC | 100 | New Germany Solar I LLC | 100
solar pv | Lake Waconia Community Solar Garden | 61572_G_38610 | 61572 | G | 38610 |  | Solar PV |  | MIS_MNWI | Minnesota | 27 | Carver | 19 | 27019 | 1 | 0 | 2018 | 9999 |  |  | N | Solar | [13 empty] | 0 | 0 | 0 | 0 | [11 empty] | Lake Waconia Solar LLC | 100 | Lake Waconia Solar LLC | 100
solar pv | Lake Waconia IV Community Solar Garden | 61573_G_40926 | 61573 | G | 40926 |  | Solar PV |  | MIS_MNWI | Minnesota | 27 | Carver | 19 | 27019 | 1 | 0 | 2018 | 9999 |  |  | N | Solar | [13 empty] | 0 | 0 | 0 | 0 | [11 empty] | Lake Waconia Solar IV LLC | 100 | Lake Waconia Solar IV LLC | 100
solar pv | Zumbro Community Solar Garden | 61574_G_38674 | 61574 | G | 38674 |  | Solar PV |  | MIS_MNWI | Minnesota | 27 | Goodhue | 49 | 27049 | 1 | 0 | 2018 | 9999 |  |  | N | Solar | [13 empty] | 0 | 0 | 0 | 0 | [11 empty] | Zumbro Solar LLC | 100 | Zumbro Solar LLC | 100
solar pv | Anheuser-Busch Baldwinsville | 61575_G_BAL01 | 61575 | G | BAL01 |  | Solar PV |  | NY_Z_C&E | New York | 36 | Onondaga | 67 | 36067 | 2 | 0 | 2018 | 9999 |  |  | N | Solar | [13 empty] | 0 | 0 | 0 | 0 | [11 empty] | AES Distributed Energy Inc | 100 | AES Corp (The) | 100
solar pv | Columbia University - Johnson Farms | 61576_G_JF01 | 61576 | G | JF01 |  | Solar PV |  | NY_Z_G-I | New York | 36 | Orange | 71 | 36071 | 2 | 0 | 2018 | 9999 |  |  | N | Solar | [13 empty] | 0 | 0 | 0 | 0 | [11 empty] | AES Distributed Energy Inc | 100 | AES Corp (The) | 100
solar pv | Time Warner Cable Enterprises - Martino | 61577_G_MRT01 | 61577 | G | MRT01 |  | Solar PV |  | NY_Z_C&E | New York | 36 | Oneida | 65 | 36065 | 2 | 0 | 2018 | 9999 |  |  | N | Solar | [13 empty] | 0 | 0 | 0 | 0 | [11 empty] | AES Distributed Energy Inc | 100 | AES Corp (The) | 100
solar pv | Columbia University - Minisink | 61578_G_MIN01 | 61578 | G | MIN01 |  | Solar PV |  | NY_Z_G-I | New York | 36 | Orange | 71 | 36071 | 2 | 0 | 2018 | 9999 |  |  | N | Solar | [13 empty] | 0 | 0 | 0 | 0 | [11 empty] | AES Distributed Energy Inc | 100 | AES Corp (The) | 100
solar pv | St. Lawerence University - Sutton | 61579_G_SUT01 | 61579 | G | SUT01 |  | Solar PV |  | NY_Z_C&E | New York | 36 | Jefferson | 45 | 36045 | 2 | 0 | 2018 | 9999 |  |  | N | Solar | [13 empty] | 0 | 0 | 0 | 0 | [11 empty] | AES Distributed Energy Inc | 100 | AES Corp (The) | 100
solar pv | Tumbleweed Solar, LLC | 61580_G_TUMBL | 61580 | G | TUMBL |  | Solar PV |  | WECC_PNW | Oregon | 41 | Deschutes | 17 | 41017 | 9.9 | 0 | 2017 | 9999 |  |  | N | Solar | [13 empty] | 0 | 0 | 0 | 0 | [11 empty] | Tumbleweed Solar LLC (OR) | 100 | Saturn Power Corp | 100
solar pv | Davis Lane Solar, LLC | 61581_G_DAVIS | 61581 | G | DAVIS |  | Solar PV |  | PJM_Dom | North Carolina | 37 | Perquimans | 143 | 37143 | 5 | 0 | 2017 | 9999 |  |  | N | Solar | [13 empty] | 0 | 0 | 0 | 0 | [11 empty] | Davis Lane Solar LLC | 100 | Davis Lane Solar LLC | 100
onshore wind | Voyager Wind II | 61582_G_VYGR2 | 61582 | G | VYGR2 |  | Onshore Wind |  | WECC_SCE | California | 6 | Kern | 29 | 06029 | 128.7 | 0 | 2018 | 9999 |  |  | N | Wind | [13 empty] | 0 | 0 | 0 | 0 | [11 empty] | Voyager Wind II LLC | 100 | ArcLight Capital Partners LLC | 100
onshore wind | Voyager Wind III | 61583_G_VYGR3 | 61583 | G | VYGR3 |  | Onshore Wind |  | WECC_SCE | California | 6 | Kern | 29 | 06029 | 43.2 | 0 | 2018 | 9999 |  |  | N | Wind | [13 empty] | 0 | 0 | 0 | 0 | [11 empty] | Terra Gen Power LLC | 100 | Energy Capital Partners | 100
onshore wind | Voyager Wind IV | 61584_G_VYGR4 | 61584 | G | VYGR4 |  | Onshore Wind |  | WECC_SCE | California | 6 | Kern | 29 | 06029 | 21.6 | 0 | 2018 | 9999 |  |  | N | Wind | [13 empty] | 0 | 0 | 0 | 0 | [11 empty] | Voyager Wind IV Expansion LLC | 100 | Energy Capital Partners | 100
solar pv | Scandia CSG | 61585_G_40802 | 61585 | G | 40802 |  | Solar PV |  | MIS_MNWI | Minnesota | 27 | Washington | 163 | 27163 | 1 | 0 | 2018 | 9999 |  |  | N | Solar | [13 empty] | 0 | 0 | 0 | 0 | [11 empty] | DG Minnesota CSG LLC | 100 | NextEra Energy Inc | 100
solar pv | Scandia CSG | 61585_G_40803 | 61585 | G | 40803 |  | Solar PV |  | MIS_MNWI | Minnesota | 27 | Washington | 163 | 27163 | 1 | 0 | 2018 | 9999 |  |  | N | Solar | [13 empty] | 0 | 0 | 0 | 0 | [11 empty] | DG Minnesota CSG LLC | 100 | NextEra Energy Inc | 100
solar pv | Scandia CSG | 61585_G_40804 | 61585 | G | 40804 |  | Solar PV |  | MIS_MNWI | Minnesota | 27 | Washington | 163 | 27163 | 1 | 0 | 2018 | 9999 |  |  | N | Solar | [13 empty] | 0 | 0 | 0 | 0 | [11 empty] | DG Minnesota CSG LLC | 100 | NextEra Energy Inc | 100
solar pv | Scandia CSG | 61585_G_40805 | 61585 | G | 40805 |  | Solar PV |  | MIS_MNWI | Minnesota | 27 | Washington | 163 | 27163 | 1 | 0 | 2018 | 9999 |  |  | N | Solar | [13 empty] | 0 | 0 | 0 | 0 | [11 empty] | DG Minnesota CSG LLC | 100 | NextEra Energy Inc | 100
solar pv | Scandia CSG | 61585_G_40806 | 61585 | G | 40806 |  | Solar PV |  | MIS_MNWI | Minnesota | 27 | Washington | 163 | 27163 | 1 | 0 | 2018 | 9999 |  |  | N | Solar | [13 empty] | 0 | 0 | 0 | 0 | [11 empty] | DG Minnesota CSG LLC | 100 | NextEra Energy Inc | 100
solar pv | MontSun Community Solar | 61586_G_1 | 61586 | G | 1 |  | Solar PV |  | MIS_MNWI | Minnesota | 27 | Wright | 171 | 27171 | 4.5 | 0 | 2017 | 9999 |  |  | N | Solar | [13 empty] | 0 | 0 | 0 | 0 | [11 empty] | Generate Capital | 100 | Generate Capital | 100
solar pv | WaveSun Community Solar | 61587_G_1 | 61587 | G | 1 |  | Solar PV |  | MIS_MNWI | Minnesota | 27 | Wright | 171 | 27171 | 4.5 | 0 | 2017 | 9999 |  |  | N | Solar | [13 empty] | 0 | 0 | 0 | 0 | [11 empty] | Generate Capital | 100 | Generate Capital | 100
solar pv | Independence II Solar Farm | 61588_G_1 | 61588 | G | 1 |  | Solar PV |  | SPP_N | Missouri | 29 | Jackson | 95 | 29095 | 4.1 | 0 | 2018 | 9999 |  |  | N | Solar | [13 empty] | 0 | 0 | 0 | 0 | [11 empty] | MCP Independence II LLC | 100 | MC Power Companies | 100
solar pv | Independence II Solar Farm | 61588_G_2 | 61588 | G | 2 |  | Solar PV |  | SPP_N | Missouri | 29 | Jackson | 95 | 29095 | 4.4 | 0 | 2018 | 9999 |  |  | N | Solar | [13 empty] | 0 | 0 | 0 | 0 | [11 empty] | MCP Independence II LLC | 100 | MC Power Companies | 100
onshore wind | UL Advanced Wind Turbine Test Facility | 61589_G_MT-1 | 61589 | G | MT-1 |  | Onshore Wind |  | ERC_PHDL | Texas | 48 | Randall | 381 | 48381 | 0.1 | 0 | 2016 | 9999 |  |  | N | Wind | [13 empty] | 0 | 0 | 0 | 0 | [11 empty] | West Texas A & M University | 100 | West Texas A & M University | 100
onshore wind | UL Advanced Wind Turbine Test Facility | 61589_G_UT-1 | 61589 | G | UT-1 |  | Onshore Wind |  | ERC_PHDL | Texas | 48 | Randall | 381 | 48381 | 3.4 | 0 | 2018 | 9999 |  |  | N | Wind | [13 empty] | 0 | 0 | 0 | 0 | [11 empty] | West Texas A & M University | 100 | West Texas A & M University | 100
solar pv | NRG DG Foxborough Elm CSG | 61590_G_FOXEL | 61590 | G | FOXEL |  | Solar PV |  | NENGREST | Massachusetts | 25 | Norfolk | 21 | 25021 | 2 | 0 | 2017 | 9999 |  |  | N | Solar | [13 empty] | 0 | 0 | 0 | 0 | [11 empty] | NRG DG Foxborough Elm LLC | 100 | NRG Energy Inc | 100
solar pv | Town of Foxborough - Landfill (SREC II) CSG | 61591_G_FOXLA | 61591 | G | FOXLA |  | Solar PV |  | NENGREST | Massachusetts | 25 | Norfolk | 21 | 25021 | 1.2 | 0 | 2017 | 9999 |  |  | N | Solar | [13 empty] | 0 | 0 | 0 | 0 | [11 empty] | NRG DG Foxborough Landfill LLC | 100 | NRG Energy Inc | 100
onshore wind | Cody Road Wind Farm | 61592_G_WT1 | 61592 | G | WT1 |  | Onshore Wind |  | NY_Z_C&E | New York | 36 | Madison | 53 | 36053 | 2.4 | 0 | 2020 | 9999 |  |  | N | Wind | [13 empty] | 0 | 0 | 0 | 0 | [11 empty] | Green Power LLC | 100 | Green Power LLC | 100
onshore wind | Cody Road Wind Farm | 61592_G_WT2 | 61592 | G | WT2 |  | Onshore Wind |  | NY_Z_C&E | New York | 36 | Madison | 53 | 36053 | 2.4 | 0 | 2020 | 9999 |  |  | N | Wind | [13 empty] | 0 | 0 | 0 | 0 | [11 empty] | Green Power LLC | 100 | Green Power LLC | 100
onshore wind | Cody Road Wind Farm | 61592_G_WT3 | 61592 | G | WT3 |  | Onshore Wind |  | NY_Z_C&E | New York | 36 | Madison | 53 | 36053 | 2.4 | 0 | 2020 | 9999 |  |  | N | Wind | [13 empty] | 0 | 0 | 0 | 0 | [11 empty] | Green Power LLC | 100 | Green Power LLC | 100
onshore wind | Cody Road Wind Farm | 61592_G_WT4 | 61592 | G | WT4 |  | Onshore Wind |  | NY_Z_C&E | New York | 36 | Madison | 53 | 36053 | 2.4 | 0 | 2020 | 9999 |  |  | N | Wind | [13 empty] | 0 | 0 | 0 | 0 | [11 empty] | Green Power LLC | 100 | Green Power LLC | 100
onshore wind | Cody Road Wind Farm | 61592_G_WT5 | 61592 | G | WT5 |  | Onshore Wind |  | NY_Z_C&E | New York | 36 | Madison | 53 | 36053 | 2.4 | 0 | 2020 | 9999 |  |  | N | Wind | [13 empty] | 0 | 0 | 0 | 0 | [11 empty] | Green Power LLC | 100 | Green Power LLC | 100
solar pv | Westmont 301 | 61593_G_W5791 | 61593 | G | W5791 |  | Solar PV |  | WEC_LADW | California | 6 | Los Angeles | 37 | 06037 | 1.8 | 0 | 2017 | 9999 |  |  | N | Solar | [13 empty] | 0 | 0 | 0 | 0 | [11 empty] | TGC Westmont Holdings LLC | 100 | True Green Capital Management LLC | 100
solar pv | Westmont 401 | 61594_G_W5792 | 61594 | G | W5792 |  | Solar PV |  | WEC_LADW | California | 6 | Los Angeles | 37 | 06037 | 2 | 0 | 2017 | 9999 |  |  | N | Solar | [13 empty] | 0 | 0 | 0 | 0 | [11 empty] | TGC Westmont Holdings LLC | 100 | True Green Capital Management LLC | 100
solar pv | Flambeau Solar Partners | 61595_G_FLAMB | 61595 | G | FLAMB |  | Solar PV |  | MIS_MNWI | Wisconsin | 55 | Price | 99 | 55099 | 2.5 | 0 | 2017 | 9999 |  |  | N | Solar | [13 empty] | 0 | 0 | 0 | 0 | [11 empty] | Flambeau Solar Partners LLC | 100 | CMS Energy Corp | 100
solar pv | Citizens Agawam Landfill Solar | 61596_G_PV1 | 61596 | G | PV1 |  | Solar PV |  | NENGREST | Massachusetts | 25 | Hampden | 13 | 25013 | 1.8 | 0 | 2017 | 9999 |  |  | N | Solar | [13 empty] | 0 | 0 | 0 | 0 | [11 empty] | Citizens Enterprises Corp | 100 | Citizens Enterprises Corp | 100
solar pv | Norton Landfill Solar | 61597_G_PV1 | 61597 | G | PV1 |  | Solar PV |  | NENGREST | Massachusetts | 25 | Bristol | 5 | 25005 | 1.5 | 0 | 2017 | 9999 |  |  | N | Solar | [13 empty] | 0 | 0 | 0 | 0 | [11 empty] | Citizens Enterprises Corp | 100 | Citizens Enterprises Corp | 100
solar pv | Tyngsborough Solar | 61598_G_PV1 | 61598 | G | PV1 |  | Solar PV |  | NENGREST | Massachusetts | 25 | Middlesex | 17 | 25017 | 2.6 | 0 | 2017 | 9999 |  |  | N | Solar | [13 empty] | 0 | 0 | 0 | 0 | [11 empty] | Citizens Enterprises Corp | 100 | Citizens Enterprises Corp | 100
solar pv | New Road Solar, LLC | 61599_G_NEWRD | 61599 | G | NEWRD |  | Solar PV |  | PJM_EMAC | New Jersey | 34 | Monmouth | 25 | 34025 | 10 | 0 | 2018 | 9999 |  |  | N | Solar | [13 empty] | 0 | 0 | 0 | 0 | [11 empty] | New Road Solar LLC | 100 | New Road Solar LLC | 100
solar pv | Old Bridge Solar Farm | 61600_G_OLDBR | 61600 | G | OLDBR |  | Solar PV |  | PJM_EMAC | New Jersey | 34 | Monmouth | 25 | 34025 | 8.8 | 0 | 2018 | 9999 |  |  | N | Solar | [13 empty] | 0 | 0 | 0 | 0 | [11 empty] | NJR Clean Energy Ventures Corp | 100 | New Jersey Resources Corp | 100
solar pv | Raritan Solar - 53 Highway | 61601_G_RARIT | 61601 | G | RARIT |  | Solar PV |  | PJM_EMAC | New Jersey | 34 | Hunterdon | 19 | 34019 | 8.4 | 0 | 2018 | 9999 |  |  | N | Solar | [13 empty] | 0 | 0 | 0 | 0 | [11 empty] | GSRP Project Holdings II LLC | 100 | Goldman Sachs Group Inc (The) | 100
solar pv | CED Chicopee Solar | 61602_G_CSMA | 61602 | G | CSMA |  | Solar PV |  | NENGREST | Massachusetts | 25 | Hampden | 13 | 25013 | 3 | 0 | 2017 | 9999 |  |  | N | Solar | [13 empty] | 0 | 0 | 0 | 0 | [11 empty] | CED Chicopee Solar LLC | 100 | Consolidated Edison Inc | 100
solar pv | UMASS | 61603_G_UMASS | 61603 | G | UMASS |  | Solar PV |  | NENGREST | Massachusetts | 25 | Hampshire | 15 | 25015 | 4 | 0 | 2016 | 9999 |  |  | N | Solar | [13 empty] | 0 | 0 | 0 | 0 | [11 empty] | University of Massachusetts | 100 | University of Massachusetts | 100
solar pv | Camden CSD Solar Array | 61604_G_1 | 61604 | G | 1 |  | Solar PV |  | NY_Z_C&E | New York | 36 | Oneida | 65 | 36065 | 1.8 | 0 | 2017 | 9999 |  |  | N | Solar | [13 empty] | 0 | 0 | 0 | 0 | [11 empty] | AEP OnSite Partners LLC | 100 | American Electric Power Co Inc | 100
solar pv | San Luis Valley Solar Array | 61605_G_1 | 61605 | G | 1 |  | Solar PV |  | WECC_CO | Colorado | 8 | Saguache | 109 | 08109 | 2.7 | 0 | 2017 | 9999 |  |  | N | Solar | [13 empty] | 0 | 0 | 0 | 0 | [11 empty] | AEP OnSite Partners LLC | 100 | American Electric Power Co Inc | 100
solar pv | Vilas Solar Array | 61606_G_1 | 61606 | G | 1 |  | Solar PV |  | WECC_CO | Colorado | 8 | Baca | 9 | 08009 | 4 | 0 | 2017 | 9999 |  |  | N | Solar | [13 empty] | 0 | 0 | 0 | 0 | [11 empty] | AEP OnSite Partners LLC | 100 | American Electric Power Co Inc | 100
solar pv | Stenner Creek Solar | 61607_G_CPOLY | 61607 | G | CPOLY |  | Solar PV |  | WEC_CALN | California | 6 | San Luis Obispo | 79 | 06079 | 4.5 | 0 | 2018 | 9999 |  |  | N | Solar | [13 empty] | 0 | 0 | 0 | 0 | [11 empty] | Stenner Creek Solar LLC | 100 | Duke Energy Corp | 100
solar pv | Montgomery County Solar | 61608_G_1 | 61608 | G | 1 |  | Solar PV |  | PJM_SMAC | Maryland | 24 | Montgomery | 31 | 24031 | 1.9 | 0 | 2018 | 9999 |  |  | N | Solar | [13 empty] | 0 | 0 | 0 | 0 | [11 empty] | Duke Energy Renewables Commercial LLC | 100 | Duke Energy Corp | 100
onshore wind | Heartland Divide Wind Project, LLC | 61609_G_1 | 61609 | G | 1 |  | Onshore Wind |  | MIS_MIDA | Iowa | 19 | Audubon | 9 | 19009 | 103.5 | 0 | 2018 | 9999 |  |  | N | Wind | [13 empty] | 0 | 0 | 0 | 0 | [11 empty] | Heartland Divide Wind Project LLC | 100 | NextEra Energy Inc | 100
solar pv | NC 102 Project LLC | 61610_G_NC102 | 61610 | G | NC102 |  | Solar PV |  | S_VACA | North Carolina | 37 | Cabarrus | 25 | 37025 | 74.8 | 0 | 2018 | 9999 |  |  | N | Solar | [13 empty] | 0 | 0 | 0 | 0 | [11 empty] | NC 102 Project LLC | 100 | Canadian Solar Inc | 100
solar pv | Techren | 61611_G_TECH1 | 61611 | G | TECH1 |  | Solar PV |  | WECC_SNV | Nevada | 32 | Clark | 3 | 32003 | 100 | 0 | 2019 | 9999 |  |  | N | Solar | [13 empty] | 0 | 0 | 0 | 0 | [11 empty] | Techren Solar I LLC | 100 | Hanwha Group | 100
solar pv | WED Kingstown Solar I, LLC - West | 61612_G_KTNEA | 61612 | G | KTNEA |  | Solar PV |  | NENGREST | Rhode Island | 44 | Washington | 9 | 44009 | 1.5 | 0 | 2017 | 9999 |  |  | N | Solar | [13 empty] | 0 | 0 | 0 | 0 | [11 empty] | Wed Kingstown Solar I LLC | 100 | Wind Energy Development | 100
solar pv | WED Stilson Solar | 61613_G_STILS | 61613 | G | STILS |  | Solar PV |  | NENGREST | Rhode Island | 44 | Washington | 9 | 44009 | 2 | 0 | 2017 | 9999 |  |  | N | Solar | [13 empty] | 0 | 0 | 0 | 0 | [11 empty] | Wed Stilson Solar LLC | 100 | Wind Energy Development | 100
solar pv | Cyril | 61614_G_1 | 61614 | G | 1 |  | Solar PV |  | SPP_WEST | Oklahoma | 40 | Caddo | 15 | 40015 | 5 | 0 | 2017 | 9999 |  |  | N | Solar | [13 empty] | 0 | 0 | 0 | 0 | [11 empty] | Western Farmers Electric Coop | 100 | Western Farmers Electric Coop | 100
solar pv | Hinton | 61615_G_1 | 61615 | G | 1 |  | Solar PV |  | SPP_WEST | Oklahoma | 40 | Caddo | 15 | 40015 | 3 | 0 | 2017 | 9999 |  |  | N | Solar | [13 empty] | 0 | 0 | 0 | 0 | [11 empty] | Western Farmers Electric Coop | 100 | Western Farmers Electric Coop | 100
solar pv | Marietta | 61616_G_1 | 61616 | G | 1 |  | Solar PV |  | SPP_WEST | Oklahoma | 40 | Love | 85 | 40085 | 3 | 0 | 2017 | 9999 |  |  | N | Solar | [13 empty] | 0 | 0 | 0 | 0 | [11 empty] | Western Farmers Electric Coop | 100 | Western Farmers Electric Coop | 100
solar pv | Pine Ridge | 61617_G_1 | 61617 | G | 1 |  | Solar PV |  | SPP_WEST | Oklahoma | 40 | Caddo | 15 | 40015 | 3 | 0 | 2017 | 9999 |  |  | N | Solar | [13 empty] | 0 | 0 | 0 | 0 | [11 empty] | Western Farmers Electric Coop | 100 | Western Farmers Electric Coop | 100
solar pv | Tuttle | 61618_G_1 | 61618 | G | 1 |  | Solar PV |  | SPP_WEST | Oklahoma | 40 | Grady | 51 | 40051 | 4 | 0 | 2017 | 9999 |  |  | N | Solar | [13 empty] | 0 | 0 | 0 | 0 | [11 empty] | Western Farmers Electric Coop | 100 | Western Farmers Electric Coop | 100
solar pv | CDCR (CA) - Solano State Prison | 61619_G_SOLSP | 61619 | G | SOLSP |  | Solar PV |  | WEC_CALN | California | 6 | Solano | 95 | 06095 | 1.1 | 0 | 2013 | 9999 |  |  | N | Solar | [13 empty] | 0 | 0 | 0 | 0 | [11 empty] | SunE Solano SP Owner LLC | 100 | SunEdison | 100
solar pv | CDCR (CA) - Corcoran State Prison | 61620_G_CORSP | 61620 | G | CORSP |  | Solar PV |  | WEC_CALN | California | 6 | Kings | 31 | 06031 | 5 | 0 | 2013 | 9999 |  |  | N | Solar | [13 empty] | 0 | 0 | 0 | 0 | [11 empty] | SunE Corcoran SP Owner LLC | 100 | SunEdison | 100
solar pv | CDCR (CA) - Wasco State Prison | 61621_G_WASCO | 61621 | G | WASCO |  | Solar PV |  | WECC_SCE | California | 6 | Kern | 29 | 06029 | 1.5 | 0 | 2013 | 9999 |  |  | N | Solar | [13 empty] | 0 | 0 | 0 | 0 | [11 empty] | SunE Wasco SP Ower LLC | 100 | SunEdison | 100
solar pv | WED Kingstown Solar I - East Array | 61622_G_KTNWA | 61622 | G | KTNWA |  | Solar PV |  | NENGREST | Rhode Island | 44 | Washington | 9 | 44009 | 3 | 0 | 2017 | 9999 |  |  | N | Solar | [13 empty] | 0 | 0 | 0 | 0 | [11 empty] | Wed Kingstown Solar I LLC | 100 | Wind Energy Development | 100
solar pv | West Moore Solar II | 61625_G_GEN1 | 61625 | G | GEN1 |  | Solar PV |  | ERC_REST | Texas | 48 | Grayson | 181 | 48181 | 5 | 0 | 2018 | 9999 |  |  | N | Solar | [13 empty] | 0 | 0 | 0 | 0 | [11 empty] | Cypress Creek Renewables LLC | 100 | Cypress Creek Holdings LLC | 100
solar pv | Dundas Solar Holdings LLC CSG | 61626_G_DU | 61626 | G | DU |  | Solar PV |  | MIS_MNWI | Minnesota | 27 | Rice | 131 | 27131 | 5 | 0 | 2018 | 9999 |  |  | N | Solar | [13 empty] | 0 | 0 | 0 | 0 | [11 empty] | Dundas Solar Holdings LLC | 100 | Nautilus Energy LLC | 100
solar pv | Waterville Solar Holdings LLC | 61627_G_WA | 61627 | G | WA |  | Solar PV |  | MIS_MNWI | Minnesota | 27 | Le Sueur | 79 | 27079 | 5 | 0 | 2018 | 9999 |  |  | N | Solar | [13 empty] | 0 | 0 | 0 | 0 | [11 empty] | Waterville Solar Holdings LLC | 100 | Nautilus Energy LLC | 100
solar pv | Kilroy Solar | 61628_G_KILRO | 61628 | G | KILRO |  | Solar PV |  | WEC_SDGE | California | 6 | San Diego | 73 | 06073 | 1.1 | 0 | 2018 | 9999 |  |  | N | Solar | [13 empty] | 0 | 0 | 0 | 0 | [11 empty] | Nautilus Solar Solutions LLC | 100 | Nautilus Energy LLC | 100
solar pv | West Brookfield Solar - Gilbertsville Rd CSG | 61629_G_WB | 61629 | G | WB |  | Solar PV |  | NENGREST | Massachusetts | 25 | Worcester | 27 | 25027 | 4 | 0 | 2017 | 9999 |  |  | N | Solar | [13 empty] | 0 | 0 | 0 | 0 | [11 empty] | VH West Brookfield LLC | 100 | Virgo Helios LLC | 100
solar pv | William G Mennen Sports Solar | 61630_G_MENN | 61630 | G | MENN |  | Solar PV |  | PJM_EMAC | New Jersey | 34 | Morris | 27 | 34027 | 1.3 | 0 | 2011 | 9999 |  |  | N | Solar | [13 empty] | 0 | 0 | 0 | 0 | [11 empty] | Nautilus Solar Solutions LLC | 100 | Nautilus Energy LLC | 100
solar pv | Chiloquin Solar, LLC | 61631_G_CHILO | 61631 | G | CHILO |  | Solar PV |  | WECC_PNW | Oregon | 41 | Klamath | 35 | 41035 | 9.9 | 0 | 2018 | 9999 |  |  | N | Solar | [13 empty] | 0 | 0 | 0 | 0 | [11 empty] | Saturn Power Corp | 100 | Saturn Power Corp | 100
solar pv | NRG DG Tufts Science LLC CSG | 61633_G_SCIEN | 61633 | G | SCIEN |  | Solar PV |  | NENGREST | Massachusetts | 25 | Worcester | 27 | 25027 | 1 | 0 | 2017 | 9999 |  |  | N | Solar | [13 empty] | 0 | 0 | 0 | 0 | [11 empty] | DG Tufts Science LLC | 100 | Global Infrastructure Partners | 100
solar pv | NRG DG Dighton LLC CSG | 61634_G_DIGHT | 61634 | G | DIGHT |  | Solar PV |  | NENGREST | Massachusetts | 25 | Bristol | 5 | 25005 | 3.1 | 0 | 2017 | 9999 |  |  | N | Solar | [13 empty] | 0 | 0 | 0 | 0 | [11 empty] | DG Dighton LLC | 100 | Global Infrastructure Partners | 100
solar pv | NRG DG Tufts Knoll LLC CSG | 61635_G_KNOLL | 61635 | G | KNOLL |  | Solar PV |  | NENGREST | Massachusetts | 25 | Worcester | 27 | 25027 | 2 | 0 | 2017 | 9999 |  |  | N | Solar | [13 empty] | 0 | 0 | 0 | 0 | [11 empty] | SunE DB38 LLC | 100 | SunEdison | 100
solar pv | NRG DG Webster LLC CSG | 61636_G_WEBST | 61636 | G | WEBST |  | Solar PV |  | NENGREST | Massachusetts | 25 | Worcester | 27 | 25027 | 1.3 | 0 | 2017 | 9999 |  |  | N | Solar | [13 empty] | 0 | 0 | 0 | 0 | [11 empty] | BWC Origination 17 LLC | 100 | SunEdison | 100
solar pv | Denison Solar Array | 61637_G_PV1 | 61637 | G | PV1 |  | Solar PV |  | PJM_West | Ohio | 39 | Licking | 89 | 39089 | 1.9 | 0 | 2017 | 9999 |  |  | N | Solar | [13 empty] | 0 | 0 | 0 | 0 | [11 empty] | Denison University | 100 | Denison University | 100
onshore wind | Turtle Creek Wind Farm LLC | 61638_G_TC1 | 61638 | G | TC1 |  | Onshore Wind |  | MIS_IA | Iowa | 19 | Mitchell | 131 | 19131 | 200.1 | 0 | 2018 | 9999 |  |  | N | Wind | [13 empty] | 0 | 0 | 0 | 0 | [11 empty] | Turtle Creek Wind Farm LLC | 100 | Energias de Portugal SA | 100
hydro | Texon Hydroelectric Project | 61640_G_1 | 61640 | G | 1 |  | Hydro |  | NENGREST | Massachusetts | 25 | Hampden | 13 | 25013 | 1.5 | 0 | 1982 | 9999 |  |  | N | Hydro | [13 empty] | 0 | 0 | 0 | 0 | [11 empty] | Gravity Renewables Inc | 100 | Gravity Renewables Inc | 100
hydro | Seneca Falls Hydroelectric Project | 61641_G_23 | 61641 | G | 23 |  | Hydro |  | NY_Z_C&E | New York | 36 | Seneca | 99 | 36099 | 1.7 | 0 | 1917 | 9999 |  |  | N | Hydro | [13 empty] | 0 | 0 | 0 | 0 | [11 empty] | Gravity Renewables Inc | 100 | Gravity Renewables Inc | 100
hydro | Seneca Falls Hydroelectric Project | 61641_G_24 | 61641 | G | 24 |  | Hydro |  | NY_Z_C&E | New York | 36 | Seneca | 99 | 36099 | 1.7 | 0 | 1917 | 9999 |  |  | N | Hydro | [13 empty] | 0 | 0 | 0 | 0 | [11 empty] | Gravity Renewables Inc | 100 | Gravity Renewables Inc | 100
hydro | Seneca Falls Hydroelectric Project | 61641_G_25 | 61641 | G | 25 |  | Hydro |  | NY_Z_C&E | New York | 36 | Seneca | 99 | 36099 | 1.7 | 0 | 1917 | 9999 |  |  | N | Hydro | [13 empty] | 0 | 0 | 0 | 0 | [11 empty] | Gravity Renewables Inc | 100 | Gravity Renewables Inc | 100
hydro | Waterloo Hydroelectric Project | 61642_G_10 | 61642 | G | 10 |  | Hydro |  | NY_Z_C&E | New York | 36 | Seneca | 99 | 36099 | 0.5 | 0 | 1915 | 9999 |  |  | N | Hydro | [13 empty] | 0 | 0 | 0 | 0 | [11 empty] | Gravity Renewables Inc | 100 | Gravity Renewables Inc | 100
hydro | Waterloo Hydroelectric Project | 61642_G_11 | 61642 | G | 11 |  | Hydro |  | NY_Z_C&E | New York | 36 | Seneca | 99 | 36099 | 0.5 | 0 | 1915 | 9999 |  |  | N | Hydro | [13 empty] | 0 | 0 | 0 | 0 | [11 empty] | Gravity Renewables Inc | 100 | Gravity Renewables Inc | 100
hydro | Waterloo Hydroelectric Project | 61642_G_12 | 61642 | G | 12 |  | Hydro |  | NY_Z_C&E | New York | 36 | Seneca | 99 | 36099 | 0.5 | 0 | 1915 | 9999 |  |  | N | Hydro | [13 empty] | 0 | 0 | 0 | 0 | [11 empty] | Gravity Renewables Inc | 100 | Gravity Renewables Inc | 100
natural gas peaker | Denton Energy Center | 61643_G_DEC1 | 61643 | G | DEC1 |  | Combustion Turbine | IC Engine | ERC_REST | Texas | 48 | Denton | 121 | 48121 | 18.8 | 10745 | 2018 | 9999 |  |  | N | Natural Gas | [13 empty] | 0.01771 | 0.01771 | 0.01771 | 0.01771 | [11 empty] | Denton Municipal Electric | 100 | Denton Municipal Electric | 100
natural gas peaker | Denton Energy Center | 61643_G_DEC10 | 61643 | G | DEC10 |  | Combustion Turbine | IC Engine | ERC_REST | Texas | 48 | Denton | 121 | 48121 | 18.8 | 10745 | 2018 | 9999 |  |  | N | Natural Gas | [13 empty] | 0.01459 | 0.01459 | 0.01459 | 0.01459 | [11 empty] | Denton Municipal Electric | 100 | Denton Municipal Electric | 100
natural gas peaker | Denton Energy Center | 61643_G_DEC11 | 61643 | G | DEC11 |  | Combustion Turbine | IC Engine | ERC_REST | Texas | 48 | Denton | 121 | 48121 | 18.8 | 10745 | 2018 | 9999 |  |  | N | Natural Gas | [13 empty] | 0.01397 | 0.01397 | 0.01397 | 0.01397 | [11 empty] | Denton Municipal Electric | 100 | Denton Municipal Electric | 100
natural gas peaker | Denton Energy Center | 61643_G_DEC12 | 61643 | G | DEC12 |  | Combustion Turbine | IC Engine | ERC_REST | Texas | 48 | Denton | 121 | 48121 | 18.8 | 10745 | 2018 | 9999 |  |  | N | Natural Gas | [13 empty] | 0.019 | 0.019 | 0.019 | 0.019 | [11 empty] | Denton Municipal Electric | 100 | Denton Municipal Electric | 100
natural gas peaker | Denton Energy Center | 61643_G_DEC2 | 61643 | G | DEC2 |  | Combustion Turbine | IC Engine | ERC_REST | Texas | 48 | Denton | 121 | 48121 | 18.8 | 10745 | 2018 | 9999 |  |  | N | Natural Gas | [13 empty] | 0.01747 | 0.01747 | 0.01747 | 0.01747 | [11 empty] | Denton Municipal Electric | 100 | Denton Municipal Electric | 100
natural gas peaker | Denton Energy Center | 61643_G_DEC3 | 61643 | G | DEC3 |  | Combustion Turbine | IC Engine | ERC_REST | Texas | 48 | Denton | 121 | 48121 | 18.8 | 10745 | 2018 | 9999 |  |  | N | Natural Gas | [13 empty] | 0.01589 | 0.01589 | 0.01589 | 0.01589 | [11 empty] | Denton Municipal Electric | 100 | Denton Municipal Electric | 100
natural gas peaker | Denton Energy Center | 61643_G_DEC4 | 61643 | G | DEC4 |  | Combustion Turbine | IC Engine | ERC_REST | Texas | 48 | Denton | 121 | 48121 | 18.8 | 10745 | 2018 | 9999 |  |  | N | Natural Gas | [13 empty] | 0.01442 | 0.01442 | 0.01442 | 0.01442 | [11 empty] | Denton Municipal Electric | 100 | Denton Municipal Electric | 100
natural gas peaker | Denton Energy Center | 61643_G_DEC5 | 61643 | G | DEC5 |  | Combustion Turbine | IC Engine | ERC_REST | Texas | 48 | Denton | 121 | 48121 | 18.8 | 10745 | 2018 | 9999 |  |  | N | Natural Gas | [13 empty] | 0.01639 | 0.01639 | 0.01639 | 0.01639 | [11 empty] | Denton Municipal Electric | 100 | Denton Municipal Electric | 100
natural gas peaker | Denton Energy Center | 61643_G_DEC6 | 61643 | G | DEC6 |  | Combustion Turbine | IC Engine | ERC_REST | Texas | 48 | Denton | 121 | 48121 | 18.8 | 10745 | 2018 | 9999 |  |  | N | Natural Gas | [13 empty] | 0.01773 | 0.01773 | 0.01773 | 0.01773 | [11 empty] | Denton Municipal Electric | 100 | Denton Municipal Electric | 100
natural gas peaker | Denton Energy Center | 61643_G_DEC7 | 61643 | G | DEC7 |  | Combustion Turbine | IC Engine | ERC_REST | Texas | 48 | Denton | 121 | 48121 | 18.8 | 10745 | 2018 | 9999 |  |  | N | Natural Gas | [13 empty] | 0.01607 | 0.01607 | 0.01607 | 0.01607 | [11 empty] | Denton Municipal Electric | 100 | Denton Municipal Electric | 100
natural gas peaker | Denton Energy Center | 61643_G_DEC8 | 61643 | G | DEC8 |  | Combustion Turbine | IC Engine | ERC_REST | Texas | 48 | Denton | 121 | 48121 | 18.8 | 10745 | 2018 | 9999 |  |  | N | Natural Gas | [13 empty] | 0.01892 | 0.01892 | 0.01892 | 0.01892 | [11 empty] | Denton Municipal Electric | 100 | Denton Municipal Electric | 100
natural gas peaker | Denton Energy Center | 61643_G_DEC9 | 61643 | G | DEC9 |  | Combustion Turbine | IC Engine | ERC_REST | Texas | 48 | Denton | 121 | 48121 | 18.8 | 10745 | 2018 | 9999 |  |  | N | Natural Gas | [13 empty] | 0.01706 | 0.01706 | 0.01706 | 0.01706 | [11 empty] | Denton Municipal Electric | 100 | Denton Municipal Electric | 100
onshore wind | August Wind Farm | 61644_G_AUG | 61644 | G | AUG |  | Onshore Wind |  | MIS_IA | Iowa | 19 | Taylor | 173 | 19173 | 1.8 | 0 | 2017 | 9999 |  |  | N | Wind | [13 empty] | 0 | 0 | 0 | 0 | [11 empty] | August Wind Energy LLC | 100 | August Wind Energy LLC | 100
solar pv | Altair Community Solar Garden | 61645_G_ALTA | 61645 | G | ALTA |  | Solar PV |  | MIS_MNWI | Minnesota | 27 | Waseca | 161 | 27161 | 1 | 0 | 2019 | 9999 |  |  | N | Solar | [13 empty] | 0 | 0 | 0 | 0 | [11 empty] | Altair Community Solar Garden LLC | 100 | Altair Energy Trading Inc | 100
0 | New Orleans Solar Power Plant | 61647_G_NOSPB | 61647 | G | NOSPB |  | Energy Storage |  | MIS_AMSO | Louisiana | 22 | Orleans | 71 | 22071 | 0.5 | 0 | 2016 | 9999 |  |  | N | Energy Storage | [13 empty] | 0 | 0 | 0 | 0 | [11 empty] | Entergy New Orleans Inc | 100 | Entergy Corp | 100
solar pv | New Orleans Solar Power Plant | 61647_G_NOSPS | 61647 | G | NOSPS |  | Solar PV |  | MIS_AMSO | Louisiana | 22 | Orleans | 71 | 22071 | 1.1 | 0 | 2016 | 9999 |  |  | N | Solar | [13 empty] | 0 | 0 | 0 | 0 | [11 empty] | Entergy New Orleans Inc | 100 | Entergy Corp | 100
solar pv | Robins Air Force Base Solar | 61648_G_1 | 61648 | G | 1 |  | Solar PV |  | S_SOU | Georgia | 13 | Houston | 153 | 13153 | 139 | 0 | 2019 | 9999 |  |  | N | Solar | [13 empty] | 0 | 0 | 0 | 0 | [11 empty] | Georgia Power Co | 100 | Southern Co | 100
solar pv | Capricornus Community Solar Garden | 61651_G_CAPR | 61651 | G | CAPR |  | Solar PV |  | MIS_MNWI | Minnesota | 27 | Stearns | 145 | 27145 | 1 | 0 | 2019 | 9999 |  |  | N | Solar | [13 empty] | 0 | 0 | 0 | 0 | [11 empty] | Capricornus Community Solar Garden LLC | 100 | Capricornus Community Solar Garden LLC | 100
biomass | Fiber Recovery, Inc. | 61652_G_ENG1 | 61652 | G | ENG1 |  | Landfill Gas |  | MIS_WUMS | Wisconsin | 55 | Marathon | 73 | 55073 | 0.8 | 10488 | 2008 | 9999 |  |  | Y | Landfill Gas | [13 empty] | 0.22117 | 0.22117 | 0.22117 | 0.22117 | [11 empty] | Fiber Recovery Inc | 100 | Fiber Recovery Inc | 100
biomass | Fiber Recovery, Inc. | 61652_G_ENG2 | 61652 | G | ENG2 |  | Landfill Gas |  | MIS_WUMS | Wisconsin | 55 | Marathon | 73 | 55073 | 0.8 | 10488 | 2008 | 9999 |  |  | Y | Landfill Gas | [13 empty] | 0.22117 | 0.22117 | 0.22117 | 0.22117 | [11 empty] | Fiber Recovery Inc | 100 | Fiber Recovery Inc | 100
biomass | Fiber Recovery, Inc. | 61652_G_ENG3 | 61652 | G | ENG3 |  | Landfill Gas |  | MIS_WUMS | Wisconsin | 55 | Marathon | 73 | 55073 | 0.8 | 10488 | 2008 | 9999 |  |  | Y | Landfill Gas | [13 empty] | 0.22117 | 0.22117 | 0.22117 | 0.22117 | [11 empty] | Fiber Recovery Inc | 100 | Fiber Recovery Inc | 100
solar pv | Balm Solar | 61654_G_PV1 | 61654 | G | PV1 |  | Solar PV |  | FRCC | Florida | 12 | Hillsborough | 57 | 12057 | 72.9 | 0 | 2018 | 9999 |  |  | N | Solar | [13 empty] | 0 | 0 | 0 | 0 | [11 empty] | Tampa Electric Co | 100 | TECO Energy Inc | 100
solar pv | Bonnie Mine Solar | 61655_G_PV1 | 61655 | G | PV1 |  | Solar PV |  | FRCC | Florida | 12 | Polk | 105 | 12105 | 35 | 0 | 2019 | 9999 |  |  | N | Solar | [13 empty] | 0 | 0 | 0 | 0 | [11 empty] | Tampa Electric Co | 100 | TECO Energy Inc | 100
solar pv | Grange Hall Solar | 61656_G_PV1 | 61656 | G | PV1 |  | Solar PV |  | FRCC | Florida | 12 | Hillsborough | 57 | 12057 | 61 | 0 | 2019 | 9999 |  |  | N | Solar | [13 empty] | 0 | 0 | 0 | 0 | [11 empty] | Tampa Electric Co | 100 | TECO Energy Inc | 100
solar pv | Lake Hancock Solar | 61657_G_PV1 | 61657 | G | PV1 |  | Solar PV |  | FRCC | Florida | 12 | Polk | 105 | 12105 | 49.6 | 0 | 2019 | 9999 |  |  | N | Solar | [13 empty] | 0 | 0 | 0 | 0 | [11 empty] | Tampa Electric Co | 100 | TECO Energy Inc | 100
solar pv | Cougar Solar, LLC | 61658_G_COUGR | 61658 | G | COUGR |  | Solar PV |  | S_VACA | North Carolina | 37 | Lee | 105 | 37105 | 1.9 | 0 | 2017 | 9999 |  |  | N | Solar | [13 empty] | 0 | 0 | 0 | 0 | [11 empty] | Cougar Solar LLC | 100 | Cate Street Capital LLC | 100
onshore wind | Whirlpool Corp-Greenville Wind Farm | 61660_G_WTG1 | 61660 | G | WTG1 |  | Onshore Wind |  | PJM_West | Ohio | 39 | Darke | 37 | 39037 | 1.5 | 0 | 2018 | 9999 |  |  | N | Wind | [13 empty] | 0 | 0 | 0 | 0 | [11 empty] | OEE XXVI LLC | 100 | One Energy Capital Corp | 100
onshore wind | Whirlpool Corp-Greenville Wind Farm | 61660_G_WTG2 | 61660 | G | WTG2 |  | Onshore Wind |  | PJM_West | Ohio | 39 | Darke | 37 | 39037 | 1.5 | 0 | 2018 | 9999 |  |  | N | Wind | [13 empty] | 0 | 0 | 0 | 0 | [11 empty] | OEE XXVI LLC | 100 | One Energy Capital Corp | 100
onshore wind | Whirlpool Corp-Greenville Wind Farm | 61660_G_WTG3 | 61660 | G | WTG3 |  | Onshore Wind |  | PJM_West | Ohio | 39 | Darke | 37 | 39037 | 1.5 | 0 | 2018 | 9999 |  |  | N | Wind | [13 empty] | 0 | 0 | 0 | 0 | [11 empty] | OEE XXVI LLC | 100 | One Energy Capital Corp | 100
0 | Vista Energy Storage System | 61661_G_VISTA | 61661 | G | VISTA |  | Energy Storage |  | WEC_SDGE | California | 6 | San Diego | 73 | 06073 | 40 | 0 | 2018 | 9999 |  |  | N | Energy Storage | [13 empty] | 0 | 0 | 0 | 0 | [11 empty] | Vista Energy Storage LLC | 100 | LS Power Group | 100
solar pv | Carrizozo Solar | 61662_G_PV1 | 61662 | G | PV1 |  | Solar PV |  | WECC_NM | New Mexico | 35 | Lincoln | 27 | 35027 | 3 | 0 | 2018 | 9999 |  |  | N | Solar | [13 empty] | 0 | 0 | 0 | 0 | [11 empty] | SoCore Energy LLC | 100 | SoCore Energy | 100
solar pv | Lithia Solar | 61663_G_GEN1 | 61663 | G | GEN1 |  | Solar PV |  | FRCC | Florida | 12 | Hillsborough | 57 | 12057 | 74.5 | 0 | 2019 | 9999 |  |  | N | Solar | [13 empty] | 0 | 0 | 0 | 0 | [11 empty] | Tampa Electric Co | 100 | TECO Energy Inc | 100
solar pv | Payne Creek Solar | 61665_G_GEN1 | 61665 | G | GEN1 |  | Solar PV |  | FRCC | Florida | 12 | Polk | 105 | 12105 | 68.9 | 0 | 2018 | 9999 |  |  | N | Solar | [13 empty] | 0 | 0 | 0 | 0 | [11 empty] | Tampa Electric Co | 100 | TECO Energy Inc | 100
solar pv | Peace Creek Solar | 61666_G_GEN | 61666 | G | GEN |  | Solar PV |  | FRCC | Florida | 12 | Polk | 105 | 12105 | 55.4 | 0 | 2019 | 9999 |  |  | N | Solar | [13 empty] | 0 | 0 | 0 | 0 | [11 empty] | Tampa Electric Co | 100 | TECO Energy Inc | 100
solar pv | Wimauma Solar | 61667_G_1 | 61667 | G | 1 |  | Solar PV |  | FRCC | Florida | 12 | Hillsborough | 57 | 12057 | 74.5 | 0 | 2020 | 9999 |  |  | N | Solar | [13 empty] | 0 | 0 | 0 | 0 | [11 empty] | Tampa Electric Co | 100 | TECO Energy Inc | 100
onshore wind | Creston Ridge II, LLC | 61668_G_CR2-1 | 61668 | G | CR2-1 |  | Onshore Wind |  | SPP_NEBR | Nebraska | 31 | Platte | 141 | 31141 | 2.3 | 0 | 2017 | 9999 |  |  | N | Wind | [13 empty] | 0 | 0 | 0 | 0 | [11 empty] | Creston Ridge II LLC | 100 | Bluestem LLC | 100
onshore wind | Creston Ridge II, LLC | 61668_G_CR2-2 | 61668 | G | CR2-2 |  | Onshore Wind |  | SPP_NEBR | Nebraska | 31 | Platte | 141 | 31141 | 2.3 | 0 | 2017 | 9999 |  |  | N | Wind | [13 empty] | 0 | 0 | 0 | 0 | [11 empty] | Creston Ridge II LLC | 100 | Bluestem LLC | 100
onshore wind | Creston Ridge II, LLC | 61668_G_CR2-3 | 61668 | G | CR2-3 |  | Onshore Wind |  | SPP_NEBR | Nebraska | 31 | Platte | 141 | 31141 | 2.3 | 0 | 2017 | 9999 |  |  | N | Wind | [13 empty] | 0 | 0 | 0 | 0 | [11 empty] | Creston Ridge II LLC | 100 | Bluestem LLC | 100
solar pv | Scandia Community Solar Garden | 61669_G_SCAND | 61669 | G | SCAND |  | Solar PV |  | MIS_MNWI | Minnesota | 27 | Washington | 163 | 27163 | 2.5 | 0 | 2018 | 9999 |  |  | N | Solar | [13 empty] | 0 | 0 | 0 | 0 | [11 empty] | DG Minnesota CSG LLC | 100 | NextEra Energy Inc | 100
solar pv | RJC II Community Solar Garden | 61670_G_RJCII | 61670 | G | RJCII |  | Solar PV |  | MIS_MNWI | Minnesota | 27 | Steele | 147 | 27147 | 1 | 0 | 2018 | 9999 |  |  | N | Solar | [13 empty] | 0 | 0 | 0 | 0 | [11 empty] | RJC II CSG LLC | 100 | RJC II CSG LLC | 100
solar pv | Betcher Community Solar Garden | 61671_G_BETCH | 61671 | G | BETCH |  | Solar PV |  | MIS_MNWI | Minnesota | 27 | Goodhue | 49 | 27049 | 1 | 0 | 2018 | 9999 |  |  | N | Solar | [13 empty] | 0 | 0 | 0 | 0 | [11 empty] | Betcher CSG LLC | 100 | Betcher CSG LLC | 100
solar pv | Sherburne Community Solar | 61672_G_PV1 | 61672 | G | PV1 |  | Solar PV |  | MIS_MNWI | Minnesota | 27 | Sherburne | 141 | 27141 | 5 | 0 | 2018 | 9999 |  |  | N | Solar | [13 empty] | 0 | 0 | 0 | 0 | [11 empty] | AEP OnSite Partners LLC | 100 | American Electric Power Co Inc | 100
onshore wind | Arkwright Summit Wind Farm LLC | 61673_G_WT | 61673 | G | WT |  | Onshore Wind |  | NY_Z_A | New York | 36 | Chautauqua | 13 | 36013 | 78.4 | 0 | 2018 | 9999 |  |  | N | Wind | [13 empty] | 0 | 0 | 0 | 0 | [11 empty] | Arkwright Summit Wind Farm LLC | 100 | Energias de Portugal SA | 100
onshore wind | Wildcat Ranch Wind Project | 61674_G_WT | 61674 | G | WT |  | Onshore Wind |  | SPP_SPS | Texas | 48 | Cochran | 79 | 48079 | 150 | 0 | 2018 | 9999 |  |  | N | Wind | [13 empty] | 0 | 0 | 0 | 0 | [11 empty] | Wildcat Ranch Wind Project LLC | 100 | NextEra Energy Inc | 100
natural gas peaker | NCSU CCUP Cogeneration Plant | 61675_G_CTG1 | 61675 | G | CTG1 |  | Combustion Turbine |  | S_VACA | North Carolina | 37 | Wake | 183 | 37183 | 5.6 | 8700 | 2019 | 9999 |  |  | Y | Natural Gas, Distillate Fuel Oil | [13 empty] | 0.011 | 0.011 | 0.011 | 0.011 | [11 empty] | North Carolina State University | 100 | North Carolina State University | 100
natural gas steam turbine | NCSU CCUP Cogeneration Plant | 61675_G_STG | 61675 | G | STG |  | O/G Steam |  | S_VACA | North Carolina | 37 | Wake | 183 | 37183 | 1 | 8300 | 2019 | 9999 |  |  | Y | Natural Gas | [13 empty] | 0.23063 | 0.23063 | 0.23063 | 0.23063 | [11 empty] | North Carolina State University | 100 | North Carolina State University | 100
natural gas peaker | NCSU Cates Cogeneration Plant | 61676_G_CTG1 | 61676 | G | CTG1 |  | Combustion Turbine |  | S_VACA | North Carolina | 37 | Wake | 183 | 37183 | 4.7 | 11605 | 2012 | 9999 |  |  | Y | Natural Gas, Distillate Fuel Oil | [13 empty] | 0.23894 | 0.23894 | 0.23894 | 0.23894 | [11 empty] | North Carolina State University | 100 | North Carolina State University | 100
natural gas peaker | NCSU Cates Cogeneration Plant | 61676_G_CTG2 | 61676 | G | CTG2 |  | Combustion Turbine |  | S_VACA | North Carolina | 37 | Wake | 183 | 37183 | 4.7 | 11605 | 2012 | 9999 |  |  | Y | Natural Gas, Distillate Fuel Oil | [13 empty] | 0.23894 | 0.23894 | 0.23894 | 0.23894 | [11 empty] | North Carolina State University | 100 | North Carolina State University | 100
onshore wind | Perennial Windfarm | 61677_G_T-1 | 61677 | G | T-1 |  | Onshore Wind |  | SPP_NEBR | Nebraska | 31 | Fillmore | 59 | 31059 | 2.3 | 0 | 2018 | 9999 |  |  | N | Wind | [13 empty] | 0 | 0 | 0 | 0 | [11 empty] | Perennial Wind LLC | 100 | Perennial Wind LLC | 100
onshore wind | Perennial Windfarm | 61677_G_T-2 | 61677 | G | T-2 |  | Onshore Wind |  | SPP_NEBR | Nebraska | 31 | Fillmore | 59 | 31059 | 2.3 | 0 | 2018 | 9999 |  |  | N | Wind | [13 empty] | 0 | 0 | 0 | 0 | [11 empty] | Perennial Wind LLC | 100 | Perennial Wind LLC | 100
onshore wind | Perennial Windfarm | 61677_G_T-3 | 61677 | G | T-3 |  | Onshore Wind |  | SPP_NEBR | Nebraska | 31 | Fillmore | 59 | 31059 | 2.3 | 0 | 2018 | 9999 |  |  | N | Wind | [13 empty] | 0 | 0 | 0 | 0 | [11 empty] | Perennial Wind LLC | 100 | Perennial Wind LLC | 100
0 | Pinal Central Energy Center | 61678_G_BA1 | 61678 | G | BA1 |  | Energy Storage |  | WECC_AZ | Arizona | 4 | Pinal | 21 | 04021 | 10 | 0 | 2018 | 9999 |  |  | N | Energy Storage | [13 empty] | 0 | 0 | 0 | 0 | [11 empty] | Pinal Central Energy Center LLC | 100 | NextEra Energy Inc | 100
solar pv | Pinal Central Energy Center | 61678_G_PCEC | 61678 | G | PCEC |  | Solar PV |  | WECC_AZ | Arizona | 4 | Pinal | 21 | 04021 | 20 | 0 | 2018 | 9999 |  |  | N | Solar | [13 empty] | 0 | 0 | 0 | 0 | [11 empty] | Pinal Central Energy Center LLC | 100 | NextEra Energy Inc | 100
0 | Cox Battery Energy Storage | 61679_G_1 | 61679 | G | 1 |  | Energy Storage |  | SPP_N | Missouri | 29 | Greene | 77 | 29077 | 1.2 | 0 | 2017 | 9999 |  |  | N | Energy Storage | [13 empty] | 0 | 0 | 0 | 0 | [11 empty] | Springfield MO (City of) | 100 | Springfield MO (City of) | 100
solar pv | Tatanka Wi | 61680_G_MMPA | 61680 | G | MMPA |  | Solar PV |  | MIS_MNWI | Minnesota | 27 | Wright | 171 | 27171 | 7.1 | 0 | 2017 | 9999 |  |  | N | Solar | [13 empty] | 0 | 0 | 0 | 0 | [11 empty] | HQC Tatanka WI Solar Power Generation Station LLC | 100 | Hanwha Group | 100
solar pv | Middle Daisy | 61681_G_10257 | 61681 | G | 10257 |  | Solar PV |  | SPP_SPS | New Mexico | 35 | Lea | 25 | 35025 | 5 | 0 | 2017 | 9999 |  |  | N | Solar | [13 empty] | 0 | 0 | 0 | 0 | [11 empty] | Middle Daisy LLC | 100 | Onyx Renewable Partners LP | 100
solar pv | USG 1 | 61682_G_USG1 | 61682 | G | USG1 |  | Solar PV |  | WECC_IID | California | 6 | Imperial | 25 | 06025 | 1 | 0 | 2014 | 9999 |  |  | N | Solar | [13 empty] | 0 | 0 | 0 | 0 | [11 empty] | USG Corp | 100 | USG Corp | 100
solar pv | USG 2 | 61683_G_USG2 | 61683 | G | USG2 |  | Solar PV |  | WECC_IID | California | 6 | Imperial | 25 | 06025 | 1 | 0 | 2015 | 9999 |  |  | N | Solar | [13 empty] | 0 | 0 | 0 | 0 | [11 empty] | ZGlobal Inc | 100 | Alaywan Trust | 100
solar pv | Johnson 1 Community Solar | 61686_G_PV1 | 61686 | G | PV1 |  | Solar PV |  | MIS_MNWI | Minnesota | 27 | Chisago | 25 | 27025 | 1 | 0 | 2018 | 9999 |  |  | N | Solar | [13 empty] | 0 | 0 | 0 | 0 | [11 empty] | Johnson I CSG LLC | 100 | Johnson I CSG LLC | 100
hydro | North Gooding Main Hydro | 61688_G_NGM1 | 61688 | G | NGM1 |  | Hydro |  | WECC_ID | Idaho | 16 | Gooding | 47 | 16047 | 1.3 | 0 | 2016 | 9999 |  |  | N | Hydro | [13 empty] | 0 | 0 | 0 | 0 | [11 empty] | North Gooding Main Hydro LLC | 100 | Ted Sorenson | 100
solar pv | Grimm Community Solar | 61689_G_PV1 | 61689 | G | PV1 |  | Solar PV |  | MIS_MNWI | Minnesota | 27 | Renville | 129 | 27129 | 1 | 0 | 2018 | 9999 |  |  | N | Solar | [13 empty] | 0 | 0 | 0 | 0 | [11 empty] | Grimm CSG LLC | 100 | Grimm CSG LLC | 100
solar pv | Foreman's Hill Community Solar | 61690_G_FOREM | 61690 | G | FOREM |  | Solar PV |  | MIS_MNWI | Minnesota | 27 | Goodhue | 49 | 27049 | 5 | 0 | 2018 | 9999 |  |  | N | Solar | [13 empty] | 0 | 0 | 0 | 0 | [11 empty] | Foremans Hill CSG LLC | 100 | Foremans Hill CSG LLC | 100
solar pv | IVC Solar | 61692_G_IVCS | 61692 | G | IVCS |  | Solar PV |  | WECC_IID | California | 6 | Imperial | 25 | 06025 | 3 | 0 | 2016 | 9999 |  |  | N | Solar | [13 empty] | 0 | 0 | 0 | 0 | [11 empty] | Apex Ivc Holdings LLC | 100 | Alaywan Trust | 100
solar pv | Buckleberry Solar | 61693_G_GEN | 61693 | G | GEN |  | Solar PV |  | S_VACA | North Carolina | 37 | Lenoir | 107 | 37107 | 52.1 | 0 | 2018 | 9999 |  |  | N | Solar | [13 empty] | 0 | 0 | 0 | 0 | [11 empty] | Buckleberry Solar LLC | 100 | John Laing Group PLC | 100
solar pv | Johnson II Community Solar | 61695_G_PV1 | 61695 | G | PV1 |  | Solar PV |  | MIS_MNWI | Minnesota | 27 | Chisago | 25 | 27025 | 1 | 0 | 2018 | 9999 |  |  | N | Solar | [13 empty] | 0 | 0 | 0 | 0 | [11 empty] | Johnson II CSG LLC | 100 | Johnson II CSG LLC | 100
solar pv | Twiggs Solar | 61696_G_TWIGG | 61696 | G | TWIGG |  | Solar PV |  | S_SOU | Georgia | 13 | Twiggs | 289 | 13289 | 200 | 0 | 2020 | 9999 |  |  | N | Solar | [13 empty] | 0 | 0 | 0 | 0 | [11 empty] | Twiggs County Solar LLC | 100 | Origis Energy | 100
solar pv | Ivory Solar | 61697_G_IVORY | 61697 | G | IVORY |  | Solar PV |  | ERC_WEST | Texas | 48 | Dawson | 115 | 48115 | 50 | 0 | 2018 | 9999 |  |  | N | Solar | [13 empty] | 0 | 0 | 0 | 0 | [11 empty] | OCI Lamesa Solar II LLC | 100 | OCI Company Ltd | 100
solar pv | Folsom SP and CSP Sacramento | 61698_G_FOLSM | 61698 | G | FOLSM |  | Solar PV |  | WEC_BANC | California | 6 | Sacramento | 67 | 06067 | 1.3 | 0 | 2019 | 9999 |  |  | N | Solar | [13 empty] | 0 | 0 | 0 | 0 | [11 empty] | Ecoplexus Inc | 100 | Ecoplexus Inc | 100
solar pv | Otarre Solar Park | 61699_G_OTRRE | 61699 | G | OTRRE |  | Solar PV |  | S_VACA | South Carolina | 45 | Lexington | 63 | 45063 | 1.6 | 0 | 2017 | 9999 |  |  | N | Solar | [13 empty] | 0 | 0 | 0 | 0 | [11 empty] | Tig Sun Energy IV LLC | 100 | Intertech Group (The) | 100
solar pv | PowerFin Kingsbery | 61700_G_PFPKB | 61700 | G | PFPKB |  | Solar PV |  | ERC_REST | Texas | 48 | Travis | 453 | 48453 | 2.6 | 0 | 2018 | 9999 |  |  | N | Solar | [13 empty] | 0 | 0 | 0 | 0 | [11 empty] | PowerFin ASL 1 LLC | 100 | Powerfin Asl 1 LLC | 100
solar pv | Seabrook Solar | 61701_G_GEN1 | 61701 | G | GEN1 |  | Solar PV |  | S_VACA | South Carolina | 45 | Beaufort | 13 | 45013 | 70.5 | 0 | 2019 | 9999 |  |  | N | Solar | [13 empty] | 0 | 0 | 0 | 0 | [11 empty] | Seabrook Solar LLC | 100 | Adger Solar LLC | 100
biomass | Greater New Bedford LFG Utiliz. Facility | 61702_G_11052 | 61702 | G | 11052 |  | Landfill Gas |  | NENGREST | Massachusetts | 25 | Bristol | 5 | 25005 | 3.2 | 13500 | 2005 | 9999 |  |  | N | Landfill Gas | [13 empty] | 0.22117 | 0.22117 | 0.22117 | 0.22117 | [11 empty] | Commonwealth New Bedford Energy LLC | 100 | Commonwealth Resource Management Corp | 100
solar pv | Aquila Community Solar | 61704_G_AQUI | 61704 | G | AQUI |  | Solar PV |  | MIS_MNWI | Minnesota | 27 | Pope | 121 | 27121 | 1 | 0 | 2019 | 9999 |  |  | N | Solar | [13 empty] | 0 | 0 | 0 | 0 | [11 empty] | Aquila Community Solar Gardens LLC | 100 | Evergy Inc | 100
solar pv | Arcturus Community Solar | 61705_G_ARCT | 61705 | G | ARCT |  | Solar PV |  | MIS_MNWI | Minnesota | 27 | Le Sueur | 79 | 27079 | 1 | 0 | 2018 | 9999 |  |  | N | Solar | [13 empty] | 0 | 0 | 0 | 0 | [11 empty] | Arcturus Community Solar Garden LLC | 100 | Arcturus Power Trading LLC | 100
solar pv | Auriga Community Solar | 61706_G_AURI | 61706 | G | AURI |  | Solar PV |  | MIS_MNWI | Minnesota | 27 | Murray | 101 | 27101 | 1 | 0 | 2018 | 9999 |  |  | N | Solar | [13 empty] | 0 | 0 | 0 | 0 | [11 empty] | Auriga Community Solar Garden LLC | 100 | Auriga Capital Management | 100
solar pv | Canopus Community Solar | 61707_G_CANO | 61707 | G | CANO |  | Solar PV |  | MIS_MNWI | Minnesota | 27 | Stearns | 145 | 27145 | 1 | 0 | 2019 | 9999 |  |  | N | Solar | [13 empty] | 0 | 0 | 0 | 0 | [11 empty] | Canopus Community Solar Garden LLC | 100 | Canopus Power Trading LLC | 100
solar pv | Sagitta Community Solar | 61708_G_SAGI | 61708 | G | SAGI |  | Solar PV |  | MIS_MNWI | Minnesota | 27 | Chippewa | 23 | 27023 | 1 | 0 | 2018 | 9999 |  |  | N | Solar | [13 empty] | 0 | 0 | 0 | 0 | [11 empty] | Sagitta Community Solar Garden LLC | 100 | Sagitta Community Solar Garden LLC | 100
solar pv | Libra Community Solar | 61709_G_LIBR | 61709 | G | LIBR |  | Solar PV |  | MIS_MNWI | Minnesota | 27 | Pope | 121 | 27121 | 1 | 0 | 2018 | 9999 |  |  | N | Solar | [13 empty] | 0 | 0 | 0 | 0 | [11 empty] | Libra Community Solar Garden LLC | 100 | Libra Group (The) | 100
solar pv | Aquarius Community Solar | 61710_G_AQUA | 61710 | G | AQUA |  | Solar PV |  | MIS_MNWI | Minnesota | 27 | Lyon | 83 | 27083 | 1 | 0 | 2019 | 9999 |  |  | N | Solar | [13 empty] | 0 | 0 | 0 | 0 | [11 empty] | Aquarius Community Solar Gardens LLC | 100 | General Electric Co | 100
solar pv | Cassiopeia Community Solar | 61711_G_CASS | 61711 | G | CASS |  | Solar PV |  | MIS_MNWI | Minnesota | 27 | Pope | 121 | 27121 | 1 | 0 | 2019 | 9999 |  |  | N | Solar | [13 empty] | 0 | 0 | 0 | 0 | [11 empty] | Cassiopeia Community Solar Garden LLC | 100 | Cassiopeia Community Solar Garden LLC | 100
solar pv | Crux Community Solar | 61712_G_CRUX | 61712 | G | CRUX |  | Solar PV |  | MIS_MNWI | Minnesota | 27 | Dodge | 39 | 27039 | 1 | 0 | 2019 | 9999 |  |  | N | Solar | [13 empty] | 0 | 0 | 0 | 0 | [11 empty] | Crux Community Solar Gardens LLC | 100 | Crux Community Solar Gardens LLC | 100
solar pv | Leo Community Solar | 61713_G_LEO | 61713 | G | LEO |  | Solar PV |  | MIS_MNWI | Minnesota | 27 | Murray | 101 | 27101 | 1 | 0 | 2018 | 9999 |  |  | N | Solar | [13 empty] | 0 | 0 | 0 | 0 | [11 empty] | Advanced Microgrid Solutions Inc | 100 | Advanced Microgrid Solutions Inc | 100
solar pv | Deneb Community Solar | 61715_G_DENE | 61715 | G | DENE |  | Solar PV |  | MIS_MNWI | Minnesota | 27 | Kandiyohi | 67 | 27067 | 1 | 0 | 2019 | 9999 |  |  | N | Solar | [13 empty] | 0 | 0 | 0 | 0 | [11 empty] | Deneb Community Solar Garden LLC | 100 | Deneb Community Solar Garden LLC | 100
solar pv | Kaus Community Solar | 61716_G_KAUS | 61716 | G | KAUS |  | Solar PV |  | MIS_MNWI | Minnesota | 27 | Dodge | 39 | 27039 | 1 | 0 | 2019 | 9999 |  |  | N | Solar | [13 empty] | 0 | 0 | 0 | 0 | [11 empty] | Kaus Community Solar Garden LLC | 100 | Kaus Community Solar Garden LLC | 100
solar pv | IRE Solar I, LLC | 61717_G_SSIRE | 61717 | G | SSIRE |  | Solar PV |  | NY_Z_D | New York | 36 | St Lawrence | 89 | 36089 | 1 | 0 | 2017 | 9999 |  |  | N | Solar | [13 empty] | 0 | 0 | 0 | 0 | [11 empty] | IRE Solar 1 LLC | 100 | Greenwood Energy | 100
solar pv | Aerolease | 61718_G_APLEX | 61718 | G | APLEX |  | Solar PV |  | WEC_LADW | California | 6 | Los Angeles | 37 | 06037 | 1.1 | 0 | 2018 | 9999 |  |  | N | Solar | [13 empty] | 0 | 0 | 0 | 0 | [11 empty] | PCS Energy LLC | 100 | PCS Energy LLC | 100
solar pv | CJ Solar I, LLC | 61719_G_LWCJ1 | 61719 | G | LWCJ1 |  | Solar PV |  | NY_Z_D | New York | 36 | St Lawrence | 89 | 36089 | 2 | 0 | 2018 | 9999 |  |  | N | Solar | [13 empty] | 0 | 0 | 0 | 0 | [11 empty] | CJ Solar 1 LLC | 100 | Greenwood Energy | 100
solar pv | COU Solar I, LLC | 61720_G_LECOU | 61720 | G | LECOU |  | Solar PV |  | NY_Z_D | New York | 36 | St Lawrence | 89 | 36089 | 1.5 | 0 | 2018 | 9999 |  |  | N | Solar | [13 empty] | 0 | 0 | 0 | 0 | [11 empty] | COU Solar 1 LLC | 100 | Greenwood Energy | 100
0 | HEBT Irvine 1 | 61722_G_IRV01 | 61722 | G | IRV01 |  | Energy Storage |  | WECC_SCE | California | 6 | Orange | 59 | 06059 | 1 | 0 | 2018 | 9999 |  |  | N | Energy Storage | [13 empty] | 0 | 0 | 0 | 0 | [11 empty] | Advanced Microgrid Solutions Inc | 100 | Advanced Microgrid Solutions Inc | 100
0 | HEBT Irvine 1 | 61722_G_IRV1W | 61722 | G | IRV1W |  | Energy Storage |  | WECC_SCE | California | 6 | Orange | 59 | 06059 | 4.5 | 0 | 2018 | 9999 |  |  | N | Energy Storage | [13 empty] | 0 | 0 | 0 | 0 | [11 empty] | Advanced Microgrid Solutions Inc | 100 | Advanced Microgrid Solutions Inc | 100
0 | HEBT Irvine 2 | 61723_G_IRV06 | 61723 | G | IRV06 |  | Energy Storage |  | WECC_SCE | California | 6 | Orange | 59 | 06059 | 2.5 | 0 | 2018 | 9999 |  |  | N | Energy Storage | [13 empty] | 0 | 0 | 0 | 0 | [11 empty] | Advanced Microgrid Solutions Inc | 100 | Advanced Microgrid Solutions Inc | 100
0 | HEBT Irvine 2 | 61723_G_IRV2W | 61723 | G | IRV2W |  | Energy Storage |  | WECC_SCE | California | 6 | Orange | 59 | 06059 | 3.3 | 0 | 2018 | 9999 |  |  | N | Energy Storage | [13 empty] | 0 | 0 | 0 | 0 | [11 empty] | Advanced Microgrid Solutions Inc | 100 | Advanced Microgrid Solutions Inc | 100
solar pv | Onyx - Saratoga Springs Landfill Solar CSG | 61724_G_10254 | 61724 | G | 10254 |  | Solar PV |  | NY_Z_F | New York | 36 | Saratoga | 91 | 36091 | 2 | 0 | 2017 | 9999 |  |  | N | Solar | [13 empty] | 0 | 0 | 0 | 0 | [11 empty] | Solar Mission SunE LLC | 100 | Onyx Renewable Partners LP | 100
solar pv | Madison County | 61725_G_PV1 | 61725 | G | PV1 |  | Solar PV |  | NY_Z_C&E | New York | 36 | Madison | 53 | 36053 | 1.8 | 0 | 2017 | 9999 |  |  | N | Solar | [13 empty] | 0 | 0 | 0 | 0 | [11 empty] | AEP OnSite Partners LLC | 100 | American Electric Power Co Inc | 100
solar pv | Onyx - Pembroke Landfill Solar | 61726_G_10244 | 61726 | G | 10244 |  | Solar PV |  | NENGREST | Massachusetts | 25 | Plymouth | 23 | 25023 | 2.4 | 0 | 2017 | 9999 |  |  | N | Solar | [13 empty] | 0 | 0 | 0 | 0 | [11 empty] | Onyx Asset Services Group LLC | 100 | Onyx Renewable Partners LP | 100
solar pv | Onyx - Brockton Thatcher Landfill Solar CSG | 61727_G_10238 | 61727 | G | 10238 |  | Solar PV |  | NENGREST | Massachusetts | 25 | Plymouth | 23 | 25023 | 3.7 | 0 | 2017 | 9999 |  |  | N | Solar | [13 empty] | 0 | 0 | 0 | 0 | [11 empty] | Solar Mission SunE LLC | 100 | Onyx Renewable Partners LP | 100
solar pv | Barrett Farm Solar - Phase I | 61728_G_10263 | 61728 | G | 10263 |  | Solar PV |  | NENG_CT | Connecticut | 9 | Windham | 15 | 09015 | 2.4 | 0 | 2017 | 9999 |  |  | N | Solar | [13 empty] | 0 | 0 | 0 | 0 | [11 empty] | Onyx Asset Services Group LLC | 100 | Onyx Renewable Partners LP | 100
solar pv | Richmond Solar Site 2 | 61729_G_SRIC2 | 61729 | G | SRIC2 |  | Solar PV |  | PJM_West | Indiana | 18 | Wayne | 177 | 18177 | 7.5 | 0 | 2018 | 9999 |  |  | N | Solar | [13 empty] | 0 | 0 | 0 | 0 | [11 empty] | Indiana Municipal Power Agency | 100 | Indiana Municipal Power Agency | 100
0 | MA Solar Storage 1 Hybrid | 61730_G_61730 | 61730 | G | 61730 |  | Energy Storage |  | NENGREST | Massachusetts | 25 | Worcester | 27 | 25027 | 1 | 0 | 2018 | 9999 |  |  | N | Energy Storage | [13 empty] | 0 | 0 | 0 | 0 | [11 empty] | Origis Energy USA Inc | 100 | Origis Energy | 100
solar pv | MA Solar Storage 1 Hybrid | 61730_G_SCSS1 | 61730 | G | SCSS1 |  | Solar PV |  | NENGREST | Massachusetts | 25 | Worcester | 27 | 25027 | 1.1 | 0 | 2018 | 9999 |  |  | N | Solar | [13 empty] | 0 | 0 | 0 | 0 | [11 empty] | Origis Energy USA Inc | 100 | Origis Energy | 100
solar pv | Solten Plainville 6000, LLC | 61731_G_PLAIN | 61731 | G | PLAIN |  | Solar PV |  | NENGREST | Massachusetts | 25 | Norfolk | 21 | 25021 | 4.9 | 0 | 2017 | 9999 |  |  | N | Solar | [13 empty] | 0 | 0 | 0 | 0 | [11 empty] | Solar Projectco 6 LLC | 100 | Soltage LLC | 100
solar pv | Randolph | 61732_G_RAND | 61732 | G | RAND |  | Solar PV |  | NENGREST | Massachusetts | 25 | Norfolk | 21 | 25021 | 3.8 | 0 | 2017 | 9999 |  |  | N | Solar | [13 empty] | 0 | 0 | 0 | 0 | [11 empty] | Solar Projectco 6 LLC | 100 | Soltage LLC | 100
solar pv | Haywood Solar | 61733_G_HWOOD | 61733 | G | HWOOD |  | Solar PV |  | S_C_TVA | Tennessee | 47 | Haywood | 75 | 47075 | 3 | 0 | 2017 | 9999 |  |  | N | Solar | [13 empty] | 0 | 0 | 0 | 0 | [11 empty] | Haywood Solar LLC | 100 | Silicon Ranch Corp | 100
onshore wind | Seneca Nation Cattaraugus Wind Turbine | 61734_G_1 | 61734 | G | 1 |  | Onshore Wind |  | NY_Z_A | New York | 36 | Erie | 29 | 36029 | 1.5 | 0 | 2017 | 9999 |  |  | N | Wind | [13 empty] | 0 | 0 | 0 | 0 | [11 empty] | Seneca Nation of Indians | 100 | Seneca Nation of Indians | 100
onshore wind | Hilltopper Wind Project | 61735_G_WT1 | 61735 | G | WT1 |  | Onshore Wind |  | MIS_IL | Illinois | 17 | Logan | 107 | 17107 | 185 | 0 | 2019 | 9999 |  |  | N | Wind | [13 empty] | 0 | 0 | 0 | 0 | [11 empty] | Enel Green Power Hilltopper Wind LLC | 100 | Enel SpA | 100
solar pv | Woods Hill Solar | 61736_G_PV1 | 61736 | G | PV1 |  | Solar PV |  | NENG_CT | Connecticut | 9 | Windham | 15 | 09015 | 20 | 0 | 2018 | 9999 |  |  | N | Solar | [13 empty] | 0 | 0 | 0 | 0 | [11 empty] | Woods Hill Solar LLC | 100 | Enel SpA | 100
natural gas peaker | Navy Yard Peaker Station | 61737_G_GEN1 | 61737 | G | GEN1 |  | Combustion Turbine | IC Engine | PJM_EMAC | Pennsylvania | 42 | Philadelphia | 101 | 42101 | 2 | 12807 | 2017 | 9999 |  |  | N | Natural Gas | [13 empty] | 1.061 | 1.061 | 1.061 | 1.061 | [11 empty] | Philadelphia Industrial Development Corp | 100 | Philadelphia Industrial Development Corp | 100
natural gas peaker | Navy Yard Peaker Station | 61737_G_GEN2 | 61737 | G | GEN2 |  | Combustion Turbine | IC Engine | PJM_EMAC | Pennsylvania | 42 | Philadelphia | 101 | 42101 | 2 | 12807 | 2017 | 9999 |  |  | N | Natural Gas | [13 empty] | 1.061 | 1.061 | 1.061 | 1.061 | [11 empty] | Philadelphia Industrial Development Corp | 100 | Philadelphia Industrial Development Corp | 100
natural gas peaker | Navy Yard Peaker Station | 61737_G_GEN3 | 61737 | G | GEN3 |  | Combustion Turbine | IC Engine | PJM_EMAC | Pennsylvania | 42 | Philadelphia | 101 | 42101 | 2 | 12807 | 2017 | 9999 |  |  | N | Natural Gas | [13 empty] | 1.061 | 1.061 | 1.061 | 1.061 | [11 empty] | Philadelphia Industrial Development Corp | 100 | Philadelphia Industrial Development Corp | 100
natural gas peaker | Navy Yard Peaker Station | 61737_G_GEN4 | 61737 | G | GEN4 |  | Combustion Turbine | IC Engine | PJM_EMAC | Pennsylvania | 42 | Philadelphia | 101 | 42101 | 2 | 10745 | 2018 | 9999 |  |  | N | Natural Gas | [13 empty] | 1.061 | 1.061 | 1.061 | 1.061 | [11 empty] | Philadelphia Industrial Development Corp | 100 | Philadelphia Industrial Development Corp | 100
solar pv | GWCC PV Solar Farm | 61738_G_SOLAR | 61738 | G | SOLAR |  | Solar PV |  | PJM_SMAC | Maryland | 24 | Prince Georges | 33 | 24033 | 1.6 | 0 | 2015 | 9999 |  |  | N | Solar | [13 empty] | 0 | 0 | 0 | 0 | [11 empty] | US Dept of Agriculture | 100 | US Dept of Agriculture | 100
solar pv | Gratis Road Solar Facility | 61740_G_GR01 | 61740 | G | GR01 |  | Solar PV |  | S_SOU | Georgia | 13 | Walton | 297 | 13297 | 3 | 0 | 2018 | 9999 |  |  | N | Solar | [13 empty] | 0 | 0 | 0 | 0 | [11 empty] | Walton Solar LLC | 100 | Walton Solar LLC | 100
0 | Kingsberry Energy Storage System | 61741_G_KBESS | 61741 | G | KBESS |  | Energy Storage |  | ERC_REST | Texas | 48 | Travis | 453 | 48453 | 1.5 | 0 | 2018 | 9999 |  |  | N | Energy Storage | [13 empty] | 0 | 0 | 0 | 0 | [11 empty] | Austin Energy | 100 | Austin Energy | 100
0 | System Control Center | 61742_G_GEN1 | 61742 | G | GEN1 |  | Energy Storage |  | ERC_REST | Texas | 48 | Travis | 453 | 48453 | 2.5 | 0 | 2012 | 9999 |  |  | N | Energy Storage | [13 empty] | 0 | 0 | 0 | 0 | [11 empty] | Austin Energy | 100 | Austin Energy | 100
0 | System Control Center | 61742_G_GEN2 | 61742 | G | GEN2 |  | Energy Storage |  | ERC_REST | Texas | 48 | Travis | 453 | 48453 | 2.5 | 0 | 2012 | 9999 |  |  | N | Energy Storage | [13 empty] | 0 | 0 | 0 | 0 | [11 empty] | Austin Energy | 100 | Austin Energy | 100
0 | Naval Sub Base New London Fuel Cell | 61743_G_MMH2 | 61743 | G | MMH2 |  | Fuel Cell |  | NENG_CT | Connecticut | 9 | New London | 11 | 09011 | 3.7 | 9500 | 2020 | 9999 |  |  | N | Natural Gas | [13 empty] | 0 | 0 | 0 | 0 | [11 empty] | Groton Fuel Cell I LLC | 100 | FuelCell Energy Inc | 100
0 | Naval Sub Base New London Fuel Cell | 61743_G_MMH3 | 61743 | G | MMH3 |  | Fuel Cell |  | NENG_CT | Connecticut | 9 | New London | 11 | 09011 | 3.7 | 9500 | 2021 | 9999 |  |  | N | Natural Gas | [13 empty] | 0 | 0 | 0 | 0 | [11 empty] | Groton Fuel Cell I LLC | 100 | FuelCell Energy Inc | 100
solar pv | L'Oreal Solar - Florence | 61744_G_1 | 61744 | G | 1 |  | Solar PV |  | PJM_West | Kentucky | 21 | Boone | 15 | 21015 | 1.1 | 0 | 2017 | 9999 |  |  | N | Solar | [13 empty] | 0 | 0 | 0 | 0 | [11 empty] | Loreal USA Inc | 100 | Loréal SA | 100
onshore wind | Aurora County Wind | 61745_G_ACSD | 61745 | G | ACSD |  | Onshore Wind |  | SPP_WAUE | South Dakota | 46 | Aurora | 3 | 46003 | 20 | 0 | 2018 | 9999 |  |  | N | Wind | [13 empty] | 0 | 0 | 0 | 0 | [11 empty] | Aurora County Wind LLC | 100 | Consolidated Edison Inc | 100
onshore wind | Brule County Wind | 61746_G_BCSD | 61746 | G | BCSD |  | Onshore Wind |  | SPP_WAUE | South Dakota | 46 | Brule | 15 | 46015 | 20 | 0 | 2018 | 9999 |  |  | N | Wind | [13 empty] | 0 | 0 | 0 | 0 | [11 empty] | Brule County Wind LLC | 100 | Consolidated Edison Inc | 100
onshore wind | Foxtail Wind, LLC | 61747_G_1 | 61747 | G | 1 |  | Onshore Wind |  | MIS_MAPP | North Dakota | 38 | Dickey | 21 | 38021 | 150 | 0 | 2019 | 9999 |  |  | N | Wind | [13 empty] | 0 | 0 | 0 | 0 | [11 empty] | Xcel Energy Inc | 100 | Xcel Energy Inc | 100
solar pv | Southern Current One, LLC | 61748_G_PRGE1 | 61748 | G | PRGE1 |  | Solar PV |  | S_VACA | South Carolina | 45 | Allendale | 5 | 45005 | 10.2 | 0 | 2017 | 9999 |  |  | N | Solar | [13 empty] | 0 | 0 | 0 | 0 | [11 empty] | Southern Current One LLC | 100 | Cypress Creek Holdings LLC | 100
solar pv | Wistaria Ranch Solar | 61750_G_WICA | 61750 | G | WICA |  | Solar PV |  | WECC_IID | California | 6 | Imperial | 25 | 06025 | 100 | 0 | 2018 | 9999 |  |  | N | Solar | [13 empty] | 0 | 0 | 0 | 0 | [11 empty] | CED Wistaria Solar LLC | 100 | Consolidated Edison Inc | 100
solar pv | Rotor Clip | 61751_G_RCLIP | 61751 | G | RCLIP |  | Solar PV |  | PJM_EMAC | New Jersey | 34 | Somerset | 35 | 34035 | 2.7 | 0 | 2018 | 9999 |  |  | N | Solar | [13 empty] | 0 | 0 | 0 | 0 | [11 empty] | Merit Sustainable Infrastructure | 100 | Merit Sustainable Infrastructure | 100
solar pv | Quincy II Solar Garden | 61752_G_PV1 | 61752 | G | PV1 |  | Solar PV |  | WECC_CO | Colorado | 8 | Arapahoe | 5 | 08005 | 1.5 | 0 | 2018 | 9999 |  |  | N | Solar | [13 empty] | 0 | 0 | 0 | 0 | [11 empty] | AEP OnSite Partners LLC | 100 | American Electric Power Co Inc | 100
solar pv | Imboden Solar Garden | 61753_G_PV1 | 61753 | G | PV1 |  | Solar PV |  | WECC_CO | Colorado | 8 | Adams | 1 | 08001 | 1.5 | 0 | 2018 | 9999 |  |  | N | Solar | [13 empty] | 0 | 0 | 0 | 0 | [11 empty] | AEP OnSite Partners LLC | 100 | American Electric Power Co Inc | 100
solar pv | Imboden Solar Garden | 61753_G_PV2 | 61753 | G | PV2 |  | Solar PV |  | WECC_CO | Colorado | 8 | Adams | 1 | 08001 | 1.5 | 0 | 2018 | 9999 |  |  | N | Solar | [13 empty] | 0 | 0 | 0 | 0 | [11 empty] | AEP OnSite Partners LLC | 100 | American Electric Power Co Inc | 100
natural gas peaker | SunSelect1 | 61754_G_1 | 61754 | G | 1 |  | Combustion Turbine | IC Engine | WECC_SCE | California | 6 | Kern | 29 | 06029 | 3.3 | 9240 | 2018 | 9999 |  |  | Y | Natural Gas | [13 empty] | 1.061 | 1.061 | 1.061 | 1.061 | [11 empty] | Sunselect Produce (California) Inc | 100 | Sunselect Produce (California) Inc | 100
natural gas peaker | SunSelect1 | 61754_G_2 | 61754 | G | 2 |  | Combustion Turbine | IC Engine | WECC_SCE | California | 6 | Kern | 29 | 06029 | 3.3 | 9240 | 2018 | 9999 |  |  | Y | Natural Gas | [13 empty] | 1.061 | 1.061 | 1.061 | 1.061 | [11 empty] | Sunselect Produce (California) Inc | 100 | Sunselect Produce (California) Inc | 100
solar pv | East Acres Solar NG, LLC | 61755_G_EA | 61755 | G | EA |  | Solar PV |  | NENGREST | Massachusetts | 25 | Berkshire | 3 | 25003 | 5.8 | 0 | 2017 | 9999 |  |  | N | Solar | [13 empty] | 0 | 0 | 0 | 0 | [11 empty] | Nugen Capital Management | 100 | Nugen Capital Management LLC | 100
onshore wind | Meadow Lake Wind Farm VI LLC | 61756_G_MWLVI | 61756 | G | MWLVI |  | Onshore Wind |  | MIS_INKY | Indiana | 18 | Benton | 7 | 18007 | 200.4 | 0 | 2018 | 9999 |  |  | N | Wind | [13 empty] | 0 | 0 | 0 | 0 | [11 empty] | Meadow Lake Wind Farm VI LLC | 100 | Energias de Portugal SA | 100
biomass | Gaston County Renewable Energy Center | 61758_G_GEN1 | 61758 | G | GEN1 |  | Landfill Gas |  | S_VACA | North Carolina | 37 | Gaston | 71 | 37071 | 1.4 | 13500 | 2011 | 9999 |  |  | N | Landfill Gas | [13 empty] | 0.22117 | 0.22117 | 0.22117 | 0.22117 | [11 empty] | Gaston County Solid Waste & Recycling Division | 100 | Gaston County NC | 100
biomass | Gaston County Renewable Energy Center | 61758_G_GEN2 | 61758 | G | GEN2 |  | Landfill Gas |  | S_VACA | North Carolina | 37 | Gaston | 71 | 37071 | 1.4 | 13500 | 2011 | 9999 |  |  | N | Landfill Gas | [13 empty] | 0.22117 | 0.22117 | 0.22117 | 0.22117 | [11 empty] | Gaston County Solid Waste & Recycling Division | 100 | Gaston County NC | 100
biomass | Gaston County Renewable Energy Center | 61758_G_GEN3 | 61758 | G | GEN3 |  | Landfill Gas |  | S_VACA | North Carolina | 37 | Gaston | 71 | 37071 | 1.4 | 13500 | 2011 | 9999 |  |  | N | Landfill Gas | [13 empty] | 0.22117 | 0.22117 | 0.22117 | 0.22117 | [11 empty] | Gaston County Solid Waste & Recycling Division | 100 | Gaston County NC | 100
solar pv | Covington Solar Farm | 61759_G_CVS1 | 61759 | G | CVS1 |  | Solar PV |  | SPP_WEST | Oklahoma | 40 | Garfield | 47 | 40047 | 10 | 0 | 2018 | 9999 |  |  | N | Solar | [13 empty] | 0 | 0 | 0 | 0 | [11 empty] | OGE Energy Corp | 100 | OGE Energy Corp | 100
solar pv | Sherburne North Project CSG | 61762_G_SHERB | 61762 | G | SHERB |  | Solar PV |  | MIS_MNWI | Minnesota | 27 | Sherburne | 141 | 27141 | 5 | 0 | 2018 | 9999 |  |  | N | Solar | [13 empty] | 0 | 0 | 0 | 0 | [11 empty] | DG Minnesota CSG LLC | 100 | NextEra Energy Inc | 100
solar pv | Sunshine Gateway Solar Energy Center | 61763_G_1 | 61763 | G | 1 |  | Solar PV |  | FRCC | Florida | 12 | Columbia | 23 | 12023 | 74.5 | 0 | 2019 | 9999 |  |  | N | Solar | [13 empty] | 0 | 0 | 0 | 0 | [11 empty] | Florida Power & Light Co | 100 | NextEra Energy Inc | 100
solar pv | Gore Mountain Solar II | 61764_G_SNWH2 | 61764 | G | SNWH2 |  | Solar PV |  | NY_Z_F | New York | 36 | Washington | 115 | 36115 | 2 | 0 | 2016 | 9999 |  |  | N | Solar | [13 empty] | 0 | 0 | 0 | 0 | [11 empty] | Gore Mountain | 100 | Gore Mountain | 100
solar pv | HGS Solar I | 61765_G_SNWH1 | 61765 | G | SNWH1 |  | Solar PV |  | NY_Z_F | New York | 36 | Washington | 115 | 36115 | 2 | 0 | 2016 | 9999 |  |  | N | Solar | [13 empty] | 0 | 0 | 0 | 0 | [11 empty] | HGS Solar I LLC | 100 | HGS Solar I LLC | 100
solar pv | Miami Dade Solar Energy Center | 61766_G_1 | 61766 | G | 1 |  | Solar PV |  | FRCC | Florida | 12 | Miami Dade | 86 | 12086 | 74.5 | 0 | 2019 | 9999 |  |  | N | Solar | [13 empty] | 0 | 0 | 0 | 0 | [11 empty] | Florida Power & Light Co | 100 | NextEra Energy Inc | 100
solar pv | Pioneer Trail Solar Energy Center | 61767_G_1 | 61767 | G | 1 |  | Solar PV |  | FRCC | Florida | 12 | Volusia | 127 | 12127 | 74.5 | 0 | 2019 | 9999 |  |  | N | Solar | [13 empty] | 0 | 0 | 0 | 0 | [11 empty] | Florida Power & Light Co | 100 | NextEra Energy Inc | 100
solar pv | Interstate Solar Energy Center | 61768_G_1 | 61768 | G | 1 |  | Solar PV |  | FRCC | Florida | 12 | St Lucie | 111 | 12111 | 74.5 | 0 | 2019 | 9999 |  |  | N | Solar | [13 empty] | 0 | 0 | 0 | 0 | [11 empty] | Florida Power & Light Co | 100 | NextEra Energy Inc | 100
solar pv | Syncarpha Hancock I CSG | 61769_G_SYNH1 | 61769 | G | SYNH1 |  | Solar PV |  | NENGREST | Massachusetts | 25 | Berkshire | 3 | 25003 | 2 | 0 | 2017 | 9999 |  |  | N | Solar | [13 empty] | 0 | 0 | 0 | 0 | [11 empty] | Syncarpha Hancock I LLC | 100 | Syncarpha Capital | 100
solar pv | Syncarpha Hancock II CSG | 61770_G_SYNH2 | 61770 | G | SYNH2 |  | Solar PV |  | NENGREST | Massachusetts | 25 | Berkshire | 3 | 25003 | 2 | 0 | 2017 | 9999 |  |  | N | Solar | [13 empty] | 0 | 0 | 0 | 0 | [11 empty] | Syncarpha Hancock II LLC | 100 | Syncarpha Capital | 100
solar pv | Syncarpha Hancock III CSG | 61771_G_SYNH3 | 61771 | G | SYNH3 |  | Solar PV |  | NENGREST | Massachusetts | 25 | Berkshire | 3 | 25003 | 1 | 0 | 2017 | 9999 |  |  | N | Solar | [13 empty] | 0 | 0 | 0 | 0 | [11 empty] | Syncarpha Hancock III LLC | 100 | Syncarpha Capital | 100
onshore wind | Palmas Wind, LLC | 61773_G_PW | 61773 | G | PW |  | Onshore Wind |  | ERC_REST | Texas | 48 | Cameron | 61 | 48061 | 142.6 | 0 | 2020 | 9999 |  |  | N | Wind | [13 empty] | 0 | 0 | 0 | 0 | [11 empty] | Palmas Wind LLC | 100 | Acciona Energia | 100
solar pv | Syncarpha Still River, LLC CSG | 61774_G_SYNBO | 61774 | G | SYNBO |  | Solar PV |  | NENGREST | Massachusetts | 25 | Worcester | 27 | 25027 | 2 | 0 | 2016 | 9999 |  |  | N | Solar | [13 empty] | 0 | 0 | 0 | 0 | [11 empty] | Syncarpha Still River LLC | 100 | Syncarpha Capital | 100
onshore wind | Town of Otis Wind Energy Project | 61775_G_OT196 | 61775 | G | OT196 |  | Onshore Wind |  | NENGREST | Massachusetts | 25 | Berkshire | 3 | 25003 | 1.5 | 0 | 2018 | 9999 |  |  | N | Wind | [13 empty] | 0 | 0 | 0 | 0 | [11 empty] | Otis MA (Town of) | 100 | Otis MA (Town of) | 100
onshore wind | Midway Wind, LLC | 61776_G_MIDWY | 61776 | G | MIDWY |  | Onshore Wind |  | ERC_REST | Texas | 48 | San Patricio | 409 | 48409 | 162.9 | 0 | 2019 | 9999 |  |  | N | Wind | [13 empty] | 0 | 0 | 0 | 0 | [11 empty] | Midway Wind LLC | 100 | Sammons Enterprises Inc | 100
biomass | Brevard | 61777_G_ENG1 | 61777 | G | ENG1 |  | Landfill Gas |  | FRCC | Florida | 12 | Brevard | 9 | 12009 | 1.6 | 13500 | 2008 | 9999 |  |  | N | Landfill Gas | [13 empty] | 0.14031 | 0.14031 | 0.14031 | 0.14031 | [11 empty] | Brevard Energy LLC | 100 | Brevard Energy LLC | 100
biomass | Brevard | 61777_G_ENG2 | 61777 | G | ENG2 |  | Landfill Gas |  | FRCC | Florida | 12 | Brevard | 9 | 12009 | 1.6 | 13500 | 2008 | 9999 |  |  | N | Landfill Gas | [13 empty] | 0.14031 | 0.14031 | 0.14031 | 0.14031 | [11 empty] | Brevard Energy LLC | 100 | Brevard Energy LLC | 100
biomass | Brevard | 61777_G_ENG3 | 61777 | G | ENG3 |  | Landfill Gas |  | FRCC | Florida | 12 | Brevard | 9 | 12009 | 1.6 | 13500 | 2008 | 9999 |  |  | N | Landfill Gas | [13 empty] | 0.14031 | 0.14031 | 0.14031 | 0.14031 | [11 empty] | Brevard Energy LLC | 100 | Brevard Energy LLC | 100
biomass | Brevard | 61777_G_ENG4 | 61777 | G | ENG4 |  | Landfill Gas |  | FRCC | Florida | 12 | Brevard | 9 | 12009 | 1.6 | 13500 | 2008 | 9999 |  |  | N | Landfill Gas | [13 empty] | 0.14031 | 0.14031 | 0.14031 | 0.14031 | [11 empty] | Brevard Energy LLC | 100 | Brevard Energy LLC | 100
biomass | Brevard | 61777_G_ENG5 | 61777 | G | ENG5 |  | Landfill Gas |  | FRCC | Florida | 12 | Brevard | 9 | 12009 | 1.6 | 13500 | 2008 | 9999 |  |  | N | Landfill Gas | [13 empty] | 0.14031 | 0.14031 | 0.14031 | 0.14031 | [11 empty] | Brevard Energy LLC | 100 | Brevard Energy LLC | 100
biomass | Brevard | 61777_G_ENG6 | 61777 | G | ENG6 |  | Landfill Gas |  | FRCC | Florida | 12 | Brevard | 9 | 12009 | 1.6 | 13500 | 2008 | 9999 |  |  | N | Landfill Gas | [13 empty] | 0.14031 | 0.14031 | 0.14031 | 0.14031 | [11 empty] | Brevard Energy LLC | 100 | Brevard Energy LLC | 100
solar pv | North 301 Solar | 61778_G_N301 | 61778 | G | N301 |  | Solar PV |  | PJM_Dom | North Carolina | 37 | Halifax | 83 | 37083 | 26.9 | 0 | 2019 | 9999 |  |  | N | Solar | [13 empty] | 0 | 0 | 0 | 0 | [11 empty] | North 301 Solar | 100 | North 301 Solar | 100
biomass | Hernando | 61779_G_ENG1 | 61779 | G | ENG1 |  | Landfill Gas |  | FRCC | Florida | 12 | Hernando | 53 | 12053 | 1.6 | 13500 | 2010 | 9999 |  |  | N | Landfill Gas | [13 empty] | 0.2265 | 0.2265 | 0.2265 | 0.2265 | [11 empty] | Timberline Energy LLC | 100 | Archaea Energy Inc | 100
biomass | Seminole Energy | 61780_G_ENG1 | 61780 | G | ENG1 |  | Landfill Gas |  | FRCC | Florida | 12 | Seminole | 117 | 12117 | 1.6 | 13500 | 2007 | 9999 |  |  | N | Landfill Gas | [13 empty] | 0.24661 | 0.24661 | 0.24661 | 0.24661 | [11 empty] | Seminole Energy LLC | 100 | Continuum Energy | 100
biomass | Seminole Energy | 61780_G_ENG2 | 61780 | G | ENG2 |  | Landfill Gas |  | FRCC | Florida | 12 | Seminole | 117 | 12117 | 1.6 | 13500 | 2007 | 9999 |  |  | N | Landfill Gas | [13 empty] | 0.24661 | 0.24661 | 0.24661 | 0.24661 | [11 empty] | Seminole Energy LLC | 100 | Continuum Energy | 100
biomass | Seminole Energy | 61780_G_ENG3 | 61780 | G | ENG3 |  | Landfill Gas |  | FRCC | Florida | 12 | Seminole | 117 | 12117 | 1.6 | 13500 | 2007 | 9999 |  |  | N | Landfill Gas | [13 empty] | 0.24661 | 0.24661 | 0.24661 | 0.24661 | [11 empty] | Seminole Energy LLC | 100 | Continuum Energy | 100
solar pv | Edenton Solar | 61781_G_EDE | 61781 | G | EDE |  | Solar PV |  | PJM_Dom | North Carolina | 37 | Chowan | 41 | 37041 | 5 | 0 | 2019 | 9999 |  |  | N | Solar | [13 empty] | 0 | 0 | 0 | 0 | [11 empty] | Edenton Solar LLC | 100 | Edenton Solar LLC | 100
onshore wind | Live Oak Wind Project | 61782_G_WTGS | 61782 | G | WTGS |  | Onshore Wind |  | ERC_WEST | Texas | 48 | Schleicher | 413 | 48413 | 199.5 | 0 | 2019 | 9999 |  |  | N | Wind | [13 empty] | 0 | 0 | 0 | 0 | [11 empty] | Live Oak Wind Project LLC | 100 | ENGIE SA | 100
onshore wind | Upstream Wind Energy LLC | 61784_G_UWE | 61784 | G | UWE |  | Onshore Wind |  | SPP_NEBR | Nebraska | 31 | Antelope | 3 | 31003 | 202.5 | 0 | 2018 | 9999 |  |  | N | Wind | [13 empty] | 0 | 0 | 0 | 0 | [11 empty] | Upstream Wind Energy LLC | 100 | WEC Energy Group Inc | 100
solar pv | Camilla Solar Energy Project | 61785_G_CAMSR | 61785 | G | CAMSR |  | Solar PV |  | S_SOU | Georgia | 13 | Mitchell | 205 | 13205 | 160 | 0 | 2019 | 9999 |  |  | N | Solar | [13 empty] | 0 | 0 | 0 | 0 | [11 empty] | Camilla Solar Energy LLC | 100 | Invenergy LLC | 100
0 | Trinity College Fuel Cell | 61786_G_MB-22 | 61786 | G | MB-22 |  | Fuel Cell |  | NENG_CT | Connecticut | 9 | Hartford | 3 | 09003 | 1.4 | 9500 | 2018 | 9999 |  |  | N | Natural Gas | [13 empty] | 0 | 0 | 0 | 0 | [11 empty] | AEP OnSite Partners LLC | 100 | American Electric Power Co Inc | 100
onshore wind | Bishop Hill III | 61787_G_BHIII | 61787 | G | BHIII |  | Onshore Wind |  | PJM_COMD | Illinois | 17 | Henry | 73 | 17073 | 119 | 0 | 2018 | 9999 |  |  | N | Wind | [13 empty] | 0 | 0 | 0 | 0 | [11 empty] | Bishop Hill Energy III LLC | 100 | WEC Energy Group Inc | 100
onshore wind | Hilltop Power | 61788_G_WT | 61788 | G | WT |  | Onshore Wind |  | MIS_MNWI | Minnesota | 27 | Pipestone | 117 | 27117 | 2 | 0 | 2008 | 9999 |  |  | N | Wind | [13 empty] | 0 | 0 | 0 | 0 | [11 empty] | Hilltop Power LLC | 100 | Hilltop Power LLC | 100
onshore wind | Diamond Vista Wind Project, LLC | 61789_G_DV | 61789 | G | DV |  | Onshore Wind |  | SPP_N | Kansas | 20 | Marion | 115 | 20115 | 299.3 | 0 | 2019 | 9999 |  |  | N | Wind | [13 empty] | 0 | 0 | 0 | 0 | [11 empty] | Enel Green Power Diamond Vista Wind Project LLC | 100 | Enel SpA | 100
solar pv | Shaw Creek Solar, LLC | 61790_G_SHAWC | 61790 | G | SHAWC |  | Solar PV |  | S_VACA | South Carolina | 45 | Aiken | 3 | 45003 | 74.9 | 0 | 2019 | 9999 |  |  | N | Solar | [13 empty] | 0 | 0 | 0 | 0 | [11 empty] | Shaw Creek Solar LLC | 100 | NextEra Energy Inc | 100
solar pv | Stage Gulch Solar | 61791_G_5001 | 61791 | G | 5001 |  | Solar PV |  | WEC_CALN | California | 6 | Sonoma | 97 | 06097 | 0.8 | 0 | 2018 | 9999 |  |  | N | Solar | [13 empty] | 0 | 0 | 0 | 0 | [11 empty] | Stage Gulch Solar LLC | 100 | Petaluma Solar Millennium Fund LLC | 100
solar pv | Lavio Solar | 61792_G_5002 | 61792 | G | 5002 |  | Solar PV |  | WEC_CALN | California | 6 | Sonoma | 97 | 06097 | 1 | 0 | 2018 | 9999 |  |  | N | Solar | [13 empty] | 0 | 0 | 0 | 0 | [11 empty] | Lavio Solar LLC | 100 | Petaluma Solar Millennium Fund LLC | 100
solar pv | Heyer CSG | 61793_G_HEYER | 61793 | G | HEYER |  | Solar PV |  | MIS_MNWI | Minnesota | 27 | Rice | 131 | 27131 | 1 | 0 | 2018 | 9999 |  |  | N | Solar | [13 empty] | 0 | 0 | 0 | 0 | [11 empty] | Heyer CSG LLC | 100 | Heyer CSG LLC | 100
solar pv | Gateway Solar | 61794_G_GTWYN | 61794 | G | GTWYN |  | Solar PV |  | PJM_EMAC | Maryland | 24 | Worcester | 47 | 24047 | 5 | 0 | 2019 | 9999 |  |  | N | Solar | [13 empty] | 0 | 0 | 0 | 0 | [11 empty] | Gateway Solar LLC | 100 | Community Energy Inc (Cei) | 100
solar pv | Gateway Solar | 61794_G_GTWYS | 61794 | G | GTWYS |  | Solar PV |  | PJM_EMAC | Maryland | 24 | Worcester | 47 | 24047 | 2.6 | 0 | 2019 | 9999 |  |  | N | Solar | [13 empty] | 0 | 0 | 0 | 0 | [11 empty] | Gateway Solar LLC | 100 | Community Energy Inc (Cei) | 100
0 | Pacific Union College BESS | 61795_G_12649 | 61795 | G | 12649 |  | Energy Storage |  | WEC_CALN | California | 6 | Napa | 55 | 06055 | 1 | 0 | 2019 | 9999 |  |  | N | Energy Storage | [13 empty] | 0 | 0 | 0 | 0 | [11 empty] | ENGIE Storage Services NA LLC | 100 | ENGIE SA | 100
solar pv | Prairie Sky Solar Farm | 61798_G_1 | 61798 | G | 1 |  | Solar PV |  | SPP_N | Kansas | 20 | Butler | 15 | 20015 | 1 | 0 | 2017 | 9999 |  |  | N | Solar | [13 empty] | 0 | 0 | 0 | 0 | [11 empty] | Kansas Electric Power Coop Inc | 100 | Kansas Electric Power Coop Inc | 100
solar pv | Rensselaer Solar Site 2 | 61799_G_SREN2 | 61799 | G | SREN2 |  | Solar PV |  | MIS_INKY | Indiana | 18 | Jasper | 73 | 18073 | 4 | 0 | 2018 | 9999 |  |  | N | Solar | [13 empty] | 0 | 0 | 0 | 0 | [11 empty] | Indiana Municipal Power Agency | 100 | Indiana Municipal Power Agency | 100
solar pv | DG AMP Solar Smyrna | 61800_G_AMPSM | 61800 | G | AMPSM |  | Solar PV |  | PJM_EMAC | Delaware | 10 | Kent | 1 | 10001 | 1.2 | 0 | 2018 | 9999 |  |  | N | Solar | [13 empty] | 0 | 0 | 0 | 0 | [11 empty] | DG AMP Solar LLC | 100 | NextEra Energy Inc | 100
solar pv | City of Rochester Solar | 61804_G_ROC01 | 61804 | G | ROC01 |  | Solar PV |  | NY_Z_B | New York | 36 | Monroe | 55 | 36055 | 1.8 | 0 | 2017 | 9999 |  |  | N | Solar | [13 empty] | 0 | 0 | 0 | 0 | [11 empty] | AES Distributed Energy Inc | 100 | AES Corp (The) | 100
solar pv | DG AMP Solar Piqua Staunton | 61805_G_AMPPS | 61805 | G | AMPPS |  | Solar PV |  | PJM_West | Ohio | 39 | Miami | 109 | 39109 | 1.8 | 0 | 2018 | 9999 |  |  | N | Solar | [13 empty] | 0 | 0 | 0 | 0 | [11 empty] | DG AMP Solar LLC | 100 | NextEra Energy Inc | 100
solar pv | Hamilton Solar Power Plant | 61807_G_PV1 | 61807 | G | PV1 |  | Solar PV |  | FRCC | Florida | 12 | Hamilton | 47 | 12047 | 74.9 | 0 | 2018 | 9999 |  |  | N | Solar | [13 empty] | 0 | 0 | 0 | 0 | [11 empty] | Duke Energy Florida | 100 | Duke Energy Corp | 100
solar pv | EGP Stillwater Solar PV II, LLC | 61809_G_STWII | 61809 | G | STWII |  | Solar PV |  | WECC_NNV | Nevada | 32 | Churchill | 1 | 32001 | 20 | 0 | 2018 | 9999 |  |  | N | Solar | [13 empty] | 0 | 0 | 0 | 0 | [11 empty] | EGP Stillwater Solar PV II LLC | 100 | Enel SpA | 100
solar pv | Chisum | 61810_G_GEN1 | 61810 | G | GEN1 |  | Solar PV |  | ERC_REST | Texas | 48 | Lamar | 277 | 48277 | 10 | 0 | 2018 | 9999 |  |  | N | Solar | [13 empty] | 0 | 0 | 0 | 0 | [11 empty] | Chisum Solar LLC | 100 | Cypress Creek Holdings LLC | 100
solar pv | Titan Solar | 61811_G_PCEC | 61811 | G | PCEC |  | Solar PV |  | WECC_CO | Colorado | 8 | Arapahoe | 5 | 08005 | 50 | 0 | 2018 | 9999 |  |  | N | Solar | [13 empty] | 0 | 0 | 0 | 0 | [11 empty] | Titan Solar LLC | 100 | NextEra Energy Inc | 100
solar pv | Ranchland Solar, LLC | 61813_G_RCHLD | 61813 | G | RCHLD |  | Solar PV |  | PJM_Dom | North Carolina | 37 | Currituck | 53 | 37053 | 60 | 0 | 2017 | 9999 |  |  | N | Solar | [13 empty] | 0 | 0 | 0 | 0 | [11 empty] | Ranchland Solar LLC | 100 | SunEnergy 1 LLC | 100
solar pv | Kearsarge Concord II | 61814_G_CII | 61814 | G | CII |  | Solar PV |  | NENGREST | Massachusetts | 25 | Middlesex | 17 | 25017 | 4.5 | 0 | 2017 | 9999 |  |  | N | Solar | [13 empty] | 0 | 0 | 0 | 0 | [11 empty] | KS Master Landlord I LLC | 100 | Kearsarge Energy LP | 100
solar pv | Kearsarge Granby | 61815_G_KSG1 | 61815 | G | KSG1 |  | Solar PV |  | NENGREST | Massachusetts | 25 | Hampshire | 15 | 25015 | 0.5 | 0 | 2017 | 9999 |  |  | N | Solar | [13 empty] | 0 | 0 | 0 | 0 | [11 empty] | Kearsarge Granby LLC | 100 | Kearsarge Energy LP | 100
solar pv | Kearsarge Granby | 61815_G_KSG2 | 61815 | G | KSG2 |  | Solar PV |  | NENGREST | Massachusetts | 25 | Hampshire | 15 | 25015 | 0.5 | 0 | 2017 | 9999 |  |  | N | Solar | [13 empty] | 0 | 0 | 0 | 0 | [11 empty] | Kearsarge Granby LLC | 100 | Kearsarge Energy LP | 100
solar pv | Kearsarge Granby | 61815_G_KSG5 | 61815 | G | KSG5 |  | Solar PV |  | NENGREST | Massachusetts | 25 | Hampshire | 15 | 25015 | 0.5 | 0 | 2017 | 9999 |  |  | N | Solar | [13 empty] | 0 | 0 | 0 | 0 | [11 empty] | Kearsarge Granby LLC | 100 | Kearsarge Energy LP | 100
solar pv | Kearsarge Granby | 61815_G_KSG6 | 61815 | G | KSG6 |  | Solar PV |  | NENGREST | Massachusetts | 25 | Hampshire | 15 | 25015 | 0.5 | 0 | 2017 | 9999 |  |  | N | Solar | [13 empty] | 0 | 0 | 0 | 0 | [11 empty] | Kearsarge Granby LLC | 100 | Kearsarge Energy LP | 100
solar pv | Kearsarge Granby | 61815_G_KSG7 | 61815 | G | KSG7 |  | Solar PV |  | NENGREST | Massachusetts | 25 | Hampshire | 15 | 25015 | 0.5 | 0 | 2017 | 9999 |  |  | N | Solar | [13 empty] | 0 | 0 | 0 | 0 | [11 empty] | Kearsarge Granby LLC | 100 | Kearsarge Energy LP | 100
solar pv | Big Lake Project CSG | 61817_G_BIGLA | 61817 | G | BIGLA |  | Solar PV |  | MIS_MNWI | Minnesota | 27 | Sherburne | 141 | 27141 | 5 | 0 | 2018 | 9999 |  |  | N | Solar | [13 empty] | 0 | 0 | 0 | 0 | [11 empty] | DG Minnesota CSG LLC | 100 | NextEra Energy Inc | 100
solar pv | DG AMP Solar Brewster | 61818_G_AMPBR | 61818 | G | AMPBR |  | Solar PV |  | PJM_ATSI | Ohio | 39 | Stark | 151 | 39151 | 1.9 | 0 | 2018 | 9999 |  |  | N | Solar | [13 empty] | 0 | 0 | 0 | 0 | [11 empty] | DG AMP Solar LLC | 100 | NextEra Energy Inc | 100
solar pv | Target Shafter | 61824_G_RPU2 | 61824 | G | RPU2 |  | Solar PV |  | WECC_SCE | California | 6 | San Bernardino | 71 | 06071 | 3 | 0 | 2018 | 9999 |  |  | N | Solar | [13 empty] | 0 | 0 | 0 | 0 | [11 empty] | Solar Star California XXXIX LLC | 100 | SunPower Corp | 100
solar pv | Dignity - Siena Campus | 61825_G_PV1 | 61825 | G | PV1 |  | Solar PV |  | WECC_SNV | Nevada | 32 | Clark | 3 | 32003 | 1.4 | 0 | 2018 | 9999 |  |  | N | Solar | [13 empty] | 0 | 0 | 0 | 0 | [11 empty] | Dignity Siena Campus | 100 | Dignity Siena Campus | 100
solar pv | O'Fallon Renewable Energy Center | 61826_G_OREC | 61826 | G | OREC |  | Solar PV |  | MIS_MO | Missouri | 29 | St Charles | 183 | 29183 | 4.5 | 0 | 2014 | 9999 |  |  | N | Solar | [13 empty] | 0 | 0 | 0 | 0 | [11 empty] | Ameren Missouri | 100 | Ameren Corp | 100
solar pv | Dayton Cutoff Solar | 61827_G_PGRC3 | 61827 | G | PGRC3 |  | Solar PV |  | WECC_PNW | Oregon | 41 | Yamhill | 71 | 41071 | 2.2 | 0 | 2017 | 9999 |  |  | N | Solar | [13 empty] | 0 | 0 | 0 | 0 | [11 empty] | SP Solar VII LLC | 100 | SP Solar VII LLC | 100
solar pv | Valley Creek Solar | 61828_G_PGRC6 | 61828 | G | PGRC6 |  | Solar PV |  | WECC_PNW | Oregon | 41 | Polk | 53 | 41053 | 2.2 | 0 | 2017 | 9999 |  |  | N | Solar | [13 empty] | 0 | 0 | 0 | 0 | [11 empty] | SP Solar VIII LLC | 100 | SP Solar VIII LLC | 100
solar pv | Silverton Solar | 61829_G_PGRC7 | 61829 | G | PGRC7 |  | Solar PV |  | WECC_PNW | Oregon | 41 | Marion | 47 | 41047 | 2.2 | 0 | 2017 | 9999 |  |  | N | Solar | [13 empty] | 0 | 0 | 0 | 0 | [11 empty] | Silverton Solar LLC | 100 | Cypress Creek Holdings LLC | 100
solar pv | Sheep Solar | 61830_G_PGRC8 | 61830 | G | PGRC8 |  | Solar PV |  | WECC_PNW | Oregon | 41 | Marion | 47 | 41047 | 2.2 | 0 | 2017 | 9999 |  |  | N | Solar | [13 empty] | 0 | 0 | 0 | 0 | [11 empty] | Sheep Solar LLC | 100 | Cypress Creek Holdings LLC | 100
solar pv | Colton Solar | 61831_G_PGRC2 | 61831 | G | PGRC2 |  | Solar PV |  | WECC_PNW | Oregon | 41 | Clackamas | 5 | 41005 | 2.2 | 0 | 2017 | 9999 |  |  | N | Solar | [13 empty] | 0 | 0 | 0 | 0 | [11 empty] | SP Solar VI LLC | 100 | SP Solar VI LLC | 100
solar pv | Interstate Solar | 61832_G_PGRC5 | 61832 | G | PGRC5 |  | Solar PV |  | WECC_PNW | Oregon | 41 | Marion | 47 | 41047 | 2.2 | 0 | 2017 | 9999 |  |  | N | Solar | [13 empty] | 0 | 0 | 0 | 0 | [11 empty] | SP Solar I LLC | 100 | SP Solar I LLC | 100
solar pv | Freedom Solar | 61833_G_PGRC9 | 61833 | G | PGRC9 |  | Solar PV |  | S_VACA | South Carolina | 45 | Dillon | 33 | 45033 | 5 | 0 | 2017 | 9999 |  |  | N | Solar | [13 empty] | 0 | 0 | 0 | 0 | [11 empty] | Freedom Solar LLC | 100 | Cypress Creek Holdings LLC | 100
solar pv | Soboba Community Solar Project | 61834_G_SCSP1 | 61834 | G | SCSP1 |  | Solar PV |  | WECC_SCE | California | 6 | Riverside | 65 | 06065 | 0.9 | 0 | 2016 | 9999 |  |  | N | Solar | [13 empty] | 0 | 0 | 0 | 0 | [11 empty] | Soboba Band of Luiseno Indians | 100 | Soboba Band of Luiseno Indians | 100
solar pv | Grand Ronde Solar | 61835_G_PGRC4 | 61835 | G | PGRC4 |  | Solar PV |  | WECC_PNW | Oregon | 41 | Polk | 53 | 41053 | 2.2 | 0 | 2017 | 9999 |  |  | N | Solar | [13 empty] | 0 | 0 | 0 | 0 | [11 empty] | NorWest Energy 14 LLC | 100 | Cypress Creek Holdings LLC | 100
onshore wind | Minco Wind IV, LLC | 61836_G_MIV | 61836 | G | MIV |  | Onshore Wind |  | SPP_WEST | Oklahoma | 40 | Canadian | 17 | 40017 | 130 | 0 | 2018 | 9999 |  |  | N | Wind | [13 empty] | 0 | 0 | 0 | 0 | [11 empty] | Minco Wind IV LLC | 100 | NextEra Energy Inc | 100
solar pv | FECC Solar Benton | 61839_G_FECC1 | 61839 | G | FECC1 |  | Solar PV |  | MIS_AR | Arkansas | 5 | Saline | 125 | 05125 | 1 | 0 | 2017 | 9999 |  |  | N | Solar | [13 empty] | 0 | 0 | 0 | 0 | [11 empty] | Todays Power Inc | 100 | Todays Power Inc | 100
solar pv | Hope Farm Solar, LLC | 61840_G_HOPE | 61840 | G | HOPE |  | Solar PV |  | NENGREST | Rhode Island | 44 | Providence | 7 | 44007 | 10 | 0 | 2019 | 9999 |  |  | N | Solar | [13 empty] | 0 | 0 | 0 | 0 | [11 empty] | Hope Farm Solar LLC | 100 | Hope Farm Solar LLC | 100
solar pv | Sun Farm VI, LLC | 61842_G_PV1 | 61842 | G | PV1 |  | Solar PV |  | PJM_Dom | North Carolina | 37 | Perquimans | 143 | 37143 | 4.8 | 0 | 2018 | 9999 |  |  | N | Solar | [13 empty] | 0 | 0 | 0 | 0 | [11 empty] | Sun Farm VI LLC | 100 | Greenbacker Renewable Energy Corp | 100
solar pv | SeaWorld Aquatica | 61843_G_10276 | 61843 | G | 10276 |  | Solar PV |  | WEC_SDGE | California | 6 | San Diego | 73 | 06073 | 1 | 0 | 2018 | 9999 |  |  | N | Solar | [13 empty] | 0 | 0 | 0 | 0 | [11 empty] | SW Solar Mission III LLC | 100 | Onyx Renewable Partners LP | 100
solar pv | Brush Solar Center | 61844_G_BRUSH | 61844 | G | BRUSH |  | Solar PV |  | WECC_PNW | Oregon | 41 | Baker | 1 | 41001 | 2.8 | 0 | 2019 | 9999 |  |  | N | Solar | [13 empty] | 0 | 0 | 0 | 0 | [11 empty] | Enerparc Solar Investments LLC | 100 | Enerparc AG | 100
0 | Tulare WWTP BioMat Fuel Cell | 61846_G_MM27 | 61846 | G | MM27 |  | Fuel Cell |  | WECC_SCE | California | 6 | Tulare | 107 | 06107 | 2.8 | 7648 | 2019 | 9999 |  |  | Y | Natural Gas | [13 empty] | 0 | 0 | 0 | 0 | [11 empty] | Central CA Fuel Cell 2 LLC | 100 | FuelCell Energy Inc | 100
solar pv | Broadalbin | 61847_G_10046 | 61847 | G | 10046 |  | Solar PV |  | NY_Z_F | New York | 36 | Fulton | 35 | 36035 | 2 | 0 | 2018 | 9999 |  |  | N | Solar | [13 empty] | 0 | 0 | 0 | 0 | [11 empty] | AES Broadalbin Solar LLC | 100 | AES Corp (The) | 100
onshore wind | PYCO Industries, Inc. Wind Farm | 61848_G_WT1 | 61848 | G | WT1 |  | Onshore Wind |  | SPP_SPS | Texas | 48 | Lubbock | 303 | 48303 | 3 | 0 | 2008 | 9999 |  |  | N | Wind | [13 empty] | 0 | 0 | 0 | 0 | [11 empty] | PYCO Industries Inc | 100 | Pyco Industries Inc | 100
solar pv | Danville | 61849_G_SO291 | 61849 | G | SO291 |  | Solar PV |  | PJM_Dom | Virginia | 51 | Pittsylvania | 143 | 51143 | 6 | 0 | 2018 | 9999 |  |  | N | Solar | [13 empty] | 0 | 0 | 0 | 0 | [11 empty] | Terraform Power Inc | 100 | Brookfield Asset Management Inc | 100
natural gas peaker | Amana Society Service Company | 61850_G_IC1 | 61850 | G | IC1 |  | Combustion Turbine | IC Engine | MIS_IA | Iowa | 19 | Iowa | 95 | 19095 | 1.8 | 10904 | 2001 | 9999 |  |  | N | Distillate Fuel Oil | [13 empty] | 1.6498 | 1.6498 | 1.6498 | 1.6498 | [11 empty] | Amana Society Service Co | 100 | Amana Society Service Co | 100
natural gas peaker | Amana Society Service Company | 61850_G_IC10 | 61850 | G | IC10 |  | Combustion Turbine | IC Engine | MIS_IA | Iowa | 19 | Iowa | 95 | 19095 | 1.8 | 11011 | 2001 | 9999 |  |  | N | Distillate Fuel Oil | [13 empty] | 1.6498 | 1.6498 | 1.6498 | 1.6498 | [11 empty] | Amana Society Service Co | 100 | Amana Society Service Co | 100
natural gas peaker | Amana Society Service Company | 61850_G_IC11 | 61850 | G | IC11 |  | Combustion Turbine | IC Engine | MIS_IA | Iowa | 19 | Iowa | 95 | 19095 | 1.8 | 11011 | 2001 | 9999 |  |  | N | Distillate Fuel Oil | [13 empty] | 1.6498 | 1.6498 | 1.6498 | 1.6498 | [11 empty] | Amana Society Service Co | 100 | Amana Society Service Co | 100
natural gas peaker | Amana Society Service Company | 61850_G_IC12 | 61850 | G | IC12 |  | Combustion Turbine | IC Engine | MIS_IA | Iowa | 19 | Iowa | 95 | 19095 | 1.8 | 11011 | 2001 | 9999 |  |  | N | Distillate Fuel Oil | [13 empty] | 1.6498 | 1.6498 | 1.6498 | 1.6498 | [11 empty] | Amana Society Service Co | 100 | Amana Society Service Co | 100
natural gas peaker | Amana Society Service Company | 61850_G_IC2 | 61850 | G | IC2 |  | Combustion Turbine | IC Engine | MIS_IA | Iowa | 19 | Iowa | 95 | 19095 | 1.8 | 11011 | 2001 | 9999 |  |  | N | Distillate Fuel Oil | [13 empty] | 1.6498 | 1.6498 | 1.6498 | 1.6498 | [11 empty] | Amana Society Service Co | 100 | Amana Society Service Co | 100
natural gas peaker | Amana Society Service Company | 61850_G_IC3 | 61850 | G | IC3 |  | Combustion Turbine | IC Engine | MIS_IA | Iowa | 19 | Iowa | 95 | 19095 | 1.8 | 11011 | 2001 | 9999 |  |  | N | Distillate Fuel Oil | [13 empty] | 1.6498 | 1.6498 | 1.6498 | 1.6498 | [11 empty] | Amana Society Service Co | 100 | Amana Society Service Co | 100
natural gas peaker | Amana Society Service Company | 61850_G_IC4 | 61850 | G | IC4 |  | Combustion Turbine | IC Engine | MIS_IA | Iowa | 19 | Iowa | 95 | 19095 | 1.8 | 11011 | 2001 | 9999 |  |  | N | Distillate Fuel Oil | [13 empty] | 1.6498 | 1.6498 | 1.6498 | 1.6498 | [11 empty] | Amana Society Service Co | 100 | Amana Society Service Co | 100
natural gas peaker | Amana Society Service Company | 61850_G_IC5 | 61850 | G | IC5 |  | Combustion Turbine | IC Engine | MIS_IA | Iowa | 19 | Iowa | 95 | 19095 | 1.8 | 11011 | 2001 | 9999 |  |  | N | Distillate Fuel Oil | [13 empty] | 1.6498 | 1.6498 | 1.6498 | 1.6498 | [11 empty] | Amana Society Service Co | 100 | Amana Society Service Co | 100
natural gas peaker | Amana Society Service Company | 61850_G_IC6 | 61850 | G | IC6 |  | Combustion Turbine | IC Engine | MIS_IA | Iowa | 19 | Iowa | 95 | 19095 | 1.8 | 11011 | 2001 | 9999 |  |  | N | Distillate Fuel Oil | [13 empty] | 1.6498 | 1.6498 | 1.6498 | 1.6498 | [11 empty] | Amana Society Service Co | 100 | Amana Society Service Co | 100
natural gas peaker | Amana Society Service Company | 61850_G_IC7 | 61850 | G | IC7 |  | Combustion Turbine | IC Engine | MIS_IA | Iowa | 19 | Iowa | 95 | 19095 | 1.8 | 11011 | 2001 | 9999 |  |  | N | Distillate Fuel Oil | [13 empty] | 1.6498 | 1.6498 | 1.6498 | 1.6498 | [11 empty] | Amana Society Service Co | 100 | Amana Society Service Co | 100
natural gas peaker | Amana Society Service Company | 61850_G_IC8 | 61850 | G | IC8 |  | Combustion Turbine | IC Engine | MIS_IA | Iowa | 19 | Iowa | 95 | 19095 | 1.8 | 11011 | 2001 | 9999 |  |  | N | Distillate Fuel Oil | [13 empty] | 1.6498 | 1.6498 | 1.6498 | 1.6498 | [11 empty] | Amana Society Service Co | 100 | Amana Society Service Co | 100
natural gas peaker | Amana Society Service Company | 61850_G_IC9 | 61850 | G | IC9 |  | Combustion Turbine | IC Engine | MIS_IA | Iowa | 19 | Iowa | 95 | 19095 | 1.8 | 11011 | 2001 | 9999 |  |  | N | Distillate Fuel Oil | [13 empty] | 1.6498 | 1.6498 | 1.6498 | 1.6498 | [11 empty] | Amana Society Service Co | 100 | Amana Society Service Co | 100
hydro | Jordanelle Dam Hydroelectric Project | 61853_G_GEN 1 | 61853 | G | GEN 1 |  | Hydro |  | WECC_UT | Utah | 49 | Wasatch | 51 | 49051 | 6.5 | 0 | 2008 | 9999 |  |  | N | Hydro | [13 empty] | 0 | 0 | 0 | 0 | [11 empty] | Central Utah Water Conservancy District | 100 | Central Utah Water Conservancy District | 100
hydro | Jordanelle Dam Hydroelectric Project | 61853_G_GEN 2 | 61853 | G | GEN 2 |  | Hydro |  | WECC_UT | Utah | 49 | Wasatch | 51 | 49051 | 6.5 | 0 | 2008 | 9999 |  |  | N | Hydro | [13 empty] | 0 | 0 | 0 | 0 | [11 empty] | Central Utah Water Conservancy District | 100 | Central Utah Water Conservancy District | 100
solar pv | Baker City Solar | 61854_G_BAKER | 61854 | G | BAKER |  | Solar PV |  | WECC_PNW | Oregon | 41 | Baker | 1 | 41001 | 15 | 0 | 2019 | 9999 |  |  | N | Solar | [13 empty] | 0 | 0 | 0 | 0 | [11 empty] | Enerparc Solar Development LLC | 100 | Enerparc AG | 100
solar pv | Morgan Solar Center | 61855_G_MORGN | 61855 | G | MORGN |  | Solar PV |  | WECC_PNW | Oregon | 41 | Malheur | 45 | 41045 | 3 | 0 | 2019 | 9999 |  |  | N | Solar | [13 empty] | 0 | 0 | 0 | 0 | [11 empty] | Enerparc Solar Development LLC | 100 | Enerparc AG | 100
solar pv | Vale Solar Center | 61856_G_VALE | 61856 | G | VALE |  | Solar PV |  | WECC_PNW | Oregon | 41 | Malheur | 45 | 41045 | 3 | 0 | 2019 | 9999 |  |  | N | Solar | [13 empty] | 0 | 0 | 0 | 0 | [11 empty] | Vale Solar Center | 100 | Vale Solar Center | 100
onshore wind | Stillwater Wind, LLC | 61858_G_WT | 61858 | G | WT |  | Onshore Wind |  | WECC_MT | Montana | 30 | Stillwater | 95 | 30095 | 80 | 0 | 2018 | 9999 |  |  | N | Wind | [13 empty] | 0 | 0 | 0 | 0 | [11 empty] | Stillwater Wind LLC | 100 | Riverstone Holdings LLC | 100
solar pv | Ontario Solar Center | 61860_G_ONTRO | 61860 | G | ONTRO |  | Solar PV |  | WECC_PNW | Oregon | 41 | Malheur | 45 | 41045 | 3 | 0 | 2019 | 9999 |  |  | N | Solar | [13 empty] | 0 | 0 | 0 | 0 | [11 empty] | Enerparc Solar Investments LLC | 100 | Enerparc AG | 100
0 | AES ES GILBERT | 61861_G_SRP | 61861 | G | SRP |  | Energy Storage |  | WECC_AZ | Arizona | 4 | Maricopa | 13 | 04013 | 10 | 0 | 2019 | 9999 |  |  | N | Energy Storage | [13 empty] | 0 | 0 | 0 | 0 | [11 empty] | AES ES Gilbert LLC | 100 | AES Corp (The) | 100
solar pv | Dignity - San Martin | 61862_G_PV1 | 61862 | G | PV1 |  | Solar PV |  | WECC_SNV | Nevada | 32 | Clark | 3 | 32003 | 1.7 | 0 | 2018 | 9999 |  |  | N | Solar | [13 empty] | 0 | 0 | 0 | 0 | [11 empty] | Dignity San Martin | 100 | Dignity San Martin | 100
solar pv | Duanesburg | 61863_G_10048 | 61863 | G | 10048 |  | Solar PV |  | NY_Z_F | New York | 36 | Montgomery | 57 | 36057 | 2 | 0 | 2018 | 9999 |  |  | N | Solar | [13 empty] | 0 | 0 | 0 | 0 | [11 empty] | North Park Solar LLC | 100 | North Park Solar LLC | 100
solar pv | Dix Solar, L.L.C | 61864_G_DIXSL | 61864 | G | DIXSL |  | Solar PV |  | PJM_EMAC | New Jersey | 34 | Burlington | 5 | 34005 | 13 | 0 | 2017 | 9999 |  |  | N | Solar | [13 empty] | 0 | 0 | 0 | 0 | [11 empty] | TGC NJ Holdings III LLC | 100 | True Green Capital Management LLC | 100
onshore wind | Rio Bravo Windpower, LLC | 61865_G_1 | 61865 | G | 1 |  | Onshore Wind |  | ERC_REST | Texas | 48 | Starr | 427 | 48427 | 237.6 | 0 | 2019 | 9999 |  |  | N | Wind | [13 empty] | 0 | 0 | 0 | 0 | [11 empty] | Sammons Renewable Energy | 100 | Sammons Enterprises Inc | 100
onshore wind | Wildhorse Mountain Wind Facility | 61866_G_1 | 61866 | G | 1 |  | Onshore Wind |  | SPP_WEST | Oklahoma | 40 | Pushmataha | 127 | 40127 | 100 | 0 | 2019 | 9999 |  |  | N | Wind | [13 empty] | 0 | 0 | 0 | 0 | [11 empty] | Wildhorse Wind Energy LLC | 100 | Southern Co | 100
solar pv | Bovine | 61867_G_GEN1 | 61867 | G | GEN1 |  | Solar PV |  | ERC_REST | Texas | 48 | Austin | 15 | 48015 | 10 | 0 | 2018 | 9999 |  |  | N | Solar | [13 empty] | 0 | 0 | 0 | 0 | [11 empty] | Bovine Solar LLC | 100 | Cypress Creek Holdings LLC | 100
solar pv | Bronson | 61868_G_GEN1 | 61868 | G | GEN1 |  | Solar PV |  | ERC_REST | Texas | 48 | Fort Bend | 157 | 48157 | 10 | 0 | 2018 | 9999 |  |  | N | Solar | [13 empty] | 0 | 0 | 0 | 0 | [11 empty] | Bronson Solar LLC | 100 | Cypress Creek Holdings LLC | 100
solar pv | Scenic Hill Solar III | 61869_G_SHS3 | 61869 | G | SHS3 |  | Solar PV |  | SPP_WEST | Arkansas | 5 | Johnson | 71 | 05071 | 5 | 0 | 2017 | 9999 |  |  | N | Solar | [13 empty] | 0 | 0 | 0 | 0 | [11 empty] | Scenic Hill Solar III LLC | 100 | Scenic Hill Solar III LLC | 100
solar pv | Montevideo Solar LLC, CSG | 61870_G_MONTE | 61870 | G | MONTE |  | Solar PV |  | MIS_MNWI | Minnesota | 27 | Yellow Medicine | 173 | 27173 | 5 | 0 | 2019 | 9999 |  |  | N | Solar | [13 empty] | 0 | 0 | 0 | 0 | [11 empty] | Montevideo Solar LLC | 100 | Montevideo Solar LLC | 100
solar pv | Sterling Solar (TX) | 61871_G_GEN1 | 61871 | G | GEN1 |  | Solar PV |  | ERC_REST | Texas | 48 | Hunt | 231 | 48231 | 10 | 0 | 2018 | 9999 |  |  | N | Solar | [13 empty] | 0 | 0 | 0 | 0 | [11 empty] | CCR Sterling Solar LLC | 100 | Cypress Creek Holdings LLC | 100
solar pv | Lampwick | 61872_G_GEN1 | 61872 | G | GEN1 |  | Solar PV |  | ERC_REST | Texas | 48 | Menard | 327 | 48327 | 7.5 | 0 | 2019 | 9999 |  |  | N | Solar | [13 empty] | 0 | 0 | 0 | 0 | [11 empty] | Cypress Creek Renewables LLC | 100 | Cypress Creek Holdings LLC | 100
solar pv | Yellow Jacket | 61873_G_GEN1 | 61873 | G | GEN1 |  | Solar PV |  | ERC_REST | Texas | 48 | Bosque | 35 | 48035 | 5 | 0 | 2018 | 9999 |  |  | N | Solar | [13 empty] | 0 | 0 | 0 | 0 | [11 empty] | Yellow Jacket Solar LLC | 100 | Cypress Creek Holdings LLC | 100
solar pv | Eddy II | 61874_G_GEN1 | 61874 | G | GEN1 |  | Solar PV |  | ERC_REST | Texas | 48 | McLennan | 309 | 48309 | 10 | 0 | 2018 | 9999 |  |  | N | Solar | [13 empty] | 0 | 0 | 0 | 0 | [11 empty] | Eddy Solar II LLC | 100 | Cypress Creek Holdings LLC | 100
solar pv | Cascade Solar (TX) | 61875_G_GEN1 | 61875 | G | GEN1 |  | Solar PV |  | ERC_REST | Texas | 48 | Wharton | 481 | 48481 | 10 | 0 | 2019 | 9999 |  |  | N | Solar | [13 empty] | 0 | 0 | 0 | 0 | [11 empty] | Cascade Solar LLC | 100 | SunEdison | 100
onshore wind | Persimmon Creek Wind Farm 1, LLC | 61876_G_PCWF1 | 61876 | G | PCWF1 |  | Onshore Wind |  | SPP_WEST | Oklahoma | 40 | Woodward | 153 | 40153 | 198.6 | 0 | 2018 | 9999 |  |  | N | Wind | [13 empty] | 0 | 0 | 0 | 0 | [11 empty] | Persimmon Creek Wind Farm 1 LLC | 100 | Quinbrook Infrastructure Partners | 100
solar pv | Hanover Solar, LLC | 61877_G_HAN01 | 61877 | G | HAN01 |  | Solar PV |  | S_VACA | North Carolina | 37 | Jones | 103 | 37103 | 5 | 0 | 2018 | 9999 |  |  | N | Solar | [13 empty] | 0 | 0 | 0 | 0 | [11 empty] | New Energy Solar Ltd | 100 | New Energy Solar Ltd | 100
solar pv | John A Logan College Solar | 61878_G_JALC | 61878 | G | JALC |  | Solar PV |  | MIS_IL | Illinois | 17 | Williamson | 199 | 17199 | 1.6 | 0 | 2019 | 9999 |  |  | N | Solar | [13 empty] | 0 | 0 | 0 | 0 | [11 empty] | StraightUp Solar | 100 | Straightup Solar | 100
solar pv | Bartow Solar Energy LLC | 61879_G_PV | 61879 | G | PV |  | Solar PV |  | FRCC | Florida | 12 | Polk | 105 | 12105 | 7.3 | 0 | 2018 | 9999 |  |  | N | Solar | [13 empty] | 0 | 0 | 0 | 0 | [11 empty] | Bartow Solar Energy LLC | 100 | Monarch Private Capital LLC | 100
solar pv | Morning View | 61881_G_GEN1 | 61881 | G | GEN1 |  | Solar PV |  | S_VACA | North Carolina | 37 | Randolph | 151 | 37151 | 2 | 0 | 2018 | 9999 |  |  | N | Solar | [13 empty] | 0 | 0 | 0 | 0 | [11 empty] | Morning View Solar LLC | 100 | Morning View Solar LLC | 100
solar pv | Copperfield | 61882_G_GEN1 | 61882 | G | GEN1 |  | Solar PV |  | S_VACA | North Carolina | 37 | Montgomery | 123 | 37123 | 2 | 0 | 2018 | 9999 |  |  | N | Solar | [13 empty] | 0 | 0 | 0 | 0 | [11 empty] | Copperfield Solar LLC | 100 | Cypress Creek Holdings LLC | 100
solar pv | Hopewell Friends | 61883_G_GEN1 | 61883 | G | GEN1 |  | Solar PV |  | S_VACA | North Carolina | 37 | Randolph | 151 | 37151 | 1.3 | 0 | 2018 | 9999 |  |  | N | Solar | [13 empty] | 0 | 0 | 0 | 0 | [11 empty] | Hopewell Friends Solar LLC | 100 | Hopewell Friends Solar LLC | 100
solar pv | Kearney NPPD Solar Project | 61884_G_PV1 | 61884 | G | PV1 |  | Solar PV |  | SPP_NEBR | Nebraska | 31 | Buffalo | 19 | 31019 | 5.8 | 0 | 2017 | 9999 |  |  | N | Solar | [13 empty] | 0 | 0 | 0 | 0 | [11 empty] | SoCore 2016 ProjectCo 2 LLC | 100 | SoCore Energy | 100
solar pv | Staunton | 61885_G_GEN1 | 61885 | G | GEN1 |  | Solar PV |  | MIS_INKY | Indiana | 18 | Clay | 21 | 18021 | 4 | 0 | 2018 | 9999 |  |  | N | Solar | [13 empty] | 0 | 0 | 0 | 0 | [11 empty] | Staunton Solar LLC | 100 | Cypress Creek Holdings LLC | 100
solar pv | Bar D | 61886_G_GEN1 | 61886 | G | GEN1 |  | Solar PV |  | WECC_CO | Colorado | 8 | Rio Blanco | 103 | 08103 | 4 | 0 | 2018 | 9999 |  |  | N | Solar | [13 empty] | 0 | 0 | 0 | 0 | [11 empty] | Cypress Creek Renewables LLC | 100 | Cypress Creek Holdings LLC | 100
solar pv | Fort Bliss (DEA EPIC) | 61887_G_DEPIC | 61887 | G | DEPIC |  | Solar PV |  | WECC_NM | Texas | 48 | El Paso | 141 | 48141 | 2 | 0 | 2018 | 9999 |  |  | N | Solar | [13 empty] | 0 | 0 | 0 | 0 | [11 empty] | Hannon Armstrong (FB) Solar LLC | 100 | Hannon Armstrong | 100
solar pv | Johnstown | 61888_G_10049 | 61888 | G | 10049 |  | Solar PV |  | NY_Z_F | New York | 36 | Fulton | 35 | 36035 | 2 | 0 | 2018 | 9999 |  |  | N | Solar | [13 empty] | 0 | 0 | 0 | 0 | [11 empty] | Onyx Asset Services Group LLC | 100 | Onyx Renewable Partners LP | 100
onshore wind | Sholes Wind Energy Center | 61889_G_WSN1 | 61889 | G | WSN1 |  | Onshore Wind |  | SPP_NEBR | Nebraska | 31 | Wayne | 179 | 31179 | 160 | 0 | 2019 | 9999 |  |  | N | Wind | [13 empty] | 0 | 0 | 0 | 0 | [11 empty] | Sholes Wind Energy LLC | 100 | NextEra Energy Inc | 100
natural gas peaker | NRG Chalk Point CT | 61890_G_SGT1 | 61890 | G | SGT1 |  | Combustion Turbine |  | PJM_SMAC | Maryland | 24 | Prince Georges | 33 | 24033 | 71 | 14753 | 1990 | 9999 |  |  | N | Natural Gas, Distillate Fuel Oil | [13 empty] | 1.0529 | 1.0529 | 1.0529 | 1.0529 | [11 empty] | GenOn Chalk Point LLC | 100 | GenOn Energy Inc | 100
0 | Stryker 22, L.L.C. | 61891_G_EDGRD | 61891 | G | EDGRD |  | Energy Storage |  | PJM_EMAC | New Jersey | 34 | Warren | 41 | 34041 | 19.8 | 0 | 2018 | 9999 |  |  | N | Energy Storage | [13 empty] | 0 | 0 | 0 | 0 | [11 empty] | Stryker 22 LLC | 100 | Ormat Technologies Inc | 100
0 | Plumsted 537 LLC | 61892_G_PLMST | 61892 | G | PLMST |  | Energy Storage |  | PJM_EMAC | New Jersey | 34 | Ocean | 29 | 34029 | 19.8 | 0 | 2019 | 9999 |  |  | N | Energy Storage | [13 empty] | 0 | 0 | 0 | 0 | [11 empty] | Plumstead 537 LLC | 100 | Ormat Technologies Inc | 100
solar pv | BNB Camden Solar | 61893_G_BNBHQ | 61893 | G | BNBHQ |  | Solar PV |  | PJM_EMAC | New Jersey | 34 | Camden | 7 | 34007 | 2.1 | 0 | 2017 | 9999 |  |  | N | Solar | [13 empty] | 0 | 0 | 0 | 0 | [11 empty] | BNB Camden Solar LLC | 100 | ORIX Corp | 100
solar pv | BNB Camden Solar | 61893_G_BNBSO | 61893 | G | BNBSO |  | Solar PV |  | PJM_EMAC | New Jersey | 34 | Camden | 7 | 34007 | 1.4 | 0 | 2017 | 9999 |  |  | N | Solar | [13 empty] | 0 | 0 | 0 | 0 | [11 empty] | BNB Camden Solar LLC | 100 | ORIX Corp | 100
solar pv | Toyota HQ Plan | 61895_G_TOYHQ | 61895 | G | TOYHQ |  | Solar PV |  | ERC_REST | Texas | 48 | Collin | 85 | 48085 | 5.9 | 0 | 2017 | 9999 |  |  | N | Solar | [13 empty] | 0 | 0 | 0 | 0 | [11 empty] | PGC Plano I LLC | 100 | SunPower Corp | 100
solar pv | Solean Solar Project | 61898_G_SOLEA | 61898 | G | SOLEA |  | Solar PV |  | NY_Z_A | New York | 36 | Cattaraugus | 9 | 36009 | 4 | 0 | 2016 | 9999 |  |  | N | Solar | [13 empty] | 0 | 0 | 0 | 0 | [11 empty] | Solean LLC | 100 | BQ Energy LLC | 100
solar pv | Lincoln Ave Solar Project | 61899_G_LINC | 61899 | G | LINC |  | Solar PV |  | NY_Z_K | New York | 36 | Suffolk | 103 | 36103 | 2 | 0 | 2018 | 9999 |  |  | N | Solar | [13 empty] | 0 | 0 | 0 | 0 | [11 empty] | Agilitas Energy LLC | 100 | Agilitas Capital | 100
solar pv | Blydenburgh Solar Project | 61900_G_BLYD | 61900 | G | BLYD |  | Solar PV |  | NY_Z_K | New York | 36 | Suffolk | 103 | 36103 | 1.5 | 0 | 2018 | 9999 |  |  | N | Solar | [13 empty] | 0 | 0 | 0 | 0 | [11 empty] | Agilitas Energy LLC | 100 | Agilitas Capital | 100
0 | Redstone Arsenal Hybrid | 61901_G_BA | 61901 | G | BA |  | Energy Storage |  | S_C_TVA | Alabama | 1 | Madison | 89 | 01089 | 1 | 0 | 2017 | 9999 |  |  | N | Energy Storage | [13 empty] | 0 | 0 | 0 | 0 | [11 empty] | SunPower Corp | 100 | TOTAL SA | 100
solar pv | Redstone Arsenal Hybrid | 61901_G_REDST | 61901 | G | REDST |  | Solar PV |  | S_C_TVA | Alabama | 1 | Madison | 89 | 01089 | 7.2 | 0 | 2017 | 9999 |  |  | N | Solar | [13 empty] | 0 | 0 | 0 | 0 | [11 empty] | SunPower Corp | 100 | TOTAL SA | 100
solar pv | Holtsville Solar Project | 61902_G_HOLTS | 61902 | G | HOLTS |  | Solar PV |  | NY_Z_K | New York | 36 | Suffolk | 103 | 36103 | 1.2 | 0 | 2017 | 9999 |  |  | N | Solar | [13 empty] | 0 | 0 | 0 | 0 | [11 empty] | Agilitas Energy LLC | 100 | Agilitas Capital | 100
solar pv | Sharon Springs | 61903_G_10116 | 61903 | G | 10116 |  | Solar PV |  | NY_Z_F | New York | 36 | Schoharie | 95 | 36095 | 2 | 0 | 2018 | 9999 |  |  | N | Solar | [13 empty] | 0 | 0 | 0 | 0 | [11 empty] | Onyx Asset Services Group LLC | 100 | Onyx Renewable Partners LP | 100
solar pv | Amsterdam North | 61904_G_10044 | 61904 | G | 10044 |  | Solar PV |  | NY_Z_F | New York | 36 | Montgomery | 57 | 36057 | 2 | 0 | 2018 | 9999 |  |  | N | Solar | [13 empty] | 0 | 0 | 0 | 0 | [11 empty] | Onyx Asset Services Group LLC | 100 | Onyx Renewable Partners LP | 100
solar pv | Amsterdam South | 61905_G_10045 | 61905 | G | 10045 |  | Solar PV |  | NY_Z_F | New York | 36 | Montgomery | 57 | 36057 | 2 | 0 | 2018 | 9999 |  |  | N | Solar | [13 empty] | 0 | 0 | 0 | 0 | [11 empty] | Onyx Asset Services Group LLC | 100 | Onyx Renewable Partners LP | 100
solar pv | Phoebe Solar | 61906_G_PHOEB | 61906 | G | PHOEB |  | Solar PV |  | ERC_WEST | Texas | 48 | Winkler | 495 | 48495 | 250 | 0 | 2019 | 9999 |  |  | N | Solar | [13 empty] | 0 | 0 | 0 | 0 | [11 empty] | Phoebe Energy Project LLC | 100 | Innergex Renewable Energy Inc | 100
solar pv | Springfield Solar Project | 61907_G_NJLND | 61907 | G | NJLND |  | Solar PV |  | PJM_EMAC | New Jersey | 34 | Burlington | 5 | 34005 | 7.5 | 0 | 2018 | 9999 |  |  | N | Solar | [13 empty] | 0 | 0 | 0 | 0 | [11 empty] | NJR Clean Energy Ventures III Corp | 100 | New Jersey Resources Corp | 100
0 | Parkview Battery | 61909_G_PKVWB | 61909 | G | PKVWB |  | Energy Storage |  | MIS_LMI | Michigan | 26 | Kalamazoo | 77 | 26077 | 1 | 0 | 2018 | 9999 |  |  | N | Energy Storage | [13 empty] | 0 | 0 | 0 | 0 | [11 empty] | Western Michigan University | 100 | Western Michigan University | 100
onshore wind | Ivester Wind Farm | 61911_G_WT1 | 61911 | G | WT1 |  | Onshore Wind |  | MIS_IA | Iowa | 19 | Grundy | 75 | 19075 | 90.8 | 0 | 2018 | 9999 |  |  | N | Wind | [13 empty] | 0 | 0 | 0 | 0 | [11 empty] | MidAmerican Energy Co | 100 | Berkshire Hathaway Inc | 100
geothermal | McGinness Hills 3 | 61912_G_OEC31 | 61912 | G | OEC31 |  | Geothermal |  | WECC_NNV | Nevada | 32 | Lander | 15 | 32015 | 24.7 | 9770 | 2018 | 9999 |  |  | N | Geothermal | [13 empty] | 0 | 0 | 0 | 0 | 0.4563 | 0.4563 | 0.4563 | [8 empty] | ORNI 41 LLC | 100 | Ormat Technologies Inc | 100
geothermal | McGinness Hills 3 | 61912_G_OEC32 | 61912 | G | OEC32 |  | Geothermal |  | WECC_NNV | Nevada | 32 | Lander | 15 | 32015 | 24.7 | 9770 | 2018 | 9999 |  |  | N | Geothermal | [13 empty] | 0 | 0 | 0 | 0 | 0.4563 | 0.4563 | 0.4563 | [8 empty] | ORNI 41 LLC | 100 | Ormat Technologies Inc | 100
0 | Punkin Center Battery Storage | 61913_G_B1 | 61913 | G | B1 |  | Energy Storage |  | WECC_AZ | Arizona | 4 | Gila | 7 | 04007 | 2 | 0 | 2018 | 9999 |  |  | N | Energy Storage | [13 empty] | 0 | 0 | 0 | 0 | [11 empty] | Arizona Public Service Co | 100 | Pinnacle West Capital Corp | 100
solar pv | Susquehanna University Solar | 61914_G_SO829 | 61914 | G | SO829 |  | Solar PV |  | PJM_WMAC | Pennsylvania | 42 | Snyder | 109 | 42109 | 3 | 0 | 2018 | 9999 |  |  | N | Solar | [13 empty] | 0 | 0 | 0 | 0 | [11 empty] | WGL Susquehanna Project LLC | 100 | AltaGas Ltd | 100
solar pv | Bowie State Solar | 61915_G_SO285 | 61915 | G | SO285 |  | Solar PV |  | PJM_SMAC | Maryland | 24 | Prince Georges | 33 | 24033 | 1.3 | 0 | 2018 | 9999 |  |  | N | Solar | [13 empty] | 0 | 0 | 0 | 0 | [11 empty] | Terraform Power Inc | 100 | Brookfield Asset Management Inc | 100
onshore wind | Pegasus Wind | 61916_G_PWEC | 61916 | G | PWEC |  | Onshore Wind |  | MIS_LMI | Michigan | 26 | Tuscola | 157 | 26157 | 150 | 0 | 2020 | 9999 |  |  | N | Wind | [13 empty] | 0 | 0 | 0 | 0 | [11 empty] | Pegasus Wind A LLC | 100 | NextEra Energy Inc | 100
solar pv | Kearsarge Oppenheim CSG | 61917_G_OPPEN | 61917 | G | OPPEN |  | Solar PV |  | NY_Z_F | New York | 36 | Fulton | 35 | 36035 | 1.4 | 0 | 2018 | 9999 |  |  | N | Solar | [13 empty] | 0 | 0 | 0 | 0 | [11 empty] | Kearsarge Oppenheim LLC | 100 | Kearsarge Energy LP | 100
solar pv | Blackville Solar Farm, LLC | 61918_G_1 | 61918 | G | 1 |  | Solar PV |  | S_VACA | South Carolina | 45 | Barnwell | 11 | 45011 | 7.2 | 0 | 2020 | 9999 |  |  | N | Solar | [13 empty] | 0 | 0 | 0 | 0 | [11 empty] | Southern Current LLC | 100 | Southern Current LLC | 100
solar pv | Frontenac Holdco LLC, CSG | 61919_G_FRONT | 61919 | G | FRONT |  | Solar PV |  | MIS_MNWI | Minnesota | 27 | Goodhue | 49 | 27049 | 5 | 0 | 2019 | 9999 |  |  | N | Solar | [13 empty] | 0 | 0 | 0 | 0 | [11 empty] | Frontenac Holdco LLC | 100 | Frontenac Holdco LLC | 100
onshore wind | Tahoka Wind | 61921_G_TAH | 61921 | G | TAH |  | Onshore Wind |  | SPP_SPS | Texas | 48 | Lynn | 305 | 48305 | 300 | 0 | 2018 | 9999 |  |  | N | Wind | [13 empty] | 0 | 0 | 0 | 0 | [11 empty] | Tahoka Wind LLC | 100 | Lincoln Clean Energy LLC | 100
solar pv | Sunlight Beacon | 61922_G_BEACO | 61922 | G | BEACO |  | Solar PV |  | NY_Z_G-I | New York | 36 | Dutchess | 27 | 36027 | 2 | 0 | 2018 | 9999 |  |  | N | Solar | [13 empty] | 0 | 0 | 0 | 0 | [11 empty] | Renewable Strategies LLC | 33.4 | Renewable Strategies LLC | 33.4
0 | Viridity Energy Solutions ACUA | 61923_G_VACUA | 61923 | G | VACUA |  | Energy Storage |  | PJM_EMAC | New Jersey | 34 | Atlantic | 1 | 34001 | 1 | 0 | 2018 | 9999 |  |  | N | Energy Storage | [13 empty] | 0 | 0 | 0 | 0 | [11 empty] | Viridity Energy Inc | 100 | Ormat Technologies Inc | 100
solar pv | Cumblerland Land Holdings, LLC | 61924_G_CUMB | 61924 | G | CUMB |  | Solar PV |  | S_C_TVA | Alabama | 1 | Limestone | 83 | 01083 | 14.7 | 0 | 2018 | 9999 |  |  | N | Solar | [13 empty] | 0 | 0 | 0 | 0 | [11 empty] | Cumblerland Land Holdings LLC | 100 | Cumblerland Land Holdings LLC | 100
onshore wind | Casa Mesa Wind Energy Center | 61925_G_CMNM | 61925 | G | CMNM |  | Onshore Wind |  | SPP_SPS | New Mexico | 35 | Quay | 37 | 35037 | 50.9 | 0 | 2018 | 9999 |  |  | N | Wind | [13 empty] | 0 | 0 | 0 | 0 | [11 empty] | Casa Mesa Wind LLC | 100 | NextEra Energy Inc | 100
0 | Casa Mesa Wind Energy Center | 61925_G_CMNMB | 61925 | G | CMNMB |  | Energy Storage |  | SPP_SPS | New Mexico | 35 | Quay | 37 | 35037 | 1 | 0 | 2018 | 9999 |  |  | N | Energy Storage | [13 empty] | 0 | 0 | 0 | 0 | [11 empty] | Casa Mesa Wind LLC | 100 | NextEra Energy Inc | 100
onshore wind | Armadillo Flats Wind Project, LLC | 61926_G_ARM | 61926 | G | ARM |  | Onshore Wind |  | SPP_WEST | Oklahoma | 40 | Garfield | 47 | 40047 | 247.3 | 0 | 2018 | 9999 |  |  | N | Wind | [13 empty] | 0 | 0 | 0 | 0 | [11 empty] | Armadillo Flats Wind Project LLC | 100 | NextEra Energy Inc | 100
solar pv | Saint Albans Solar | 61928_G_GEN1 | 61928 | G | GEN1 |  | Solar PV |  | NENGREST | Vermont | 50 | Franklin | 11 | 50011 | 4.9 | 0 | 2018 | 9999 |  |  | N | Solar | [13 empty] | 0 | 0 | 0 | 0 | [11 empty] | Saint Albans Solar LLC | 100 | Cypress Creek Holdings LLC | 100
solar pv | Techren Solar II LLC | 61930_G_TECH2 | 61930 | G | TECH2 |  | Solar PV |  | WECC_SNV | Nevada | 32 | Clark | 3 | 32003 | 200 | 0 | 2019 | 9999 |  |  | N | Solar | [13 empty] | 0 | 0 | 0 | 0 | [11 empty] | Techren Solar II LLC | 100 | Hanwha Group | 100
solar pv | Adams Nielson Solar | 61933_G_ADAMS | 61933 | G | ADAMS |  | Solar PV |  | WECC_PNW | Washington | 53 | Adams | 1 | 53001 | 19.2 | 0 | 2018 | 9999 |  |  | N | Solar | [13 empty] | 0 | 0 | 0 | 0 | [11 empty] | Adams Nielson Solar LLC | 100 | Strata Solar LLC | 100
solar pv | WHA Southbridge Solar Park | 61934_G_2 | 61934 | G | 2 |  | Solar PV |  | PJM_EMAC | Delaware | 10 | New Castle | 3 | 10003 | 1.5 | 0 | 2018 | 9999 |  |  | N | Solar | [13 empty] | 0 | 0 | 0 | 0 | [11 empty] | Ecogy Delaware II LLC | 100 | Ecogy Energy LLC | 100
solar pv | Abbot Solar | 61936_G_2 | 61936 | G | 2 |  | Solar PV |  | S_VACA | South Carolina | 45 | Clarendon | 27 | 45027 | 2 | 0 | 2018 | 9999 |  |  | N | Solar | [13 empty] | 0 | 0 | 0 | 0 | [11 empty] | Southern Current Development I LLC | 100 | Southern Current LLC | 100
solar pv | Ace Solar | 61937_G_18 | 61937 | G | 18 |  | Solar PV |  | S_VACA | South Carolina | 45 | Anderson | 7 | 45007 | 1 | 0 | 2020 | 9999 |  |  | N | Solar | [13 empty] | 0 | 0 | 0 | 0 | [11 empty] | Southern Current LLC | 100 | Southern Current LLC | 100
solar pv | Blacktip Solar | 61939_G_5 | 61939 | G | 5 |  | Solar PV |  | S_VACA | South Carolina | 45 | Florence | 41 | 45041 | 2 | 0 | 2018 | 9999 |  |  | N | Solar | [13 empty] | 0 | 0 | 0 | 0 | [11 empty] | Southern Current LLC | 100 | Southern Current LLC | 100
solar pv | Bloom Solar | 61940_G_6 | 61940 | G | 6 |  | Solar PV |  | S_VACA | South Carolina | 45 | Clarendon | 27 | 45027 | 2 | 0 | 2019 | 9999 |  |  | N | Solar | [13 empty] | 0 | 0 | 0 | 0 | [11 empty] | Southern Current Development I LLC | 100 | Southern Current LLC | 100
solar pv | Bond Solar | 61941_G_7 | 61941 | G | 7 |  | Solar PV |  | S_VACA | South Carolina | 45 | Clarendon | 27 | 45027 | 2 | 0 | 2018 | 9999 |  |  | N | Solar | [13 empty] | 0 | 0 | 0 | 0 | [11 empty] | Sustainable Energy Solutions LLC | 100 | Sustainable Energy Solutions LLC | 100
solar pv | Gary Solar | 61942_G_8 | 61942 | G | 8 |  | Solar PV |  | S_VACA | South Carolina | 45 | Lee | 61 | 45061 | 2 | 0 | 2018 | 9999 |  |  | N | Solar | [13 empty] | 0 | 0 | 0 | 0 | [11 empty] | Sustainable Energy Solutions LLC | 100 | Sustainable Energy Solutions LLC | 100
solar pv | Goldenrod Solar | 61943_G_9 | 61943 | G | 9 |  | Solar PV |  | S_VACA | South Carolina | 45 | Florence | 41 | 45041 | 2 | 0 | 2019 | 9999 |  |  | N | Solar | [13 empty] | 0 | 0 | 0 | 0 | [11 empty] | Southern Current LLC | 100 | Southern Current LLC | 100
solar pv | Jessamine Solar | 61944_G_10 | 61944 | G | 10 |  | Solar PV |  | S_VACA | South Carolina | 45 | Marion | 67 | 45067 | 1.9 | 0 | 2019 | 9999 |  |  | N | Solar | [13 empty] | 0 | 0 | 0 | 0 | [11 empty] | Southern Current Development I LLC | 100 | Southern Current LLC | 100
solar pv | Pelzer Solar I | 61945_G_19 | 61945 | G | 19 |  | Solar PV |  | S_VACA | South Carolina | 45 | Anderson | 7 | 45007 | 1 | 0 | 2019 | 9999 |  |  | N | Solar | [13 empty] | 0 | 0 | 0 | 0 | [11 empty] | Sustainable Energy Solutions LLC | 100 | Sustainable Energy Solutions LLC | 100
solar pv | Redwing Solar | 61946_G_11 | 61946 | G | 11 |  | Solar PV |  | S_VACA | South Carolina | 45 | Darlington | 31 | 45031 | 2 | 0 | 2019 | 9999 |  |  | N | Solar | [13 empty] | 0 | 0 | 0 | 0 | [11 empty] | Southern Current LLC | 100 | Southern Current LLC | 100
solar pv | River Solar | 61947_G_12 | 61947 | G | 12 |  | Solar PV |  | S_VACA | South Carolina | 45 | Lee | 61 | 45061 | 2 | 0 | 2018 | 9999 |  |  | N | Solar | [13 empty] | 0 | 0 | 0 | 0 | [11 empty] | Southern Current Development I LLC | 100 | Southern Current LLC | 100
solar pv | Sapphire Solar | 61948_G_17 | 61948 | G | 17 |  | Solar PV |  | S_VACA | South Carolina | 45 | Florence | 41 | 45041 | 2 | 0 | 2018 | 9999 |  |  | N | Solar | [13 empty] | 0 | 0 | 0 | 0 | [11 empty] | Southern Current LLC | 100 | Southern Current LLC | 100
solar pv | South Solar | 61949_G_13 | 61949 | G | 13 |  | Solar PV |  | S_VACA | South Carolina | 45 | Florence | 41 | 45041 | 2 | 0 | 2018 | 9999 |  |  | N | Solar | [13 empty] | 0 | 0 | 0 | 0 | [11 empty] | Southern Current LLC | 100 | Southern Current LLC | 100
solar pv | Vincent Solar | 61950_G_14 | 61950 | G | 14 |  | Solar PV |  | S_VACA | South Carolina | 45 | Lee | 61 | 45061 | 2 | 0 | 2019 | 9999 |  |  | N | Solar | [13 empty] | 0 | 0 | 0 | 0 | [11 empty] | Southern Current LLC | 100 | Southern Current LLC | 100
solar pv | Watauga Solar | 61951_G_15 | 61951 | G | 15 |  | Solar PV |  | S_VACA | South Carolina | 45 | Darlington | 31 | 45031 | 2 | 0 | 2019 | 9999 |  |  | N | Solar | [13 empty] | 0 | 0 | 0 | 0 | [11 empty] | Sustainable Energy Solutions LLC | 100 | Sustainable Energy Solutions LLC | 100
solar pv | Whitt Solar | 61952_G_20 | 61952 | G | 20 |  | Solar PV |  | S_VACA | South Carolina | 45 | Anderson | 7 | 45007 | 2 | 0 | 2019 | 9999 |  |  | N | Solar | [13 empty] | 0 | 0 | 0 | 0 | [11 empty] | Southern Current LLC | 100 | Southern Current LLC | 100
solar pv | Willis Solar | 61953_G_16 | 61953 | G | 16 |  | Solar PV |  | S_VACA | South Carolina | 45 | Florence | 41 | 45041 | 2 | 0 | 2018 | 9999 |  |  | N | Solar | [13 empty] | 0 | 0 | 0 | 0 | [11 empty] | Sustainable Energy Solutions LLC | 100 | Sustainable Energy Solutions LLC | 100
solar pv | Delta Solar Power I | 61954_G_DSPI | 61954 | G | DSPI |  | Solar PV |  | MIS_LMI | Michigan | 26 | Eaton | 45 | 26045 | 7.7 | 0 | 2018 | 9999 |  |  | N | Solar | [13 empty] | 0 | 0 | 0 | 0 | [11 empty] | Delta Solar Power I LLC | 100 | CMS Energy Corp | 100
solar pv | Delta Solar Power II | 61955_G_DSPII | 61955 | G | DSPII |  | Solar PV |  | MIS_LMI | Michigan | 26 | Eaton | 45 | 26045 | 15.2 | 0 | 2018 | 9999 |  |  | N | Solar | [13 empty] | 0 | 0 | 0 | 0 | [11 empty] | Delta Solar Power II LLC | 100 | CMS Energy Corp | 100
solar pv | MCRD Parris Island PV Hybrid | 61956_G_CARPT | 61956 | G | CARPT |  | Solar PV |  | S_VACA | South Carolina | 45 | Beaufort | 13 | 45013 | 1.6 | 0 | 2018 | 9999 |  |  | N | Solar | [13 empty] | 0 | 0 | 0 | 0 | [11 empty] | Ameresco Federal Solutions Inc | 100 | Ameresco Inc | 100
solar pv | MCRD Parris Island PV Hybrid | 61956_G_GRDMT | 61956 | G | GRDMT |  | Solar PV |  | S_VACA | South Carolina | 45 | Beaufort | 13 | 45013 | 4.4 | 0 | 2018 | 9999 |  |  | N | Solar | [13 empty] | 0 | 0 | 0 | 0 | [11 empty] | Ameresco Federal Solutions Inc | 100 | Ameresco Inc | 100
0 | MCRD Parris Island PV Hybrid | 61956_G_TBESS | 61956 | G | TBESS |  | Energy Storage |  | S_VACA | South Carolina | 45 | Beaufort | 13 | 45013 | 4 | 0 | 2018 | 9999 |  |  | N | Energy Storage | [13 empty] | 0 | 0 | 0 | 0 | [11 empty] | Ameresco Federal Solutions Inc | 100 | Ameresco Inc | 100
natural gas peaker | MCRD Parris Island PV Hybrid | 61956_G_BAKUP | 61956 | G | BAKUP |  | Combustion Turbine | IC Engine | S_VACA | South Carolina | 45 | Beaufort | 13 | 45013 | 2.5 | 10745 | 2019 | 9999 |  |  | N | Distillate Fuel Oil | [13 empty] | 1.6498 | 1.6498 | 1.6498 | 1.6498 | [11 empty] | Ameresco Federal Solutions Inc | 100 | Ameresco Inc | 100
natural gas peaker | MCRD Parris Island PV Hybrid | 61956_G_BLKST | 61956 | G | BLKST |  | Combustion Turbine | IC Engine | S_VACA | South Carolina | 45 | Beaufort | 13 | 45013 | 1 | 10745 | 2019 | 9999 |  |  | N | Distillate Fuel Oil | [13 empty] | 1.6498 | 1.6498 | 1.6498 | 1.6498 | [11 empty] | Ameresco Federal Solutions Inc | 100 | Ameresco Inc | 100
natural gas peaker | MCRD Parris Island PV Hybrid | 61956_G_CHPP | 61956 | G | CHPP |  | Combustion Turbine |  | S_VACA | South Carolina | 45 | Beaufort | 13 | 45013 | 3.5 | 10745 | 2019 | 9999 |  |  | N | Natural Gas | [13 empty] | 0.011 | 0.011 | 0.011 | 0.011 | [11 empty] | Ameresco Federal Solutions Inc | 100 | Ameresco Inc | 100
onshore wind | Pratt Wind, LLC | 61957_G_PW | 61957 | G | PW |  | Onshore Wind |  | SPP_N | Kansas | 20 | Pratt | 151 | 20151 | 243.5 | 0 | 2018 | 9999 |  |  | N | Wind | [13 empty] | 0 | 0 | 0 | 0 | [11 empty] | Pratt Wind LLC | 100 | NextEra Energy Inc | 100
solar pv | Broadalbin-Perth Solar | 61958_G_BAP1 | 61958 | G | BAP1 |  | Solar PV |  | NY_Z_F | New York | 36 | Montgomery | 57 | 36057 | 1.5 | 0 | 2018 | 9999 |  |  | N | Solar | [13 empty] | 0 | 0 | 0 | 0 | [11 empty] | AES Broadalbin Solar LLC | 100 | AES Corp (The) | 100
solar pv | Coolidge Solar 1, LLC | 61959_G_COLS | 61959 | G | COLS |  | Solar PV |  | NENGREST | Vermont | 50 | Windsor | 27 | 50027 | 19.6 | 0 | 2018 | 9999 |  |  | N | Solar | [13 empty] | 0 | 0 | 0 | 0 | [11 empty] | Coolidge Solar I LLC | 100 | Coolidge Solar I LLC | 100
solar pv | Atood II | 61960_G_GEN1 | 61960 | G | GEN1 |  | Solar PV |  | S_VACA | South Carolina | 45 | Spartanburg | 83 | 45083 | 2 | 0 | 2018 | 9999 |  |  | N | Solar | [13 empty] | 0 | 0 | 0 | 0 | [11 empty] | Ollo LLC | 100 | Ollo LLC | 100
solar pv | Gaston II | 61961_G_GEN1 | 61961 | G | GEN1 |  | Solar PV |  | S_VACA | South Carolina | 45 | Lexington | 63 | 45063 | 7.5 | 0 | 2018 | 9999 |  |  | N | Solar | [13 empty] | 0 | 0 | 0 | 0 | [11 empty] | Gaston Solar II LLC | 100 | Cypress Creek Holdings LLC | 100
solar pv | Holstein 1 Solar Farm | 61962_G_HSF01 | 61962 | G | HSF01 |  | Solar PV |  | ERC_WEST | Texas | 48 | Nolan | 353 | 48353 | 200 | 0 | 2020 | 9999 |  |  | N | Solar | [13 empty] | 0 | 0 | 0 | 0 | [11 empty] | 226HC 8ME LLC | 100 | 8 Minute Solar Energy | 100
solar pv | Quakertown Solar Farm, LLC | 61965_G_QKRTN | 61965 | G | QKRTN |  | Solar PV |  | PJM_EMAC | New Jersey | 34 | Hunterdon | 19 | 34019 | 8.8 | 0 | 2018 | 9999 |  |  | N | Solar | [13 empty] | 0 | 0 | 0 | 0 | [11 empty] | Quakertown Farms LLC | 100 | Quakertown Farms LLC | 100
solar pv | Chisago Holdco LLC, CSG | 61968_G_CHIS | 61968 | G | CHIS |  | Solar PV |  | MIS_MNWI | Minnesota | 27 | Chisago | 25 | 27025 | 3 | 0 | 2019 | 9999 |  |  | N | Solar | [13 empty] | 0 | 0 | 0 | 0 | [11 empty] | Chisago Holdco LLC | 100 | Chisago Holdco LLC | 100
onshore wind | Torrecillas Wind Energy, LLC | 61969_G_TWE | 61969 | G | TWE |  | Onshore Wind |  | ERC_REST | Texas | 48 | Webb | 479 | 48479 | 300 | 0 | 2019 | 9999 |  |  | N | Wind | [13 empty] | 0 | 0 | 0 | 0 | [11 empty] | Torrecillas Wind Energy LLC | 100 | NextEra Energy Inc | 100
onshore wind | Blue Summit II Wind, LLC | 61970_G_BSII | 61970 | G | BSII |  | Onshore Wind |  | ERC_WEST | Texas | 48 | Wilbarger | 487 | 48487 | 99.4 | 0 | 2019 | 9999 |  |  | N | Wind | [13 empty] | 0 | 0 | 0 | 0 | [11 empty] | Blue Summit II Wind LLC | 100 | NextEra Energy Inc | 100
solar pv | Corcoran CSG | 61971_G_201 | 61971 | G | 201 |  | Solar PV |  | MIS_MNWI | Minnesota | 27 | Hennepin | 53 | 27053 | 1 | 0 | 2019 | 9999 |  |  | N | Solar | [13 empty] | 0 | 0 | 0 | 0 | [11 empty] | SEV MN 2 LLC | 100 | Altus Power America Management LLC | 100
solar pv | Corcoran CSG | 61971_G_202 | 61971 | G | 202 |  | Solar PV |  | MIS_MNWI | Minnesota | 27 | Hennepin | 53 | 27053 | 1 | 0 | 2019 | 9999 |  |  | N | Solar | [13 empty] | 0 | 0 | 0 | 0 | [11 empty] | SEV MN 2 LLC | 100 | Altus Power America Management LLC | 100
solar pv | Corcoran CSG | 61971_G_203 | 61971 | G | 203 |  | Solar PV |  | MIS_MNWI | Minnesota | 27 | Hennepin | 53 | 27053 | 1 | 0 | 2019 | 9999 |  |  | N | Solar | [13 empty] | 0 | 0 | 0 | 0 | [11 empty] | SEV MN 2 LLC | 100 | Altus Power America Management LLC | 100
solar pv | Corcoran CSG | 61971_G_204 | 61971 | G | 204 |  | Solar PV |  | MIS_MNWI | Minnesota | 27 | Hennepin | 53 | 27053 | 1 | 0 | 2019 | 9999 |  |  | N | Solar | [13 empty] | 0 | 0 | 0 | 0 | [11 empty] | SEV MN 2 LLC | 100 | Altus Power America Management LLC | 100
solar pv | Corcoran CSG | 61971_G_205 | 61971 | G | 205 |  | Solar PV |  | MIS_MNWI | Minnesota | 27 | Hennepin | 53 | 27053 | 1 | 0 | 2019 | 9999 |  |  | N | Solar | [13 empty] | 0 | 0 | 0 | 0 | [11 empty] | SEV MN 2 LLC | 100 | Altus Power America Management LLC | 100
solar pv | Richardson Solar II | 61972_G_C2BV | 61972 | G | C2BV |  | Solar PV |  | S_VACA | South Carolina | 45 | Barnwell | 11 | 45011 | 3.6 | 0 | 2019 | 9999 |  |  | N | Solar | [13 empty] | 0 | 0 | 0 | 0 | [11 empty] | DP C2 Episode 1 LLC | 100 | DP C2 Episode 1 LLC | 100
solar pv | Blackville Solar II | 61973_G_C2BV | 61973 | G | C2BV |  | Solar PV |  | S_VACA | South Carolina | 45 | Barnwell | 11 | 45011 | 20 | 0 | 2019 | 9999 |  |  | N | Solar | [13 empty] | 0 | 0 | 0 | 0 | [11 empty] | Southern Current LLC | 100 | Southern Current LLC | 100
solar pv | Diamond Solar II | 61974_G_C2BV | 61974 | G | C2BV |  | Solar PV |  | S_VACA | South Carolina | 45 | Lexington | 63 | 45063 | 8.2 | 0 | 2019 | 9999 |  |  | N | Solar | [13 empty] | 0 | 0 | 0 | 0 | [11 empty] | DP C2 Episode 1 LLC | 100 | DP C2 Episode 1 LLC | 100
solar pv | Edison Solar II | 61975_G_C2BV | 61975 | G | C2BV |  | Solar PV |  | S_VACA | South Carolina | 45 | Barnwell | 11 | 45011 | 4.8 | 0 | 2019 | 9999 |  |  | N | Solar | [13 empty] | 0 | 0 | 0 | 0 | [11 empty] | DP C2 Episode 1 LLC | 100 | DP C2 Episode 1 LLC | 100
solar pv | Peony Solar | 61976_G_PGRG1 | 61976 | G | PGRG1 |  | Solar PV |  | S_VACA | South Carolina | 45 | Orangeburg | 75 | 45075 | 39 | 0 | 2018 | 9999 |  |  | N | Solar | [13 empty] | 0 | 0 | 0 | 0 | [11 empty] | Peony Solar LLC | 100 | NARENCO | 100
solar pv | Cornillie | 61977_G_SO334 | 61977 | G | SO334 |  | Solar PV |  | MIS_MNWI | Minnesota | 27 | Chisago | 25 | 27025 | 1 | 0 | 2018 | 9999 |  |  | N | Solar | [13 empty] | 0 | 0 | 0 | 0 | [11 empty] | WGL Solar Cornille LLC | 100 | AltaGas Ltd | 100
solar pv | Pinesage | 61978_G_GEN1 | 61978 | G | GEN1 |  | Solar PV |  | S_VACA | North Carolina | 37 | Moore | 125 | 37125 | 5 | 0 | 2018 | 9999 |  |  | N | Solar | [13 empty] | 0 | 0 | 0 | 0 | [11 empty] | Pinesage Solar Farm LLC | 100 | Pinesage Solar Farm LLC | 100
solar pv | Syncarpha Prinsburg CSG (Ledeboer) | 61979_G_SYPRN | 61979 | G | SYPRN |  | Solar PV |  | MIS_MNWI | Minnesota | 27 | Kandiyohi | 67 | 27067 | 1 | 0 | 2018 | 9999 |  |  | N | Solar | [13 empty] | 0 | 0 | 0 | 0 | [11 empty] | Prinsburg CSG I LLC | 100 | Prinsburg CSG I LLC | 100
solar pv | Syncarpha Clara City CSG I (Stamer) | 61980_G_SCSG1 | 61980 | G | SCSG1 |  | Solar PV |  | MIS_MNWI | Minnesota | 27 | Chippewa | 23 | 27023 | 1 | 0 | 2018 | 9999 |  |  | N | Solar | [13 empty] | 0 | 0 | 0 | 0 | [11 empty] | Clara City CSG I LLC | 100 | Clara City CSG I LLC | 100
solar pv | Cottage Grove Project CSG | 61983_G_COTG | 61983 | G | COTG |  | Solar PV |  | MIS_MNWI | Minnesota | 27 | Washington | 163 | 27163 | 4.9 | 0 | 2018 | 9999 |  |  | N | Solar | [13 empty] | 0 | 0 | 0 | 0 | [11 empty] | DG Minnesota CSG LLC | 100 | NextEra Energy Inc | 100
onshore wind | Solomon Forks Wind Project, LLC | 61984_G_WTGS | 61984 | G | WTGS |  | Onshore Wind |  | SPP_N | Kansas | 20 | Thomas | 193 | 20193 | 275.6 | 0 | 2019 | 9999 |  |  | N | Wind | [13 empty] | 0 | 0 | 0 | 0 | [11 empty] | Solomon Forks Wind Project LLC | 100 | ENGIE SA | 100
solar pv | Colonial Trail West | 61985_G_CTWS | 61985 | G | CTWS |  | Solar PV |  | PJM_Dom | Virginia | 51 | Surry | 181 | 51181 | 142.4 | 0 | 2019 | 9999 |  |  | N | Solar | [13 empty] | 0 | 0 | 0 | 0 | [11 empty] | Virginia Electric & Power Co | 100 | Dominion Energy Inc | 100
solar pv | Spring Grove I | 61986_G_SGIS | 61986 | G | SGIS |  | Solar PV |  | PJM_Dom | Virginia | 51 | Surry | 181 | 51181 | 97.9 | 0 | 2020 | 9999 |  |  | N | Solar | [13 empty] | 0 | 0 | 0 | 0 | [11 empty] | Dominion Resources Inc | 100 | Dominion Energy Inc | 100
solar pv | Citrus Ridge Solar | 61988_G_FL501 | 61988 | G | FL501 |  | Solar PV |  | FRCC | Florida | 12 | Orange | 95 | 12095 | 52 | 0 | 2018 | 9999 |  |  | N | Solar | [13 empty] | 0 | 0 | 0 | 0 | [11 empty] | FL Solar 5 LLC | 100 | Origis Energy | 100
0 | TAC-Distributed Energy Resource Hybrid | 61990_G_BA | 61990 | G | BA |  | Energy Storage |  | MIS_IL | Illinois | 17 | Champaign | 19 | 17019 | 0.3 | 0 | 2017 | 9999 |  |  | N | Energy Storage | [13 empty] | 0 | 0 | 0 | 0 | [11 empty] | Ameren Illinois | 100 | Ameren Corp | 100
natural gas peaker | TAC-Distributed Energy Resource Hybrid | 61990_G_NG | 61990 | G | NG |  | Combustion Turbine | IC Engine | MIS_IL | Illinois | 17 | Champaign | 19 | 17019 | 1 | 18000 | 2017 | 2045 |  |  | N | Natural Gas | [13 empty] | 1.061 | 1.061 | 1.061 | 1.061 | [11 empty] | Ameren Illinois | 100 | Ameren Corp | 100
solar pv | TAC-Distributed Energy Resource Hybrid | 61990_G_SOLAR | 61990 | G | SOLAR |  | Solar PV |  | MIS_IL | Illinois | 17 | Champaign | 19 | 17019 | 0.1 | 0 | 2017 | 9999 |  |  | N | Solar | [13 empty] | 0 | 0 | 0 | 0 | [11 empty] | Ameren Illinois | 100 | Ameren Corp | 100
onshore wind | TAC-Distributed Energy Resource Hybrid | 61990_G_WIND | 61990 | G | WIND |  | Onshore Wind |  | MIS_IL | Illinois | 17 | Champaign | 19 | 17019 | 0.1 | 0 | 2017 | 9999 |  |  | N | Wind | [13 empty] | 0 | 0 | 0 | 0 | [11 empty] | Ameren Illinois | 100 | Ameren Corp | 100
solar pv | Gavilan District College Solar Project | 61993_G_GDCPV | 61993 | G | GDCPV |  | Solar PV |  | WEC_CALN | California | 6 | Santa Clara | 85 | 06085 | 1.2 | 0 | 2018 | 9999 |  |  | N | Solar | [13 empty] | 0 | 0 | 0 | 0 | [11 empty] | Gavilan District College Solar Project | 100 | SunPower Corp | 100
0 | Gavilan District College Solar Project | 61993_G_GDCBA | 61993 | G | GDCBA |  | Energy Storage |  | WEC_CALN | California | 6 | Santa Clara | 85 | 06085 | 0.5 | 0 | 2019 | 9999 |  |  | N | Energy Storage | [13 empty] | 0 | 0 | 0 | 0 | [11 empty] | Gavilan District College Solar Project | 100 | SunPower Corp | 100
0 | UC Merced Solar Hybrid | 61995_G_UCMBA | 61995 | G | UCMBA |  | Energy Storage |  | WEC_CALN | California | 6 | Merced | 47 | 06047 | 0.5 | 0 | 2018 | 9999 |  |  | N | Energy Storage | [13 empty] | 0 | 0 | 0 | 0 | [11 empty] | UC Merced | 100 | UC Merced | 100
solar pv | UC Merced Solar Hybrid | 61995_G_UCMPV | 61995 | G | UCMPV |  | Solar PV |  | WEC_CALN | California | 6 | Merced | 47 | 06047 | 4.3 | 0 | 2018 | 9999 |  |  | N | Solar | [13 empty] | 0 | 0 | 0 | 0 | [11 empty] | Solar University LLC | 100 | TOTAL SA | 100
solar pv | Rankin Solar Center, LLC | 61996_G_RANKI | 61996 | G | RANKI |  | Solar PV |  | S_VACA | South Carolina | 45 | Florence | 41 | 45041 | 10 | 0 | 2019 | 9999 |  |  | N | Solar | [13 empty] | 0 | 0 | 0 | 0 | [11 empty] | Coronal Energy LLC | 100 | Coronal Energy LLC | 100
solar pv | USS Big Lake 1 Solar CSG | 61997_G_USSBL | 61997 | G | USSBL |  | Solar PV |  | MIS_MNWI | Minnesota | 27 | Sherburne | 141 | 27141 | 1 | 0 | 2018 | 9999 |  |  | N | Solar | [13 empty] | 0 | 0 | 0 | 0 | [11 empty] | USS Big Lake 1 LLC | 100 | US Solar DG Development LLC | 100
solar pv | USS Good Solar CSG | 61998_G_USSGO | 61998 | G | USSGO |  | Solar PV |  | MIS_MNWI | Minnesota | 27 | Chisago | 25 | 27025 | 1 | 0 | 2018 | 9999 |  |  | N | Solar | [13 empty] | 0 | 0 | 0 | 0 | [11 empty] | USS Good Solar LLC | 100 | US Solar DG Development LLC | 100
solar pv | USS Kasch Solar CSG | 61999_G_USSKA | 61999 | G | USSKA |  | Solar PV |  | MIS_MNWI | Minnesota | 27 | Benton | 9 | 27009 | 1 | 0 | 2018 | 9999 |  |  | N | Solar | [13 empty] | 0 | 0 | 0 | 0 | [11 empty] | USS Kasch Solar LLC | 100 | US Solar DG Development LLC | 100
solar pv | USS Rockpoint Solar CSG | 62000_G_USSRP | 62000 | G | USSRP |  | Solar PV |  | MIS_MNWI | Minnesota | 27 | Chisago | 25 | 27025 | 1 | 0 | 2018 | 9999 |  |  | N | Solar | [13 empty] | 0 | 0 | 0 | 0 | [11 empty] | USS Rockpoint Solar LLC | 100 | US Solar DG Development LLC | 100
solar pv | San Pablo Raceway | 62004_G_SPRWY | 62004 | G | SPRWY |  | Solar PV |  | WEC_LADW | California | 6 | Los Angeles | 37 | 06037 | 100 | 0 | 2019 | 9999 |  |  | N | Solar | [13 empty] | 0 | 0 | 0 | 0 | [11 empty] | San Pablo Raceway LLC | 100 | FTP Power LLC | 100
solar pv | Gibbon Solar | 62010_G_PGRK1 | 62010 | G | PGRK1 |  | Solar PV |  | MIS_MNWI | Minnesota | 27 | Sibley | 143 | 27143 | 3.3 | 0 | 2019 | 9999 |  |  | N | Solar | [13 empty] | 0 | 0 | 0 | 0 | [11 empty] | Novel Solar Three LLC | 100 | Pine Gate Energy Capital LLC | 100
solar pv | UC Riverside Lots 30 & 32 | 62016_G_UCRIV | 62016 | G | UCRIV |  | Solar PV |  | WECC_SCE | California | 6 | Riverside | 65 | 06065 | 3.5 | 0 | 2017 | 9999 |  |  | N | Solar | [13 empty] | 0 | 0 | 0 | 0 | [11 empty] | Solar Star California XXIX LLC | 100 | SunPower Corp | 100
solar pv | Riverhead Solar Farm | 62017_G_RIV1 | 62017 | G | RIV1 |  | Solar PV |  | NY_Z_K | New York | 36 | Suffolk | 103 | 36103 | 20 | 0 | 2019 | 9999 |  |  | N | Solar | [13 empty] | 0 | 0 | 0 | 0 | [11 empty] | Riverhead Solar Farm LLC | 100 | FTP Power LLC | 100
solar pv | Page Solar | 62018_G_PGRI1 | 62018 | G | PGRI1 |  | Solar PV |  | S_VACA | North Carolina | 37 | Johnston | 101 | 37101 | 1.6 | 0 | 2018 | 9999 |  |  | N | Solar | [13 empty] | 0 | 0 | 0 | 0 | [11 empty] | Page Solar Farm LLC | 100 | Page Solar Farm LLC | 100
solar pv | Stanford Campus Solar | 62020_G_STANF | 62020 | G | STANF |  | Solar PV |  | WEC_CALN | California | 6 | Santa Clara | 85 | 06085 | 3.3 | 0 | 2017 | 9999 |  |  | N | Solar | [13 empty] | 0 | 0 | 0 | 0 | [11 empty] | Solar Star California XLII LLC | 100 | TOTAL SA | 100
solar pv | Franklin Solar | 62021_G_FRANK | 62021 | G | FRANK |  | Solar PV |  | NENG_CT | Connecticut | 9 | New London | 11 | 09011 | 1 | 0 | 2018 | 9999 |  |  | N | Solar | [13 empty] | 0 | 0 | 0 | 0 | [11 empty] | Ecos Energy LLC | 100 | Allco Renewable Energy Limited | 100
solar pv | Wilson Solar | 62023_G_WILSN | 62023 | G | WILSN |  | Solar PV |  | NENG_CT | Connecticut | 9 | New London | 11 | 09011 | 1 | 0 | 2018 | 9999 |  |  | N | Solar | [13 empty] | 0 | 0 | 0 | 0 | [11 empty] | Ecos Energy LLC | 100 | Allco Renewable Energy Limited | 100
solar pv | Jefferson Solar | 62024_G_JEFRS | 62024 | G | JEFRS |  | Solar PV |  | NENG_CT | Connecticut | 9 | New London | 11 | 09011 | 1 | 0 | 2018 | 9999 |  |  | N | Solar | [13 empty] | 0 | 0 | 0 | 0 | [11 empty] | Ecos Energy LLC | 100 | Allco Renewable Energy Limited | 100
solar pv | Hamilton Solar | 62025_G_HAMLT | 62025 | G | HAMLT |  | Solar PV |  | NENG_CT | Connecticut | 9 | New London | 11 | 09011 | 1 | 0 | 2018 | 9999 |  |  | N | Solar | [13 empty] | 0 | 0 | 0 | 0 | [11 empty] | Ecos Energy LLC | 100 | Allco Renewable Energy Limited | 100
solar pv | Adams Solar | 62026_G_ADAMS | 62026 | G | ADAMS |  | Solar PV |  | NENG_CT | Connecticut | 9 | New London | 11 | 09011 | 1 | 0 | 2018 | 9999 |  |  | N | Solar | [13 empty] | 0 | 0 | 0 | 0 | [11 empty] | Ecos Energy LLC | 100 | Allco Renewable Energy Limited | 100
0 | Caldwell Wastewater Treatment Plant Hybrid | 62027_G_BAT1 | 62027 | G | BAT1 |  | Energy Storage |  | PJM_EMAC | New Jersey | 34 | Essex | 13 | 34013 | 0.5 | 0 | 2016 | 9999 |  |  | N | Energy Storage | [13 empty] | 0 | 0 | 0 | 0 | [11 empty] | Caldwell Wastewater Treatment Plant | 100 | Caldwell Wastewater Treatment Plant | 100
solar pv | Caldwell Wastewater Treatment Plant Hybrid | 62027_G_PV1 | 62027 | G | PV1 |  | Solar PV |  | PJM_EMAC | New Jersey | 34 | Essex | 13 | 34013 | 0.7 | 0 | 2016 | 9999 |  |  | N | Solar | [13 empty] | 0 | 0 | 0 | 0 | [11 empty] | Caldwell Wastewater Treatment Plant | 100 | Caldwell Wastewater Treatment Plant | 100
solar pv | CSU Long Beach Lots 7 & 14 | 62028_G_CSULB | 62028 | G | CSULB |  | Solar PV |  | WEC_LADW | California | 6 | Los Angeles | 37 | 06037 | 3.3 | 0 | 2017 | 9999 |  |  | N | Solar | [13 empty] | 0 | 0 | 0 | 0 | [11 empty] | Solar Star California XLVII LLC | 100 | SunPower Corp | 100
solar pv | Enfield Community Solar | 62029_G_5515 | 62029 | G | 5515 |  | Solar PV |  | NY_Z_C&E | New York | 36 | Tompkins | 109 | 36109 | 1.8 | 0 | 2017 | 9999 |  |  | N | Solar | [13 empty] | 0 | 0 | 0 | 0 | [11 empty] | Enfield Community Solar | 100 | Enfield Community Solar | 100
solar pv | Nautilus Lindstrom Solar CSG | 62030_G_LI | 62030 | G | LI |  | Solar PV |  | MIS_MNWI | Minnesota | 27 | Chisago | 25 | 27025 | 2 | 0 | 2019 | 9999 |  |  | N | Solar | [13 empty] | 0 | 0 | 0 | 0 | [11 empty] | Lindstrom Solar LLC | 100 | Lindstrom Solar LLC | 100
solar pv | Nautilus Saint Cloud Solar CSG | 62031_G_SC | 62031 | G | SC |  | Solar PV |  | MIS_MNWI | Minnesota | 27 | Sherburne | 141 | 27141 | 5 | 0 | 2019 | 9999 |  |  | N | Solar | [13 empty] | 0 | 0 | 0 | 0 | [11 empty] | Saint Cloud Solar LLC | 100 | Saint Cloud Solar LLC | 100
solar pv | Nautilus Winsted Solar CSG | 62032_G_WS | 62032 | G | WS |  | Solar PV |  | MIS_MNWI | Minnesota | 27 | McLeod | 85 | 27085 | 3 | 0 | 2019 | 9999 |  |  | N | Solar | [13 empty] | 0 | 0 | 0 | 0 | [11 empty] | Winsted Solar LLC | 100 | Winsted Solar LLC | 100
solar pv | Baer Road CSG | 62034_G_7 | 62034 | G | 7 |  | Solar PV |  | NY_Z_G-I | New York | 36 | Sullivan | 105 | 36105 | 2 | 0 | 2018 | 9999 |  |  | N | Solar | [13 empty] | 0 | 0 | 0 | 0 | [11 empty] | Delaware River Solar | 100 | Delaware River Solar | 100
onshore wind | Glaciers Edge Wind Project | 62035_G_GEW | 62035 | G | GEW |  | Onshore Wind |  | MIS_MIDA | Iowa | 19 | Cherokee | 35 | 19035 | 200 | 0 | 2019 | 9999 |  |  | N | Wind | [13 empty] | 0 | 0 | 0 | 0 | [11 empty] | Glaciers Edge Wind Project LLC | 100 | EDF Group | 100
solar pv | Sartell Holdco CSG | 62036_G_SARTE | 62036 | G | SARTE |  | Solar PV |  | MIS_MNWI | Minnesota | 27 | Stearns | 145 | 27145 | 5 | 0 | 2019 | 9999 |  |  | N | Solar | [13 empty] | 0 | 0 | 0 | 0 | [11 empty] | Sartell Holdco LLC | 100 | Sartell Holdco LLC | 100
solar pv | Rollingstone Holdco CSG | 62037_G_ROLLI | 62037 | G | ROLLI |  | Solar PV |  | MIS_MNWI | Minnesota | 27 | Winona | 169 | 27169 | 5 | 0 | 2019 | 9999 |  |  | N | Solar | [13 empty] | 0 | 0 | 0 | 0 | [11 empty] | Rollingstone Holdco LLC | 100 | Rollingstone Holdco LLC | 100
onshore wind | Santa Rita East | 62038_G_STRAE | 62038 | G | STRAE |  | Onshore Wind |  | ERC_WEST | Texas | 48 | Irion | 235 | 48235 | 302.4 | 0 | 2019 | 9999 |  |  | N | Wind | [13 empty] | 0 | 0 | 0 | 0 | [11 empty] | Santa Rita East Wind Energy LLC | 100 | Invenergy LLC | 100
solar pv | Santa Rosa Junior College Petaluma Solar | 62039_G_SRJCP | 62039 | G | SRJCP |  | Solar PV |  | WEC_CALN | California | 6 | Sonoma | 97 | 06097 | 1.1 | 0 | 2018 | 9999 |  |  | N | Solar | [13 empty] | 0 | 0 | 0 | 0 | [11 empty] | SunPower Corp Systems | 100 | SunPower Corp | 100
solar pv | Becker Solar CSG | 62040_G_BCKR1 | 62040 | G | BCKR1 |  | Solar PV |  | MIS_MNWI | Minnesota | 27 | Wright | 171 | 27171 | 1 | 0 | 2019 | 9999 |  |  | N | Solar | [13 empty] | 0 | 0 | 0 | 0 | [11 empty] | Sunshare LLC | 100 | SunShare LLC | 100
solar pv | Cuyahoga County Landfill | 62041_G_CCBO1 | 62041 | G | CCBO1 |  | Solar PV |  | PJM_ATSI | Ohio | 39 | Cuyahoga | 35 | 39035 | 3.7 | 0 | 2018 | 9999 |  |  | N | Solar | [13 empty] | 0 | 0 | 0 | 0 | [11 empty] | IOS II LLC | 100 | ORIX Corp | 100
solar pv | USS Solar Rapids CSG | 62042_G_USSSR | 62042 | G | USSSR |  | Solar PV |  | MIS_MNWI | Minnesota | 27 | Benton | 9 | 27009 | 1 | 0 | 2019 | 9999 |  |  | N | Solar | [13 empty] | 0 | 0 | 0 | 0 | [11 empty] | USS Solar Rapids LLC | 100 | US Solar DG Development LLC | 100
solar pv | First Baptist Church of Glenarden | 62043_G_FBCG1 | 62043 | G | FBCG1 |  | Solar PV |  | PJM_SMAC | Maryland | 24 | Prince Georges | 33 | 24033 | 1.6 | 0 | 2018 | 9999 |  |  | N | Solar | [13 empty] | 0 | 0 | 0 | 0 | [11 empty] | IOS II LLC | 100 | ORIX Corp | 100
solar pv | USS Solar Dawn CSG | 62044_G_USSSD | 62044 | G | USSSD |  | Solar PV |  | MIS_MNWI | Minnesota | 27 | Chisago | 25 | 27025 | 1 | 0 | 2018 | 9999 |  |  | N | Solar | [13 empty] | 0 | 0 | 0 | 0 | [11 empty] | USS Solar Dawn LLC | 100 | US Solar DG Development LLC | 100
solar pv | USS Norelius Solar CSG | 62045_G_USSNO | 62045 | G | USSNO |  | Solar PV |  | MIS_MNWI | Minnesota | 27 | Chisago | 25 | 27025 | 1 | 0 | 2019 | 9999 |  |  | N | Solar | [13 empty] | 0 | 0 | 0 | 0 | [11 empty] | USS Norelius Solar LLC | 100 | US Solar DG Development LLC | 100
solar pv | USS Nillie Corn Solar CSG | 62046_G_USSNC | 62046 | G | USSNC |  | Solar PV |  | MIS_MNWI | Minnesota | 27 | Chisago | 25 | 27025 | 1 | 0 | 2018 | 9999 |  |  | N | Solar | [13 empty] | 0 | 0 | 0 | 0 | [11 empty] | USS Nillie Corn Solar LLC | 100 | US Solar DG Development LLC | 100
solar pv | USS JJ Solar CSG | 62047_G_USSJJ | 62047 | G | USSJJ |  | Solar PV |  | MIS_MNWI | Minnesota | 27 | Benton | 9 | 27009 | 1 | 0 | 2019 | 9999 |  |  | N | Solar | [13 empty] | 0 | 0 | 0 | 0 | [11 empty] | USS JJ Solar LLC | 100 | US Solar DG Development LLC | 100
solar pv | USS Dubhe Solar CSG | 62048_G_USSDB | 62048 | G | USSDB |  | Solar PV |  | MIS_MNWI | Minnesota | 27 | Chisago | 25 | 27025 | 1 | 0 | 2018 | 9999 |  |  | N | Solar | [13 empty] | 0 | 0 | 0 | 0 | [11 empty] | USS Dubhe Solar LLC | 100 | US Solar DG Development LLC | 100
solar pv | USS Brockway Solar CSG | 62049_G_USSBR | 62049 | G | USSBR |  | Solar PV |  | MIS_MNWI | Minnesota | 27 | Stearns | 145 | 27145 | 1 | 0 | 2019 | 9999 |  |  | N | Solar | [13 empty] | 0 | 0 | 0 | 0 | [11 empty] | USS Brockway Solar LLC | 100 | US Solar DG Development LLC | 100
solar pv | Citizens Imperial Solar | 62052_G_CIS1 | 62052 | G | CIS1 |  | Solar PV |  | WECC_IID | California | 6 | Imperial | 25 | 06025 | 30 | 0 | 2019 | 9999 |  |  | N | Solar | [13 empty] | 0 | 0 | 0 | 0 | [11 empty] | Citizens Solar Holdings VIII LLC | 100 | Citizens Enterprises Corp | 100
solar pv | Syncarpha Dodge 1 CSG | 62053_G_SPGD1 | 62053 | G | SPGD1 |  | Solar PV |  | MIS_MNWI | Minnesota | 27 | Dodge | 39 | 27039 | 1 | 0 | 2019 | 9999 |  |  | N | Solar | [13 empty] | 0 | 0 | 0 | 0 | [11 empty] | Solar Provider Group MN I LLC | 100 | Solar Provider Group LLC | 100
solar pv | Alpha Value Solar | 62054_G_AVS01 | 62054 | G | AVS01 |  | Solar PV |  | PJM_Dom | North Carolina | 37 | Perquimans | 143 | 37143 | 5 | 0 | 2019 | 9999 |  |  | N | Solar | [13 empty] | 0 | 0 | 0 | 0 | [11 empty] | Alpha Value Solar LLC | 100 | Alpha Value Solar LLC | 100
solar pv | Wareham Solar PV | 62055_G_LG395 | 62055 | G | LG395 |  | Solar PV |  | NENGREST | Massachusetts | 25 | Plymouth | 23 | 25023 | 3.3 | 0 | 2018 | 9999 |  |  | N | Solar | [13 empty] | 0 | 0 | 0 | 0 | [11 empty] | NSTAR Co d/b/a Eversource Energy | 100 | Eversource Energy | 100
solar pv | Lancaster | 62056_G_LANC | 62056 | G | LANC |  | Solar PV |  | WEC_LADW | California | 6 | Los Angeles | 37 | 06037 | 3 | 0 | 2018 | 9999 |  |  | N | Solar | [13 empty] | 0 | 0 | 0 | 0 | [11 empty] | AVS Phase 2 LLC | 100 | AVS Phase 2 LLC | 100
solar pv | Hazlehurst III | 62057_G_HZIII | 62057 | G | HZIII |  | Solar PV |  | S_SOU | Georgia | 13 | Jeff Davis | 161 | 13161 | 40 | 0 | 2019 | 9999 |  |  | N | Solar | [13 empty] | 0 | 0 | 0 | 0 | [11 empty] | SR Hazlehurst III LLC | 100 | Silicon Ranch Corp | 100
solar pv | SR Terrell | 62058_G_TERRL | 62058 | G | TERRL |  | Solar PV |  | S_SOU | Georgia | 13 | Terrell | 273 | 13273 | 74 | 0 | 2020 | 9999 |  |  | N | Solar | [13 empty] | 0 | 0 | 0 | 0 | [11 empty] | SR Terrell LLC | 100 | Silicon Ranch Corp | 100
solar pv | East Longmeadow Solar PV | 62059_G_LG400 | 62059 | G | LG400 |  | Solar PV |  | NENGREST | Massachusetts | 25 | Hampden | 13 | 25013 | 5 | 0 | 2019 | 9999 |  |  | N | Solar | [13 empty] | 0 | 0 | 0 | 0 | [11 empty] | Allco Renewable Energy Limited | 100 | Allco Renewable Energy Limited | 100
solar pv | Hampton MN GRE | 62060_G_PV1 | 62060 | G | PV1 |  | Solar PV |  | MIS_MNWI | Minnesota | 27 | Dakota | 37 | 27037 | 2 | 0 | 2018 | 9999 |  |  | N | Solar | [13 empty] | 0 | 0 | 0 | 0 | [11 empty] | SoCore 2017 ProjectCo M6 LLC | 100 | SoCore Energy | 100
solar pv | Anoka County MN CONX | 62061_G_PV1 | 62061 | G | PV1 |  | Solar PV |  | MIS_MNWI | Minnesota | 27 | Anoka | 3 | 27003 | 3.4 | 0 | 2018 | 9999 |  |  | N | Solar | [13 empty] | 0 | 0 | 0 | 0 | [11 empty] | SoCore Energy LLC | 100 | SoCore Energy | 100
solar pv | Athens MN CONX | 62062_G_PV1 | 62062 | G | PV1 |  | Solar PV |  | MIS_MNWI | Minnesota | 27 | Isanti | 59 | 27059 | 6.6 | 0 | 2018 | 9999 |  |  | N | Solar | [13 empty] | 0 | 0 | 0 | 0 | [11 empty] | SoCore 2018 ProjectCo M8 LLC | 100 | SoCore Energy | 100
solar pv | Greenfield Solar PV | 62063_G_LG400 | 62063 | G | LG400 |  | Solar PV |  | NENGREST | Massachusetts | 25 | Franklin | 11 | 25011 | 2 | 0 | 2019 | 9999 |  |  | N | Solar | [13 empty] | 0 | 0 | 0 | 0 | [11 empty] | NSTAR Co d/b/a Eversource Energy | 100 | Eversource Energy | 100
solar pv | Hinsdale Solar PV | 62064_G_LG400 | 62064 | G | LG400 |  | Solar PV |  | NENGREST | Massachusetts | 25 | Berkshire | 3 | 25003 | 2 | 0 | 2019 | 9999 |  |  | N | Solar | [13 empty] | 0 | 0 | 0 | 0 | [11 empty] | GEM Energy | 100 | Rudolph/Libbe Inc | 100
solar pv | Savoy Solar PV | 62065_G_LG400 | 62065 | G | LG400 |  | Solar PV |  | NENGREST | Massachusetts | 25 | Hampshire | 15 | 25015 | 2 | 0 | 2019 | 9999 |  |  | N | Solar | [13 empty] | 0 | 0 | 0 | 0 | [11 empty] | NSTAR Co d/b/a Eversource Energy | 100 | Eversource Energy | 100
solar pv | Southampton Solar PV | 62066_G_LG400 | 62066 | G | LG400 |  | Solar PV |  | NENGREST | Massachusetts | 25 | Hampshire | 15 | 25015 | 2 | 0 | 2019 | 9999 |  |  | N | Solar | [13 empty] | 0 | 0 | 0 | 0 | [11 empty] | NSTAR Co d/b/a Eversource Energy | 100 | Eversource Energy | 100
solar pv | Springfield Solar PV | 62072_G_LG395 | 62072 | G | LG395 |  | Solar PV |  | NENGREST | Massachusetts | 25 | Hampden | 13 | 25013 | 4 | 0 | 2019 | 9999 |  |  | N | Solar | [13 empty] | 0 | 0 | 0 | 0 | [11 empty] | NSTAR Co d/b/a Eversource Energy | 100 | Eversource Energy | 100
solar pv | Hampden Solar PV | 62073_G_LG390 | 62073 | G | LG390 |  | Solar PV |  | NENGREST | Massachusetts | 25 | Hampden | 13 | 25013 | 3.5 | 0 | 2019 | 9999 |  |  | N | Solar | [13 empty] | 0 | 0 | 0 | 0 | [11 empty] | NSTAR Co d/b/a Eversource Energy | 100 | Eversource Energy | 100
solar pv | Bd of Educ of Queen Anne's Cnty, Cnty HS | 62074_G_PV1 | 62074 | G | PV1 |  | Solar PV |  | PJM_EMAC | Maryland | 24 | Queen Annes | 35 | 24035 | 1.7 | 0 | 2019 | 9999 |  |  | N | Solar | [13 empty] | 0 | 0 | 0 | 0 | [11 empty] | SolarCity Corp | 100 | Tesla Inc | 100
solar pv | Pima Community College | 62075_G_PV1 | 62075 | G | PV1 |  | Solar PV |  | WECC_AZ | Arizona | 4 | Pima | 19 | 04019 | 1.1 | 0 | 2019 | 9999 |  |  | N | Solar | [13 empty] | 0 | 0 | 0 | 0 | [11 empty] | Tesla Inc | 100 | Tesla Inc | 100
solar pv | Town of Branford | 62076_G_PV1 | 62076 | G | PV1 |  | Solar PV |  | NENG_CT | Connecticut | 9 | New Haven | 9 | 09009 | 1.1 | 0 | 2018 | 9999 |  |  | N | Solar | [13 empty] | 0 | 0 | 0 | 0 | [11 empty] | Tesla Inc | 100 | Tesla Inc | 100
solar pv | Blue Shld Of Cal- El Dorado Hlls Mtr B | 62077_G_PV1 | 62077 | G | PV1 |  | Solar PV |  | WEC_CALN | California | 6 | El Dorado | 17 | 06017 | 2.1 | 0 | 2019 | 9999 |  |  | N | Solar | [13 empty] | 0 | 0 | 0 | 0 | [11 empty] | Tesla Inc | 100 | Tesla Inc | 100
onshore wind | Whispering Willow North | 62079_G_1 | 62079 | G | 1 |  | Onshore Wind |  | MIS_MIDA | Iowa | 19 | Franklin | 69 | 19069 | 199.9 | 0 | 2020 | 9999 |  |  | N | Wind | [13 empty] | 0 | 0 | 0 | 0 | [11 empty] | Interstate Power & Light Co | 100 | Alliant Energy Corp | 100
onshore wind | Richland | 62080_G_1 | 62080 | G | 1 |  | Onshore Wind |  | MIS_MIDA | Iowa | 19 | Sac | 161 | 19161 | 130.1 | 0 | 2020 | 9999 |  |  | N | Wind | [13 empty] | 0 | 0 | 0 | 0 | [11 empty] | Richland Wind Energy LLC | 100 | Invenergy LLC | 100
onshore wind | Golden Plains | 62081_G_1 | 62081 | G | 1 |  | Onshore Wind |  | MIS_IA | Iowa | 19 | Winnebago | 189 | 19189 | 198.8 | 0 | 2020 | 9999 |  |  | N | Wind | [13 empty] | 0 | 0 | 0 | 0 | [11 empty] | Interstate Power & Light Co | 100 | Alliant Energy Corp | 100
solar pv | Southwick Solar PV | 62082_G_REC34 | 62082 | G | REC34 |  | Solar PV |  | NENGREST | Massachusetts | 25 | Hampden | 13 | 25013 | 5 | 0 | 2019 | 9999 |  |  | N | Solar | [13 empty] | 0 | 0 | 0 | 0 | [11 empty] | NSTAR Co d/b/a Eversource Energy | 100 | Eversource Energy | 100
solar pv | Becker Solar 2 CSG | 62084_G_BCKR2 | 62084 | G | BCKR2 |  | Solar PV |  | MIS_MNWI | Minnesota | 27 | Wright | 171 | 27171 | 1 | 0 | 2019 | 9999 |  |  | N | Solar | [13 empty] | 0 | 0 | 0 | 0 | [11 empty] | Sunshare LLC | 100 | SunShare LLC | 100
solar pv | Becker Solar 3 CSG | 62085_G_BCKR3 | 62085 | G | BCKR3 |  | Solar PV |  | MIS_MNWI | Minnesota | 27 | Wright | 171 | 27171 | 1 | 0 | 2019 | 9999 |  |  | N | Solar | [13 empty] | 0 | 0 | 0 | 0 | [11 empty] | Sunshare LLC | 100 | SunShare LLC | 100
solar pv | Becker Solar 4 CSG | 62086_G_BCKR4 | 62086 | G | BCKR4 |  | Solar PV |  | MIS_MNWI | Minnesota | 27 | Wright | 171 | 27171 | 1 | 0 | 2019 | 9999 |  |  | N | Solar | [13 empty] | 0 | 0 | 0 | 0 | [11 empty] | Sunshare LLC | 100 | SunShare LLC | 100
solar pv | Becker Solar 5 CSG | 62087_G_BCKR5 | 62087 | G | BCKR5 |  | Solar PV |  | MIS_MNWI | Minnesota | 27 | Wright | 171 | 27171 | 1 | 0 | 2019 | 9999 |  |  | N | Solar | [13 empty] | 0 | 0 | 0 | 0 | [11 empty] | Sunshare LLC | 100 | SunShare LLC | 100
solar pv | Schultz CSG | 62088_G_SCHUL | 62088 | G | SCHUL |  | Solar PV |  | MIS_MNWI | Minnesota | 27 | Scott | 139 | 27139 | 1.8 | 0 | 2018 | 9999 |  |  | N | Solar | [13 empty] | 0 | 0 | 0 | 0 | [11 empty] | DG Minnesota CSG LLC | 100 | NextEra Energy Inc | 100
solar pv | Panda Solar NC 1, LLC | 62089_G_20002 | 62089 | G | 20002 |  | Solar PV |  | S_VACA | North Carolina | 37 | Robeson | 155 | 37155 | 1 | 0 | 2019 | 9999 |  |  | N | Solar | [13 empty] | 0 | 0 | 0 | 0 | [11 empty] | Panda Solar NC 1 LLC | 100 | Renesola Ltd | 100
solar pv | Sunderland Solar PV | 62090_G_REC34 | 62090 | G | REC34 |  | Solar PV |  | NENGREST | Massachusetts | 25 | Franklin | 11 | 25011 | 1.1 | 0 | 2018 | 9999 |  |  | N | Solar | [13 empty] | 0 | 0 | 0 | 0 | [11 empty] | NSTAR Co d/b/a Eversource Energy | 100 | Eversource Energy | 100
solar pv | Hatfield Solar PV | 62091_G_LG395 | 62091 | G | LG395 |  | Solar PV |  | NENGREST | Massachusetts | 25 | Hampshire | 15 | 25015 | 3.6 | 0 | 2018 | 9999 |  |  | N | Solar | [13 empty] | 0 | 0 | 0 | 0 | [11 empty] | NSTAR Co d/b/a Eversource Energy | 100 | Eversource Energy | 100
solar pv | Montague Site 36-Grosolar | 62092_G_REC34 | 62092 | G | REC34 |  | Solar PV |  | NENGREST | Massachusetts | 25 | Franklin | 11 | 25011 | 4.1 | 0 | 2018 | 9999 |  |  | N | Solar | [13 empty] | 0 | 0 | 0 | 0 | [11 empty] | NSTAR Co d/b/a Eversource Energy | 100 | Eversource Energy | 100
solar pv | East Springfield Solar PV | 62093_G_REC34 | 62093 | G | REC34 |  | Solar PV |  | NENGREST | Massachusetts | 25 | Hampden | 13 | 25013 | 1.4 | 0 | 2018 | 9999 |  |  | N | Solar | [13 empty] | 0 | 0 | 0 | 0 | [11 empty] | NSTAR Co d/b/a Eversource Energy | 100 | Eversource Energy | 100
solar pv | Quarter Horse Solar | 62095_G_PGRF5 | 62095 | G | PGRF5 |  | Solar PV |  | S_VACA | North Carolina | 37 | Pender | 141 | 37141 | 4.5 | 0 | 2018 | 9999 |  |  | N | Solar | [13 empty] | 0 | 0 | 0 | 0 | [11 empty] | Quarter Horse Farm LLC | 100 | Strata Solar LLC | 100
solar pv | Atkinson Solar II | 62096_G_PGRF3 | 62096 | G | PGRF3 |  | Solar PV |  | S_VACA | North Carolina | 37 | Duplin | 61 | 37061 | 1.9 | 0 | 2018 | 9999 |  |  | N | Solar | [13 empty] | 0 | 0 | 0 | 0 | [11 empty] | Southern Current LLC | 100 | Southern Current LLC | 100
solar pv | Ludlow Site 72 - Conti | 62097_G_LG390 | 62097 | G | LG390 |  | Solar PV |  | NENGREST | Massachusetts | 25 | Hampden | 13 | 25013 | 1.9 | 0 | 2018 | 9999 |  |  | N | Solar | [13 empty] | 0 | 0 | 0 | 0 | [11 empty] | NSTAR Co d/b/a Eversource Energy | 100 | Eversource Energy | 100
solar pv | Tiller CSG | 62098_G_TILLE | 62098 | G | TILLE |  | Solar PV |  | MIS_MNWI | Minnesota | 27 | Sherburne | 141 | 27141 | 5 | 0 | 2018 | 9999 |  |  | N | Solar | [13 empty] | 0 | 0 | 0 | 0 | [11 empty] | DG Minnesota CSG LLC | 100 | NextEra Energy Inc | 100
solar pv | Hammer CSG | 62099_G_HAMME | 62099 | G | HAMME |  | Solar PV |  | MIS_MNWI | Minnesota | 27 | Sherburne | 141 | 27141 | 4.8 | 0 | 2018 | 9999 |  |  | N | Solar | [13 empty] | 0 | 0 | 0 | 0 | [11 empty] | DG Minnesota CSG LLC | 100 | NextEra Energy Inc | 100
solar pv | Warrenton I Solar | 62100_G_PGRI4 | 62100 | G | PGRI4 |  | Solar PV |  | S_VACA | North Carolina | 37 | Warren | 185 | 37185 | 4.9 | 0 | 2018 | 9999 |  |  | N | Solar | [13 empty] | 0 | 0 | 0 | 0 | [11 empty] | Warrenton Solar 1 LLC | 100 | Cypress Creek Holdings LLC | 100
solar pv | Bladenboro Solar 2 | 62101_G_PGRF6 | 62101 | G | PGRF6 |  | Solar PV |  | S_VACA | North Carolina | 37 | Bladen | 17 | 37017 | 4.5 | 0 | 2018 | 9999 |  |  | N | Solar | [13 empty] | 0 | 0 | 0 | 0 | [11 empty] | Bladenboro Farm 2 LLC | 100 | Strata Solar LLC | 100
solar pv | Sadiebrook NC Solar | 62102_G_PGRF1 | 62102 | G | PGRF1 |  | Solar PV |  | S_VACA | North Carolina | 37 | Bladen | 17 | 37017 | 5 | 0 | 2018 | 9999 |  |  | N | Solar | [13 empty] | 0 | 0 | 0 | 0 | [11 empty] | Sadiebrook Solar LLC | 100 | Sadiebrook Solar LLC | 100
solar pv | Lane Solar | 62104_G_PGRF2 | 62104 | G | PGRF2 |  | Solar PV |  | S_VACA | North Carolina | 37 | Wayne | 191 | 37191 | 5 | 0 | 2018 | 9999 |  |  | N | Solar | [13 empty] | 0 | 0 | 0 | 0 | [11 empty] | Lane Solar Farm LLC | 100 | Sustainable Energy Solutions LLC | 100
solar pv | Monticello Project CSG | 62105_G_MONTI | 62105 | G | MONTI |  | Solar PV |  | MIS_MNWI | Minnesota | 27 | Wright | 171 | 27171 | 5 | 0 | 2018 | 9999 |  |  | N | Solar | [13 empty] | 0 | 0 | 0 | 0 | [11 empty] | DG Minnesota CSG LLC | 100 | NextEra Energy Inc | 100
onshore wind | WED Green Hill, LLC | 62106_G_GHILL | 62106 | G | GHILL |  | Onshore Wind |  | NENGREST | Rhode Island | 44 | Providence | 7 | 44007 | 3 | 0 | 2019 | 9999 |  |  | N | Wind | [13 empty] | 0 | 0 | 0 | 0 | [11 empty] | WED Green Hill LLC | 100 | Wind Energy Development | 100
onshore wind | WED Plainfield II, LLC | 62107_G_PLAI2 | 62107 | G | PLAI2 |  | Onshore Wind |  | NENGREST | Rhode Island | 44 | Providence | 7 | 44007 | 3 | 0 | 2019 | 9999 |  |  | N | Wind | [13 empty] | 0 | 0 | 0 | 0 | [11 empty] | WED Plainfield II LLC | 100 | Wind Energy Development | 100
onshore wind | WED Plainfield III, LLC | 62108_G_PLAI3 | 62108 | G | PLAI3 |  | Onshore Wind |  | NENGREST | Rhode Island | 44 | Providence | 7 | 44007 | 3 | 0 | 2019 | 9999 |  |  | N | Wind | [13 empty] | 0 | 0 | 0 | 0 | [11 empty] | WED Plainfield III LLC | 100 | Wind Energy Development | 100
onshore wind | WED Plainfield, LLC | 62109_G_PLAI1 | 62109 | G | PLAI1 |  | Onshore Wind |  | NENGREST | Rhode Island | 44 | Providence | 7 | 44007 | 3 | 0 | 2019 | 9999 |  |  | N | Wind | [13 empty] | 0 | 0 | 0 | 0 | [11 empty] | WED Plainfield LLC | 100 | Wind Energy Development | 100
onshore wind | WED Shun I, LLC | 62110_G_SHUN1 | 62110 | G | SHUN1 |  | Onshore Wind |  | NENGREST | Rhode Island | 44 | Providence | 7 | 44007 | 3 | 0 | 2019 | 9999 |  |  | N | Wind | [13 empty] | 0 | 0 | 0 | 0 | [11 empty] | WED Shun I LLC | 100 | Wind Energy Development | 100
onshore wind | WED Shun II, LLC | 62111_G_SHUN2 | 62111 | G | SHUN2 |  | Onshore Wind |  | NENGREST | Rhode Island | 44 | Providence | 7 | 44007 | 3 | 0 | 2019 | 9999 |  |  | N | Wind | [13 empty] | 0 | 0 | 0 | 0 | [11 empty] | WED Shun II LLC | 100 | Wind Energy Development | 100
onshore wind | WED Shun III, LLC | 62112_G_SHUN3 | 62112 | G | SHUN3 |  | Onshore Wind |  | NENGREST | Rhode Island | 44 | Providence | 7 | 44007 | 3 | 0 | 2019 | 9999 |  |  | N | Wind | [13 empty] | 0 | 0 | 0 | 0 | [11 empty] | WED Shun III LLC | 100 | Wind Energy Development | 100
natural gas combined cycle | AES Alamitos Energy Center | 62115_G_1A | 62115 | G | 1A |  | Combined Cycle |  | WEC_LADW | California | 6 | Los Angeles | 37 | 06037 | 194 | 7050 | 2020 | 9999 |  |  | N | Natural Gas | [13 empty] | 0.011 | 0.011 | 0.011 | 0.011 | [11 empty] | AES Alamitos Energy LLC | 100 | AES Corp (The) | 100
natural gas combined cycle | AES Alamitos Energy Center | 62115_G_1B | 62115 | G | 1B |  | Combined Cycle |  | WEC_LADW | California | 6 | Los Angeles | 37 | 06037 | 194 | 7050 | 2020 | 9999 |  |  | N | Natural Gas | [13 empty] | 0.011 | 0.011 | 0.011 | 0.011 | [11 empty] | AES Alamitos Energy LLC | 100 | AES Corp (The) | 100
natural gas combined cycle | AES Alamitos Energy Center | 62115_G_1S | 62115 | G | 1S |  | Combined Cycle |  | WEC_LADW | California | 6 | Los Angeles | 37 | 06037 | 215 | 7050 | 2020 | 9999 |  |  | N | Natural Gas | [13 empty] | 0.011 | 0.011 | 0.011 | 0.011 | [11 empty] | AES Alamitos Energy LLC | 100 | AES Corp (The) | 100
natural gas combined cycle | AES Huntington Beach Energy Project | 62116_G_1A | 62116 | G | 1A |  | Combined Cycle |  | WECC_SCE | California | 6 | Orange | 59 | 06059 | 194 | 7050 | 2020 | 9999 |  |  | N | Natural Gas | [13 empty] | 0.011 | 0.011 | 0.011 | 0.011 | [11 empty] | AES Southland LLC | 100 | AES Corp (The) | 100
natural gas combined cycle | AES Huntington Beach Energy Project | 62116_G_1B | 62116 | G | 1B |  | Combined Cycle |  | WECC_SCE | California | 6 | Orange | 59 | 06059 | 194 | 7050 | 2020 | 9999 |  |  | N | Natural Gas | [13 empty] | 0.011 | 0.011 | 0.011 | 0.011 | [11 empty] | AES Southland LLC | 100 | AES Corp (The) | 100
natural gas combined cycle | AES Huntington Beach Energy Project | 62116_G_1S | 62116 | G | 1S |  | Combined Cycle |  | WECC_SCE | California | 6 | Orange | 59 | 06059 | 215 | 7050 | 2020 | 9999 |  |  | N | Natural Gas | [13 empty] | 0.011 | 0.011 | 0.011 | 0.011 | [11 empty] | AES Southland LLC | 100 | AES Corp (The) | 100
natural gas peaker | Beloit Memorial Hospital Power Plant | 62117_G_GEN-1 | 62117 | G | GEN-1 |  | Combustion Turbine | IC Engine | MIS_WUMS | Wisconsin | 55 | Rock | 105 | 55105 | 1.5 | 11333 | 2000 | 9999 |  |  | Y | Natural Gas, Distillate Fuel Oil | [13 empty] | 1.061 | 1.061 | 1.061 | 1.061 | [11 empty] | Grumman Butkus | 100 | Grumman Butkus | 100
natural gas peaker | Beloit Memorial Hospital Power Plant | 62117_G_GEN-2 | 62117 | G | GEN-2 |  | Combustion Turbine | IC Engine | MIS_WUMS | Wisconsin | 55 | Rock | 105 | 55105 | 1.5 | 11333 | 2000 | 9999 |  |  | Y | Natural Gas, Distillate Fuel Oil | [13 empty] | 1.061 | 1.061 | 1.061 | 1.061 | [11 empty] | Grumman Butkus | 100 | Grumman Butkus | 100
solar pv | WED GW Solar, LLC | 62118_G_GWSOL | 62118 | G | GWSOL |  | Solar PV |  | NENGREST | Rhode Island | 44 | Providence | 7 | 44007 | 3 | 0 | 2019 | 9999 |  |  | N | Solar | [13 empty] | 0 | 0 | 0 | 0 | [11 empty] | WED GW Solar LLC | 100 | Wind Energy Development | 100
solar pv | University Park Solar | 62119_G_PSUPV | 62119 | G | PSUPV |  | Solar PV |  | PJM_AP | Pennsylvania | 42 | Centre | 27 | 42027 | 1.5 | 0 | 2018 | 9999 |  |  | N | Solar | [13 empty] | 0 | 0 | 0 | 0 | [11 empty] | SS PA II PSU LLC | 100 | SS PA II Psu LLC | 100
solar pv | Panda Solar NC 2, LLC | 62120_G_20003 | 62120 | G | 20003 |  | Solar PV |  | S_VACA | North Carolina | 37 | Robeson | 155 | 37155 | 2 | 0 | 2019 | 9999 |  |  | N | Solar | [13 empty] | 0 | 0 | 0 | 0 | [11 empty] | Panda Solar NC 2 LLC | 100 | Renesola Ltd | 100
solar pv | Panda Solar NC 3, LLC | 62121_G_20011 | 62121 | G | 20011 |  | Solar PV |  | S_VACA | North Carolina | 37 | Robeson | 155 | 37155 | 2 | 0 | 2019 | 9999 |  |  | N | Solar | [13 empty] | 0 | 0 | 0 | 0 | [11 empty] | Panda Solar NC 3 LLC | 100 | Renesola Ltd | 100
solar pv | Panda Solar NC 4, LLC | 62122_G_20009 | 62122 | G | 20009 |  | Solar PV |  | S_VACA | North Carolina | 37 | Bladen | 17 | 37017 | 2 | 0 | 2019 | 9999 |  |  | N | Solar | [13 empty] | 0 | 0 | 0 | 0 | [11 empty] | Panda Solar NC 4 LLC | 100 | Renesola Ltd | 100
solar pv | Panda Solar NC 5, LLC | 62123_G_20007 | 62123 | G | 20007 |  | Solar PV |  | S_VACA | North Carolina | 37 | Cumberland | 51 | 37051 | 1 | 0 | 2019 | 9999 |  |  | N | Solar | [13 empty] | 0 | 0 | 0 | 0 | [11 empty] | Panda Solar NC 5 LLC | 100 | Renesola Ltd | 100
solar pv | Panda Solar NC 6, LLC | 62124_G_20028 | 62124 | G | 20028 |  | Solar PV |  | S_VACA | North Carolina | 37 | Columbus | 47 | 37047 | 1 | 0 | 2019 | 9999 |  |  | N | Solar | [13 empty] | 0 | 0 | 0 | 0 | [11 empty] | Panda Solar NC 6 LLC | 100 | Renesola Ltd | 100
solar pv | Panda Solar NC 7, LLC | 62125_G_20038 | 62125 | G | 20038 |  | Solar PV |  | S_VACA | North Carolina | 37 | Sampson | 163 | 37163 | 1.5 | 0 | 2019 | 9999 |  |  | N | Solar | [13 empty] | 0 | 0 | 0 | 0 | [11 empty] | Panda Solar NC 7 LLC | 100 | Renesola Ltd | 100
solar pv | Panda Solar NC 8, LLC | 62126_G_20052 | 62126 | G | 20052 |  | Solar PV |  | S_VACA | North Carolina | 37 | Moore | 125 | 37125 | 2 | 0 | 2019 | 9999 |  |  | N | Solar | [13 empty] | 0 | 0 | 0 | 0 | [11 empty] | Panda Solar NC 8 LLC | 100 | Renesola Ltd | 100
solar pv | Panda Solar NC 9, LLC | 62127_G_20022 | 62127 | G | 20022 |  | Solar PV |  | S_VACA | North Carolina | 37 | Cumberland | 51 | 37051 | 2 | 0 | 2019 | 9999 |  |  | N | Solar | [13 empty] | 0 | 0 | 0 | 0 | [11 empty] | Panda Solar NC 9 LLC | 100 | Renesola Ltd | 100
solar pv | Panda Solar NC 10, LLC | 62128_G_20031 | 62128 | G | 20031 |  | Solar PV |  | S_VACA | North Carolina | 37 | Cumberland | 51 | 37051 | 2 | 0 | 2019 | 9999 |  |  | N | Solar | [13 empty] | 0 | 0 | 0 | 0 | [11 empty] | Panda Solar NC 10 LLC | 100 | Renesola Ltd | 100
solar pv | Panda Solar NC 11, LLC | 62129_G_20032 | 62129 | G | 20032 |  | Solar PV |  | S_VACA | North Carolina | 37 | Cumberland | 51 | 37051 | 2 | 0 | 2019 | 9999 |  |  | N | Solar | [13 empty] | 0 | 0 | 0 | 0 | [11 empty] | Panda Solar NC 11 LLC | 100 | Renesola Ltd | 100
onshore wind | Roseman | 62130_G_ROS | 62130 | G | ROS |  | Onshore Wind |  | MIS_MIDA | Iowa | 19 | Cass | 29 | 19029 | 1.8 | 0 | 2017 | 9999 |  |  | N | Wind | [13 empty] | 0 | 0 | 0 | 0 | [11 empty] | Roseman Energy LLC | 100 | Roseman Energy LLC | 100
solar pv | Red Toad 4451 Buffalo Road, LLC | 62131_G_G4451 | 62131 | G | G4451 |  | Solar PV |  | S_VACA | North Carolina | 37 | Johnston | 101 | 37101 | 2 | 0 | 2018 | 9999 |  |  | N | Solar | [13 empty] | 0 | 0 | 0 | 0 | [11 empty] | Red Toad Phase 2 Buffalo Road LLC | 100 | Red Toad Phase 2 Buffalo Road LLC | 100
onshore wind | Arbor Hill Wind Farm | 62132_G_WT1 | 62132 | G | WT1 |  | Onshore Wind |  | MIS_MIDA | Iowa | 19 | Adair | 1 | 19001 | 250 | 0 | 2018 | 9999 |  |  | N | Wind | [13 empty] | 0 | 0 | 0 | 0 | [11 empty] | MidAmerican Energy Co | 100 | Berkshire Hathaway Inc | 100
onshore wind | North English | 62133_G_GT1 | 62133 | G | GT1 |  | Onshore Wind |  | MIS_IA | Iowa | 19 | Poweshiek | 157 | 19157 | 200 | 0 | 2018 | 9999 |  |  | N | Wind | [13 empty] | 0 | 0 | 0 | 0 | [11 empty] | MidAmerican Energy Co | 100 | Berkshire Hathaway Inc | 100
solar pv | Palmer | 62135_G_PAL01 | 62135 | G | PAL01 |  | Solar PV |  | NENGREST | Massachusetts | 25 | Hampden | 13 | 25013 | 3.5 | 0 | 2019 | 9999 |  |  | N | Solar | [13 empty] | 0 | 0 | 0 | 0 | [11 empty] | River Street South 1 LLC | 100 | AES Corp (The) | 100
solar pv | Arthur Solar, LLC | 62136_G_ART01 | 62136 | G | ART01 |  | Solar PV |  | S_VACA | North Carolina | 37 | Columbus | 47 | 37047 | 5 | 0 | 2018 | 9999 |  |  | N | Solar | [13 empty] | 0 | 0 | 0 | 0 | [11 empty] | Arthur Solar LLC | 100 | Cypress Creek Holdings LLC | 100
solar pv | Eichtens II CSG | 62137_G_SO340 | 62137 | G | SO340 |  | Solar PV |  | MIS_MNWI | Minnesota | 27 | Chisago | 25 | 27025 | 1 | 0 | 2018 | 9999 |  |  | N | Solar | [13 empty] | 0 | 0 | 0 | 0 | [11 empty] | Eichtens MN LLC | 100 | WGL Holdings Inc | 100
solar pv | Barone CSG | 62138_G_SO328 | 62138 | G | SO328 |  | Solar PV |  | MIS_MNWI | Minnesota | 27 | McLeod | 85 | 27085 | 1 | 0 | 2018 | 9999 |  |  | N | Solar | [13 empty] | 0 | 0 | 0 | 0 | [11 empty] | Terraform Power Inc | 100 | Brookfield Asset Management Inc | 100
solar pv | Huneke II CSG | 62139_G_SO346 | 62139 | G | SO346 |  | Solar PV |  | MIS_MNWI | Minnesota | 27 | Goodhue | 49 | 27049 | 1.1 | 0 | 2018 | 9999 |  |  | N | Solar | [13 empty] | 0 | 0 | 0 | 0 | [11 empty] | WGL Solar Huneke II LLC | 100 | AltaGas Ltd | 100
solar pv | Puller Solar | 62140_G_PULL | 62140 | G | PULL |  | Solar PV |  | PJM_Dom | Virginia | 51 | Middlesex | 119 | 51119 | 15 | 0 | 2018 | 9999 |  |  | N | Solar | [13 empty] | 0 | 0 | 0 | 0 | [11 empty] | Dominion Energy Inc | 100 | Dominion Energy Inc | 100
solar pv | Rambler | 62141_G_RMBLR | 62141 | G | RMBLR |  | Solar PV |  | ERC_WEST | Texas | 48 | Tom Green | 451 | 48451 | 200 | 0 | 2020 | 9999 |  |  | N | Solar | [13 empty] | 0 | 0 | 0 | 0 | [11 empty] | Rambler LLC | 100 | Duke Energy Corp | 100
solar pv | MSC-GreyCloud01 Community Solar | 62143_G_52785 | 62143 | G | 52785 |  | Solar PV |  | MIS_MNWI | Minnesota | 27 | Washington | 163 | 27163 | 1 | 0 | 2019 | 9999 |  |  | N | Solar | [13 empty] | 0 | 0 | 0 | 0 | [11 empty] | MSC-GreyCloud01 LLC | 100 | MSC Greycloud01 LLC | 100
solar pv | MSC-Scandia01 CSG | 62144_G_52741 | 62144 | G | 52741 |  | Solar PV |  | MIS_MNWI | Minnesota | 27 | Washington | 163 | 27163 | 1 | 0 | 2019 | 9999 |  |  | N | Solar | [13 empty] | 0 | 0 | 0 | 0 | [11 empty] | MSC Scandia01 LLC | 100 | MSC Scandia01 LLC | 100
solar pv | Minisink Solar 1 LLC | 62145_G_MINI1 | 62145 | G | MINI1 |  | Solar PV |  | NY_Z_G-I | New York | 36 | Orange | 71 | 36071 | 1.8 | 0 | 2018 | 9999 |  |  | N | Solar | [13 empty] | 0 | 0 | 0 | 0 | [11 empty] | Minisink Solar 1 LLC | 100 | NRG Energy Inc | 100
solar pv | Minisink Community Solar 2 LLC | 62146_G_MINI2 | 62146 | G | MINI2 |  | Solar PV |  | NY_Z_G-I | New York | 36 | Orange | 71 | 36071 | 2.8 | 0 | 2018 | 9999 |  |  | N | Solar | [13 empty] | 0 | 0 | 0 | 0 | [11 empty] | Minisink Solar 2 LLC | 100 | NRG Energy Inc | 100
0 | KCE NY 1 | 62147_G_KNY1 | 62147 | G | KNY1 |  | Energy Storage |  | NY_Z_F | New York | 36 | Saratoga | 91 | 36091 | 20 | 0 | 2019 | 9999 |  |  | N | Energy Storage | [13 empty] | 0 | 0 | 0 | 0 | [11 empty] | KCE NY 1 LLC | 100 | Key Capture Energy | 100
solar pv | Goose Lake MN DPC-GM | 62148_G_PV1 | 62148 | G | PV1 |  | Solar PV |  | MIS_MNWI | Minnesota | 27 | Freeborn | 47 | 27047 | 1.5 | 0 | 2019 | 9999 |  |  | N | Solar | [13 empty] | 0 | 0 | 0 | 0 | [11 empty] | SoCore 2018 ProjectCo W26 LLC | 100 | ENGIE SA | 100
solar pv | Syncarpha Eagle Nest | 62149_G_SYEN1 | 62149 | G | SYEN1 |  | Solar PV |  | WECC_NM | New Mexico | 35 | Colfax | 7 | 35007 | 1 | 0 | 2018 | 9999 |  |  | N | Solar | [13 empty] | 0 | 0 | 0 | 0 | [11 empty] | Syncarpha Eagle Nest I LLC | 100 | Syncarpha Capital | 100
solar pv | Chaffey College Rancho Cucamonga Campus | 62150_G_SOLAR | 62150 | G | SOLAR |  | Solar PV |  | WECC_SCE | California | 6 | San Bernardino | 71 | 06071 | 4 | 0 | 2017 | 9999 |  |  | N | Solar | [13 empty] | 0 | 0 | 0 | 0 | [11 empty] | Chaffey Community College District | 100 | Chaffey Community College District | 100
solar pv | Kelly Bridge Road Community Solar Farm | 62154_G_12 | 62154 | G | 12 |  | Solar PV |  | NY_Z_G-I | New York | 36 | Sullivan | 105 | 36105 | 2 | 0 | 2019 | 9999 |  |  | N | Solar | [13 empty] | 0 | 0 | 0 | 0 | [11 empty] | Delaware River Solar | 100 | Delaware River Solar | 100
solar pv | Hospital Rd Community Solar Farm | 62155_G_9 | 62155 | G | 9 |  | Solar PV |  | NY_Z_G-I | New York | 36 | Sullivan | 105 | 36105 | 1.4 | 0 | 2019 | 9999 |  |  | N | Solar | [13 empty] | 0 | 0 | 0 | 0 | [11 empty] | NY Delaware II LLC | 100 | NY Delaware II LLC | 100
solar pv | Pool Brook Rd Community Solar Farm | 62156_G_15 | 62156 | G | 15 |  | Solar PV |  | NY_Z_C&E | New York | 36 | Otsego | 77 | 36077 | 2 | 0 | 2019 | 9999 |  |  | N | Solar | [13 empty] | 0 | 0 | 0 | 0 | [11 empty] | Delaware River Solar | 100 | Delaware River Solar | 100
solar pv | Breesport Road Community Solar Farm | 62157_G_235 | 62157 | G | 235 |  | Solar PV |  | NY_Z_C&E | New York | 36 | Chemung | 15 | 36015 | 2 | 0 | 2019 | 9999 |  |  | N | Solar | [13 empty] | 0 | 0 | 0 | 0 | [11 empty] | NY Baldwin I LLC | 100 | NY Baldwin I LLC | 100
solar pv | Sacket Lake Rd #1 Community Solar Farm | 62158_G_11 | 62158 | G | 11 |  | Solar PV |  | NY_Z_G-I | New York | 36 | Sullivan | 105 | 36105 | 2 | 0 | 2019 | 9999 |  |  | N | Solar | [13 empty] | 0 | 0 | 0 | 0 | [11 empty] | Delaware River Solar | 100 | Delaware River Solar | 100
solar pv | Sacket Lake Rd #2 Community Solar Farm | 62159_G_20 | 62159 | G | 20 |  | Solar PV |  | NY_Z_G-I | New York | 36 | Sullivan | 105 | 36105 | 1.7 | 0 | 2019 | 9999 |  |  | N | Solar | [13 empty] | 0 | 0 | 0 | 0 | [11 empty] | Delaware River Solar | 100 | Delaware River Solar | 100
solar pv | Turner Rd Community Solar Project | 62160_G_300 | 62160 | G | 300 |  | Solar PV |  | NY_Z_C&E | New York | 36 | Chemung | 15 | 36015 | 2 | 0 | 2019 | 9999 |  |  | N | Solar | [13 empty] | 0 | 0 | 0 | 0 | [11 empty] | NY Baldwin II LLC | 100 | NY Baldwin II LLC | 100
onshore wind | Galactic Wind | 62161_G_GWT | 62161 | G | GWT |  | Onshore Wind |  | MIS_WUMS | Wisconsin | 55 | Dane | 25 | 55025 | 9.9 | 0 | 2012 | 9999 |  |  | N | Wind | [13 empty] | 0 | 0 | 0 | 0 | [11 empty] | Galactic Wind LLC | 100 | Epic Systems | 100
solar pv | Meridian III | 62163_G_MRDII | 62163 | G | MRDII |  | Solar PV |  | S_SOU | Mississippi | 28 | Lauderdale | 75 | 28075 | 52.5 | 0 | 2019 | 9999 |  |  | N | Solar | [13 empty] | 0 | 0 | 0 | 0 | [11 empty] | SR Meridian III LLC | 100 | Silicon Ranch Corp | 100
solar pv | Meridian II | 62164_G_MRDII | 62164 | G | MRDII |  | Solar PV |  | S_C_TVA | Mississippi | 28 | Lauderdale | 75 | 28075 | 5 | 0 | 2019 | 9999 |  |  | N | Solar | [13 empty] | 0 | 0 | 0 | 0 | [11 empty] | SR Meridian II | 100 | Silicon Ranch Corp | 100
solar pv | County Home Solar LLC | 62167_G_COU01 | 62167 | G | COU01 |  | Solar PV |  | S_VACA | North Carolina | 37 | Richmond | 153 | 37153 | 7.5 | 0 | 2018 | 9999 |  |  | N | Solar | [13 empty] | 0 | 0 | 0 | 0 | [11 empty] | Radian Generation | 100 | Radian Generation | 100
solar pv | Church Road Solar LLC | 62168_G_CHU01 | 62168 | G | CHU01 |  | Solar PV |  | S_VACA | North Carolina | 37 | Harnett | 85 | 37085 | 5 | 0 | 2018 | 9999 |  |  | N | Solar | [13 empty] | 0 | 0 | 0 | 0 | [11 empty] | New Energy Solar Ltd | 100 | New Energy Solar Ltd | 100
solar pv | Boring Solar LLC | 62169_G_BSPV2 | 62169 | G | BSPV2 |  | Solar PV |  | WECC_PNW | Oregon | 41 | Clackamas | 5 | 41005 | 2.2 | 0 | 2019 | 9999 |  |  | N | Solar | [13 empty] | 0 | 0 | 0 | 0 | [11 empty] | Boring Solar LLC | 100 | Oregon Solar Land Holdings LLC | 100
solar pv | Ballston Solar LLC | 62170_G_BSPV1 | 62170 | G | BSPV1 |  | Solar PV |  | WECC_PNW | Oregon | 41 | Yamhill | 71 | 41071 | 2.2 | 0 | 2018 | 9999 |  |  | N | Solar | [13 empty] | 0 | 0 | 0 | 0 | [11 empty] | Ballston Solar LLC | 100 | Oregon Solar Land Holdings LLC | 100
solar pv | Labish Solar LLC | 62171_G_LSPV2 | 62171 | G | LSPV2 |  | Solar PV |  | WECC_PNW | Oregon | 41 | Marion | 47 | 41047 | 2.2 | 0 | 2018 | 9999 |  |  | N | Solar | [13 empty] | 0 | 0 | 0 | 0 | [11 empty] | Labish Solar LLC | 100 | Labish Solar LLC | 100
onshore wind | Birch | 62172_G_BIR | 62172 | G | BIR |  | Onshore Wind |  | MIS_IA | Iowa | 19 | Taylor | 173 | 19173 | 1.8 | 0 | 2017 | 9999 |  |  | N | Wind | [13 empty] | 0 | 0 | 0 | 0 | [11 empty] | Birch Power Co | 100 | Birch Power Co | 100
solar pv | SR Jonesborough | 62173_G_JONES | 62173 | G | JONES |  | Solar PV |  | S_C_TVA | Tennessee | 47 | Washington | 179 | 47179 | 4.4 | 0 | 2018 | 9999 |  |  | N | Solar | [13 empty] | 0 | 0 | 0 | 0 | [11 empty] | SR Jonesborough II LLC | 100 | Silicon Ranch Corp | 100
solar pv | CNMEC Solar Energy Center | 62191_G_CNMEC | 62191 | G | CNMEC |  | Solar PV |  | WECC_NM | New Mexico | 35 | Torrance | 57 | 35057 | 2 | 0 | 2018 | 9999 |  |  | N | Solar | [13 empty] | 0 | 0 | 0 | 0 | [11 empty] | New Mexico Renewable Development LLC | 100 | New Mexico Renewable Development LLC | 100
natural gas combined cycle | Blue Water Energy Center | 62192_G_11 | 62192 | G | 11 |  | Combined Cycle |  | MIS_LMI | Michigan | 26 | St Clair | 147 | 26147 | 359 | 7050 | 2022 | 9999 |  |  | N | Natural Gas | [13 empty] | 0.011 | 0.011 | 0.011 | 0.011 | [11 empty] | DTE Energy Co | 100 | DTE Energy Co | 100
natural gas combined cycle | Blue Water Energy Center | 62192_G_12 | 62192 | G | 12 |  | Combined Cycle |  | MIS_LMI | Michigan | 26 | St Clair | 147 | 26147 | 359 | 7050 | 2022 | 9999 |  |  | N | Natural Gas | [13 empty] | 0.011 | 0.011 | 0.011 | 0.011 | [11 empty] | DTE Energy Co | 100 | DTE Energy Co | 100
natural gas combined cycle | Blue Water Energy Center | 62192_G_1S | 62192 | G | 1S |  | Combined Cycle |  | MIS_LMI | Michigan | 26 | St Clair | 147 | 26147 | 428 | 7050 | 2022 | 9999 | other |  | N | Natural Gas | [13 empty] | 0.011 | 0.011 | 0.011 | 0.011 | [11 empty] | DTE Energy Co | 100 | DTE Energy Co | 100
solar pv | Winegar CSG | 62193_G_SO377 | 62193 | G | SO377 |  | Solar PV |  | MIS_MNWI | Minnesota | 27 | Waseca | 161 | 27161 | 1 | 0 | 2018 | 9999 |  |  | N | Solar | [13 empty] | 0 | 0 | 0 | 0 | [11 empty] | Terraform Power Inc | 100 | Brookfield Asset Management Inc | 100
solar pv | Bolduan CSG | 62194_G_SO360 | 62194 | G | SO360 |  | Solar PV |  | MIS_MNWI | Minnesota | 27 | Waseca | 161 | 27161 | 1 | 0 | 2018 | 9999 |  |  | N | Solar | [13 empty] | 0 | 0 | 0 | 0 | [11 empty] | Terraform Power Inc | 100 | Brookfield Asset Management Inc | 100
solar pv | Guse CSG | 62195_G_SO371 | 62195 | G | SO371 |  | Solar PV |  | MIS_MNWI | Minnesota | 27 | Waseca | 161 | 27161 | 1 | 0 | 2018 | 9999 |  |  | N | Solar | [13 empty] | 0 | 0 | 0 | 0 | [11 empty] | Terraform Power Inc | 100 | Brookfield Asset Management Inc | 100
solar pv | Hadley 2 Solar, LLC | 62196_G_2368 | 62196 | G | 2368 |  | Solar PV |  | NENGREST | Massachusetts | 25 | Hampshire | 15 | 25015 | 1.9 | 0 | 2016 | 9999 |  |  | N | Solar | [13 empty] | 0 | 0 | 0 | 0 | [11 empty] | Hadley 2 Solar LLC | 100 | Nexamp | 100
solar pv | East Bridgewater Solar | 62197_G_EBRID | 62197 | G | EBRID |  | Solar PV |  | NENGREST | Massachusetts | 25 | Plymouth | 23 | 25023 | 2.3 | 0 | 2017 | 9999 |  |  | N | Solar | [13 empty] | 0 | 0 | 0 | 0 | [11 empty] | Solten East Bridgewater 6000 LLC | 100 | Solten East Bridgewater 6000 LLC | 100
solar pv | Griffin Road Solar, LLC | 62198_G_2639 | 62198 | G | 2639 |  | Solar PV |  | NENGREST | Massachusetts | 25 | Worcester | 27 | 25027 | 2 | 0 | 2018 | 9999 |  |  | N | Solar | [13 empty] | 0 | 0 | 0 | 0 | [11 empty] | Griffin Road Solar LLC | 100 | Griffin Road Solar LLC | 100
solar pv | Ashby Solar, LLC | 62199_G_4472 | 62199 | G | 4472 |  | Solar PV |  | NENGREST | Massachusetts | 25 | Worcester | 27 | 25027 | 1.8 | 0 | 2018 | 9999 |  |  | N | Solar | [13 empty] | 0 | 0 | 0 | 0 | [11 empty] | Ashby Solar LLC | 100 | Ashby Solar LLC | 100
solar pv | Dudley Solar | 62201_G_02419 | 62201 | G | 02419 |  | Solar PV |  | NENGREST | Massachusetts | 25 | Worcester | 27 | 25027 | 1.9 | 0 | 2017 | 9999 |  |  | N | Solar | [13 empty] | 0 | 0 | 0 | 0 | [11 empty] | Dudley Solar LLC | 100 | Nexamp | 100
solar pv | Williamsburg | 62202_G_WIL01 | 62202 | G | WIL01 |  | Solar PV |  | NENGREST | Massachusetts | 25 | Hampshire | 15 | 25015 | 4 | 0 | 2019 | 9999 |  |  | N | Solar | [13 empty] | 0 | 0 | 0 | 0 | [11 empty] | Williamsburg East Street Solar LLC | 100 | AES Corp (The) | 100
solar pv | Monson Solar, LLC | 62203_G_2701 | 62203 | G | 2701 |  | Solar PV |  | NENGREST | Massachusetts | 25 | Hampden | 13 | 25013 | 2 | 0 | 2017 | 9999 |  |  | N | Solar | [13 empty] | 0 | 0 | 0 | 0 | [11 empty] | Monson Solar LLC | 100 | Nexamp | 100
solar pv | Red Toad 5840 Buffalo Road, LLC | 62204_G_G5840 | 62204 | G | G5840 |  | Solar PV |  | S_VACA | North Carolina | 37 | Johnston | 101 | 37101 | 2 | 0 | 2018 | 9999 |  |  | N | Solar | [13 empty] | 0 | 0 | 0 | 0 | [11 empty] | Red Toad 5840 Buffalo Road LLC | 100 | Helios 1 LL LLC | 100
solar pv | Nickelson Solar, LLC | 62205_G_GNICK | 62205 | G | GNICK |  | Solar PV |  | S_VACA | North Carolina | 37 | Duplin | 61 | 37061 | 5.3 | 0 | 2018 | 9999 |  |  | N | Solar | [13 empty] | 0 | 0 | 0 | 0 | [11 empty] | Nickelson Solar LLC | 100 | Cypress Creek Holdings LLC | 100
solar pv | Hibiscus Solar Energy Center | 62206_G_1 | 62206 | G | 1 |  | Solar PV |  | FRCC | Florida | 12 | Palm Beach | 99 | 12099 | 74.5 | 0 | 2020 | 9999 |  |  | N | Solar | [13 empty] | 0 | 0 | 0 | 0 | [11 empty] | Florida Power & Light Co | 100 | NextEra Energy Inc | 100
solar pv | NIST Solar | 62208_G_PV1 | 62208 | G | PV1 |  | Solar PV |  | PJM_SMAC | Maryland | 24 | Montgomery | 31 | 24031 | 4 | 0 | 2018 | 9999 |  |  | N | Solar | [13 empty] | 0 | 0 | 0 | 0 | [11 empty] | Constellation NewEnergy Inc | 100 | Exelon Corp | 100
solar pv | Randolph CSG PV1-5 | 62209_G_RAND1 | 62209 | G | RAND1 |  | Solar PV |  | MIS_MNWI | Minnesota | 27 | Dakota | 37 | 27037 | 1 | 0 | 2019 | 9999 |  |  | N | Solar | [13 empty] | 0 | 0 | 0 | 0 | [11 empty] | Randolph CSG 1 LLC | 100 | Ecoplexus Inc | 100
solar pv | Randolph CSG PV1-5 | 62209_G_RAND2 | 62209 | G | RAND2 |  | Solar PV |  | MIS_MNWI | Minnesota | 27 | Dakota | 37 | 27037 | 1 | 0 | 2019 | 9999 |  |  | N | Solar | [13 empty] | 0 | 0 | 0 | 0 | [11 empty] | Randolph CSG 1 LLC | 100 | Ecoplexus Inc | 100
solar pv | Randolph CSG PV1-5 | 62209_G_RAND3 | 62209 | G | RAND3 |  | Solar PV |  | MIS_MNWI | Minnesota | 27 | Dakota | 37 | 27037 | 1 | 0 | 2019 | 9999 |  |  | N | Solar | [13 empty] | 0 | 0 | 0 | 0 | [11 empty] | Randolph CSG 1 LLC | 100 | Ecoplexus Inc | 100
solar pv | Randolph CSG PV1-5 | 62209_G_RAND4 | 62209 | G | RAND4 |  | Solar PV |  | MIS_MNWI | Minnesota | 27 | Dakota | 37 | 27037 | 1 | 0 | 2019 | 9999 |  |  | N | Solar | [13 empty] | 0 | 0 | 0 | 0 | [11 empty] | Randolph CSG 1 LLC | 100 | Ecoplexus Inc | 100
solar pv | Randolph CSG PV1-5 | 62209_G_RAND5 | 62209 | G | RAND5 |  | Solar PV |  | MIS_MNWI | Minnesota | 27 | Dakota | 37 | 27037 | 1 | 0 | 2019 | 9999 |  |  | N | Solar | [13 empty] | 0 | 0 | 0 | 0 | [11 empty] | Randolph CSG 1 LLC | 100 | Ecoplexus Inc | 100
solar pv | Felton CSG PV1-5 | 62210_G_FELT1 | 62210 | G | FELT1 |  | Solar PV |  | MIS_MNWI | Minnesota | 27 | Dakota | 37 | 27037 | 1 | 0 | 2019 | 9999 |  |  | N | Solar | [13 empty] | 0 | 0 | 0 | 0 | [11 empty] | Felton Farms CSG 1 LLC | 100 | Ecoplexus Inc | 100
solar pv | Felton CSG PV1-5 | 62210_G_FELT2 | 62210 | G | FELT2 |  | Solar PV |  | MIS_MNWI | Minnesota | 27 | Dakota | 37 | 27037 | 1 | 0 | 2019 | 9999 |  |  | N | Solar | [13 empty] | 0 | 0 | 0 | 0 | [11 empty] | Felton Farms CSG 1 LLC | 100 | Ecoplexus Inc | 100
solar pv | Felton CSG PV1-5 | 62210_G_FELT3 | 62210 | G | FELT3 |  | Solar PV |  | MIS_MNWI | Minnesota | 27 | Dakota | 37 | 27037 | 1 | 0 | 2019 | 9999 |  |  | N | Solar | [13 empty] | 0 | 0 | 0 | 0 | [11 empty] | Felton Farms CSG 1 LLC | 100 | Ecoplexus Inc | 100
solar pv | Felton CSG PV1-5 | 62210_G_FELT4 | 62210 | G | FELT4 |  | Solar PV |  | MIS_MNWI | Minnesota | 27 | Dakota | 37 | 27037 | 1 | 0 | 2019 | 9999 |  |  | N | Solar | [13 empty] | 0 | 0 | 0 | 0 | [11 empty] | Felton Farms CSG 1 LLC | 100 | Ecoplexus Inc | 100
solar pv | Felton CSG PV1-5 | 62210_G_FELT5 | 62210 | G | FELT5 |  | Solar PV |  | MIS_MNWI | Minnesota | 27 | Dakota | 37 | 27037 | 1 | 0 | 2019 | 9999 |  |  | N | Solar | [13 empty] | 0 | 0 | 0 | 0 | [11 empty] | Felton Farms CSG 1 LLC | 100 | Ecoplexus Inc | 100
0 | Ashburnham Energy Storage Project | 62219_G_AMLPB | 62219 | G | AMLPB |  | Energy Storage |  | NENGREST | Massachusetts | 25 | Worcester | 27 | 25027 | 3 | 0 | 2019 | 9999 |  |  | N | Energy Storage | [13 empty] | 0 | 0 | 0 | 0 | [11 empty] | Massachusetts Municipal Wholesale Electric Co | 100 | Massachusetts Municipal Wholesale Electric Co | 100
onshore wind | East Fork Wind Project, LLC | 62220_G_WTGS | 62220 | G | WTGS |  | Onshore Wind |  | SPP_N | Kansas | 20 | Thomas | 193 | 20193 | 195.8 | 0 | 2020 | 9999 |  |  | N | Wind | [13 empty] | 0 | 0 | 0 | 0 | [11 empty] | East Fork Wind Project LLC | 100 | ENGIE SA | 100
solar pv | Warren Solar Farm LLC | 62223_G_10423 | 62223 | G | 10423 |  | Solar PV |  | S_VACA | North Carolina | 37 | Sampson | 163 | 37163 | 5 | 0 | 2019 | 9999 |  |  | N | Solar | [13 empty] | 0 | 0 | 0 | 0 | [11 empty] | Warren Solar Farm LLC | 100 | ESA Renewables LLC | 100
solar pv | Oak Leaf Solar XXVII LLC | 62224_G_53971 | 62224 | G | 53971 |  | Solar PV |  | WECC_CO | Colorado | 8 | Weld | 123 | 08123 | 1.5 | 0 | 2018 | 9999 |  |  | N | Solar | [13 empty] | 0 | 0 | 0 | 0 | [11 empty] | Oak Leaf Solar XXVII LLC | 100 | Greenbacker Renewable Energy Corp | 100
solar pv | Hunterdon Health System Solar Project | 62225_G_PV1 | 62225 | G | PV1 |  | Solar PV |  | PJM_EMAC | New Jersey | 34 | Hunterdon | 19 | 34019 | 1.5 | 0 | 2019 | 9999 |  |  | N | Solar | [13 empty] | 0 | 0 | 0 | 0 | [11 empty] | NJ Solar 1 LLC | 100 | ENGIE SA | 100
solar pv | Westminster Renewables, LLC | 62226_G_2479 | 62226 | G | 2479 |  | Solar PV |  | NENGREST | Massachusetts | 25 | Worcester | 27 | 25027 | 1.5 | 0 | 2018 | 9999 |  |  | N | Solar | [13 empty] | 0 | 0 | 0 | 0 | [11 empty] | Westminster Renewables LLC | 100 | Westminster Renewables LLC | 100
onshore wind | Seymour Hills Wind Project, LLC | 62227_G_WTGS | 62227 | G | WTGS |  | Onshore Wind |  | ERC_WEST | Texas | 48 | Baylor | 23 | 48023 | 30.2 | 0 | 2019 | 9999 |  |  | N | Wind | [13 empty] | 0 | 0 | 0 | 0 | [11 empty] | Seymour Hills Wind Project LLC | 100 | ENGIE SA | 100
solar pv | Otis Elevator Company Solar | 62228_G_O1614 | 62228 | G | O1614 |  | Solar PV |  | S_VACA | South Carolina | 45 | Florence | 41 | 45041 | 1 | 0 | 2018 | 9999 |  |  | N | Solar | [13 empty] | 0 | 0 | 0 | 0 | [11 empty] | Otis Elevator Co | 100 | Otis Elevator Co | 100
solar pv | Oak Leaf Solar XXX LLC (CSG) | 62239_G_53963 | 62239 | G | 53963 |  | Solar PV |  | WECC_CO | Colorado | 8 | Alamosa | 3 | 08003 | 1.5 | 0 | 2018 | 9999 |  |  | N | Solar | [13 empty] | 0 | 0 | 0 | 0 | [11 empty] | Oak Leaf Solar XXX LLC | 100 | Greenbacker Renewable Energy Corp | 100
solar pv | Burgaw Solar, LLC | 62240_G_1072 | 62240 | G | 1072 |  | Solar PV |  | S_VACA | North Carolina | 37 | Pender | 141 | 37141 | 5 | 0 | 2019 | 9999 |  |  | N | Solar | [13 empty] | 0 | 0 | 0 | 0 | [11 empty] | Burgaw Solar LLC | 100 | Greengo Energy US Inc | 100
solar pv | NorWest Energy 9 LLC | 62241_G_NWE9 | 62241 | G | NWE9 |  | Solar PV |  | WECC_PNW | Oregon | 41 | Umatilla | 59 | 41059 | 8 | 0 | 2018 | 9999 |  |  | N | Solar | [13 empty] | 0 | 0 | 0 | 0 | [11 empty] | NorWest Energy 9 LLC | 100 | Cypress Creek Holdings LLC | 100
solar pv | County of San Diego SBRC | 62242_G_SBRC | 62242 | G | SBRC |  | Solar PV |  | WEC_SDGE | California | 6 | San Diego | 73 | 06073 | 1.3 | 0 | 2018 | 9999 |  |  | N | Solar | [13 empty] | 0 | 0 | 0 | 0 | [11 empty] | Solar Star California LXIII LLC | 100 | SunPower Corp | 100
solar pv | Oak Leaf Solar XXI (CSG) | 62243_G_53964 | 62243 | G | 53964 |  | Solar PV |  | WECC_CO | Colorado | 8 | Arapahoe | 5 | 08005 | 1.5 | 0 | 2018 | 9999 |  |  | N | Solar | [13 empty] | 0 | 0 | 0 | 0 | [11 empty] | Oak Leaf Solar XXI LLC | 100 | Greenbacker Renewable Energy Corp | 100
solar pv | Oak Leaf Solar XXXI LLC (CSG) | 62244_G_53977 | 62244 | G | 53977 |  | Solar PV |  | WECC_CO | Colorado | 8 | Mesa | 77 | 08077 | 1.5 | 0 | 2018 | 9999 |  |  | N | Solar | [13 empty] | 0 | 0 | 0 | 0 | [11 empty] | Oak Leaf Solar XXXI LLC | 100 | Greenbacker Renewable Energy Corp | 100
solar pv | Oak Leaf Solar XXV LLC (CSG) | 62245_G_53968 | 62245 | G | 53968 |  | Solar PV |  | WECC_CO | Colorado | 8 | Arapahoe | 5 | 08005 | 1.5 | 0 | 2018 | 9999 |  |  | N | Solar | [13 empty] | 0 | 0 | 0 | 0 | [11 empty] | Oak Leaf Solar XXV LLC | 100 | Greenbacker Renewable Energy Corp | 100
solar pv | Target Woodland Solar Project | 62246_G_TWSP | 62246 | G | TWSP |  | Solar PV |  | WEC_CALN | California | 6 | Yolo | 113 | 06113 | 1.8 | 0 | 2018 | 9999 |  |  | N | Solar | [13 empty] | 0 | 0 | 0 | 0 | [11 empty] | Solar Star Woodlands ST CR LLC | 100 | TOTAL SA | 100
onshore wind | Prevailing Wind Park | 62247_G_PWPSD | 62247 | G | PWPSD |  | Onshore Wind |  | SPP_WAUE | South Dakota | 46 | Yankton | 135 | 46135 | 220 | 0 | 2019 | 9999 |  |  | N | Wind | [13 empty] | 0 | 0 | 0 | 0 | [11 empty] | Prevailing Wind Park LLC | 100 | AES Corp (The) | 100
solar pv | Misae Solar | 62249_G_77777 | 62249 | G | 77777 |  | Solar PV |  | ERC_WEST | Texas | 48 | Childress | 75 | 48075 | 240 | 0 | 2019 | 9999 |  |  | N | Solar | [13 empty] | 0 | 0 | 0 | 0 | [11 empty] | Childress Solar Park LLC | 100 | Lae American Energy LLC | 100
solar pv | Oak Leaf Solar XXXII (CSG) | 62251_G_53975 | 62251 | G | 53975 |  | Solar PV |  | WECC_CO | Colorado | 8 | Garfield | 45 | 08045 | 1.5 | 0 | 2019 | 9999 |  |  | N | Solar | [13 empty] | 0 | 0 | 0 | 0 | [11 empty] | Oak Leaf Solar XXXII LLC | 100 | Greenbacker Renewable Energy Corp | 100
solar pv | Oak Leaf Solar XXII LLC (CSG) | 62252_G_53965 | 62252 | G | 53965 |  | Solar PV |  | WECC_CO | Colorado | 8 | Denver | 31 | 08031 | 1.5 | 0 | 2019 | 9999 |  |  | N | Solar | [13 empty] | 0 | 0 | 0 | 0 | [11 empty] | Oak Leaf Solar XXII LLC | 100 | Greenbacker Renewable Energy Corp | 100
solar pv | Oak Leaf Solar XXIV LLC (CSG) | 62253_G_53967 | 62253 | G | 53967 |  | Solar PV |  | WECC_CO | Colorado | 8 | Arapahoe | 5 | 08005 | 1.5 | 0 | 2019 | 9999 |  |  | N | Solar | [13 empty] | 0 | 0 | 0 | 0 | [11 empty] | Oak Leaf Solar XXIV LLC | 100 | Greenbacker Renewable Energy Corp | 100
solar pv | Oak Leaf Solar XXVI LLC | 62254_G_53970 | 62254 | G | 53970 |  | Solar PV |  | WECC_CO | Colorado | 8 | Denver | 31 | 08031 | 1.5 | 0 | 2019 | 9999 |  |  | N | Solar | [13 empty] | 0 | 0 | 0 | 0 | [11 empty] | Oak Leaf Solar XXVI LLC | 100 | Greenbacker Renewable Energy Corp | 100
solar pv | Oak Leaf Solar XXVIII LLC (CSG) | 62255_G_53973 | 62255 | G | 53973 |  | Solar PV |  | WECC_CO | Colorado | 8 | Weld | 123 | 08123 | 1.5 | 0 | 2019 | 9999 |  |  | N | Solar | [13 empty] | 0 | 0 | 0 | 0 | [11 empty] | Oak Leaf Solar XXVIII LLC | 100 | Greenbacker Renewable Energy Corp | 100
solar pv | Oak Leaf Solar XXIII LLC (CSG) | 62256_G_53966 | 62256 | G | 53966 |  | Solar PV |  | WECC_CO | Colorado | 8 | Adams | 1 | 08001 | 1.5 | 0 | 2019 | 9999 |  |  | N | Solar | [13 empty] | 0 | 0 | 0 | 0 | [11 empty] | Oak Leaf Solar XXIII LLC | 100 | Greenbacker Renewable Energy Corp | 100
0 | Station 9 Energy Storage System | 62257_G_ESS1 | 62257 | G | ESS1 |  | Energy Storage |  | NENGREST | Massachusetts | 25 | Norfolk | 21 | 25021 | 2 | 0 | 2018 | 9999 |  |  | N | Energy Storage | [13 empty] | 0 | 0 | 0 | 0 | [11 empty] | Braintree MA (Town of) | 100 | Braintree MA (Town of) | 100
onshore wind | Mesteno | 62258_G_MES | 62258 | G | MES |  | Onshore Wind |  | ERC_REST | Texas | 48 | Starr | 427 | 48427 | 200 | 0 | 2019 | 9999 |  |  | N | Wind | [13 empty] | 0 | 0 | 0 | 0 | [11 empty] | Mesteno Windpower LLC | 100 | Duke Energy Corp | 100
onshore wind | Ranchero Wind Farm LLC | 62259_G_RAN | 62259 | G | RAN |  | Onshore Wind |  | ERC_WEST | Texas | 48 | Crockett | 105 | 48105 | 300 | 0 | 2019 | 9999 |  |  | N | Wind | [13 empty] | 0 | 0 | 0 | 0 | [11 empty] | Ranchero Wind Farm LLC | 100 | Quinbrook Infrastructure Partners | 100
solar pv | Trout Creek Solar | 62260_G_44901 | 62260 | G | 44901 |  | Solar PV |  | WECC_CO | Colorado | 8 | Chaffee | 15 | 08015 | 2 | 0 | 2019 | 9999 |  |  | N | Solar | [13 empty] | 0 | 0 | 0 | 0 | [11 empty] | AEP OnSite Partners LLC | 100 | American Electric Power Co Inc | 100
solar pv | Pittsfield 44 - M&W PV | 62264_G_LG400 | 62264 | G | LG400 |  | Solar PV |  | NENGREST | Massachusetts | 25 | Berkshire | 3 | 25003 | 1.2 | 0 | 2018 | 9999 |  |  | N | Solar | [13 empty] | 0 | 0 | 0 | 0 | [11 empty] | NSTAR Co d/b/a Eversource Energy | 100 | Eversource Energy | 100
solar pv | Lee Site 31 Solar | 62265_G_LG370 | 62265 | G | LG370 |  | Solar PV |  | NENGREST | Massachusetts | 25 | Berkshire | 3 | 25003 | 1.9 | 0 | 2018 | 9999 |  |  | N | Solar | [13 empty] | 0 | 0 | 0 | 0 | [11 empty] | NSTAR Co d/b/a Eversource Energy | 100 | Eversource Energy | 100
solar pv | Plymouth Solar | 62266_G_LG400 | 62266 | G | LG400 |  | Solar PV |  | NENGREST | Massachusetts | 25 | Plymouth | 23 | 25023 | 1.1 | 0 | 2018 | 9999 |  |  | N | Solar | [13 empty] | 0 | 0 | 0 | 0 | [11 empty] | NSTAR Co d/b/a Eversource Energy | 100 | Eversource Energy | 100
solar pv | Held Solar Project | 62267_G_HELD | 62267 | G | HELD |  | Solar PV |  | MIS_MNWI | Minnesota | 27 | Stearns | 145 | 27145 | 5 | 0 | 2019 | 9999 |  |  | N | Solar | [13 empty] | 0 | 0 | 0 | 0 | [11 empty] | DG Minnesota CSG LLC | 100 | NextEra Energy Inc | 100
solar pv | NorWest Energy 4, LLC | 62268_G_NWE4 | 62268 | G | NWE4 |  | Solar PV |  | WECC_PNW | Oregon | 41 | Klamath | 35 | 41035 | 5.6 | 0 | 2019 | 9999 |  |  | N | Solar | [13 empty] | 0 | 0 | 0 | 0 | [11 empty] | NorWest Energy 4 LLC | 100 | Cypress Creek Holdings LLC | 100
onshore wind | Stoneray Power Partners, LLC | 62269_G_STNRY | 62269 | G | STNRY |  | Onshore Wind |  | MIS_MNWI | Minnesota | 27 | Pipestone | 117 | 27117 | 100 | 0 | 2019 | 9999 |  |  | N | Wind | [13 empty] | 0 | 0 | 0 | 0 | [11 empty] | Stoneray Power Partners LLC | 100 | EDF Group | 100
solar pv | Bly Solar Center | 62272_G_BLY | 62272 | G | BLY |  | Solar PV |  | WECC_PNW | Oregon | 41 | Klamath | 35 | 41035 | 8 | 0 | 2018 | 9999 |  |  | N | Solar | [13 empty] | 0 | 0 | 0 | 0 | [11 empty] | Bly Solar Center LLC | 100 | Heliosage Energy LLC | 100
solar pv | Liberty HS Solar Project | 62274_G_LHSSP | 62274 | G | LHSSP |  | Solar PV |  | WECC_SCE | California | 6 | Kern | 29 | 06029 | 1.2 | 0 | 2018 | 9999 |  |  | N | Solar | [13 empty] | 0 | 0 | 0 | 0 | [11 empty] | Kern High School District Solar 2 LLC | 100 | APG Asset Management US Inc | 100
solar pv | Frontier HS Solar Project | 62275_G_FHSSP | 62275 | G | FHSSP |  | Solar PV |  | WECC_SCE | California | 6 | Kern | 29 | 06029 | 1.4 | 0 | 2018 | 9999 |  |  | N | Solar | [13 empty] | 0 | 0 | 0 | 0 | [11 empty] | Kern High School District Solar 2 LLC | 100 | APG Asset Management US Inc | 100
solar pv | Xebec 1 | 62286_G_W7188 | 62286 | G | W7188 |  | Solar PV |  | WEC_LADW | California | 6 | Los Angeles | 37 | 06037 | 1.9 | 0 | 2018 | 9999 |  |  | N | Solar | [13 empty] | 0 | 0 | 0 | 0 | [11 empty] | AES LA FIT Sun Valley LLC | 100 | AES Corp (The) | 100
solar pv | Francisco St. Solar | 62287_G_W7190 | 62287 | G | W7190 |  | Solar PV |  | WEC_LADW | California | 6 | Los Angeles | 37 | 06037 | 1 | 0 | 2018 | 9999 |  |  | N | Solar | [13 empty] | 0 | 0 | 0 | 0 | [11 empty] | AES LA FIT Francisco LLC | 100 | AES Corp (The) | 100
solar pv | Valentine Solar, LLC | 62288_G_VAL01 | 62288 | G | VAL01 |  | Solar PV |  | WECC_SCE | California | 6 | Kern | 29 | 06029 | 111.2 | 0 | 2019 | 9999 |  |  | N | Solar | [13 empty] | 0 | 0 | 0 | 0 | [11 empty] | Valentine Solar LLC | 100 | EDF Group | 100
onshore wind | Polaris Wind Park | 62290_G_1 | 62290 | G | 1 |  | Onshore Wind |  | MIS_LMI | Michigan | 26 | Gratiot | 57 | 26057 | 168.6 | 0 | 2020 | 9999 |  |  | N | Wind | [13 empty] | 0 | 0 | 0 | 0 | [11 empty] | Polaris Wind Energy LLC | 100 | Invenergy LLC | 100
onshore wind | Palmer's Creek Wind Farm, LLC | 62291_G_PCWF | 62291 | G | PCWF |  | Onshore Wind |  | MIS_MNWI | Minnesota | 27 | Chippewa | 23 | 27023 | 44.6 | 0 | 2018 | 9999 |  |  | N | Wind | [13 empty] | 0 | 0 | 0 | 0 | [11 empty] | Palmers Creek Wind Farm LLC | 100 | Fagen Inc | 100
solar pv | Richmond NMCA | 62301_G_RNM02 | 62301 | G | RNM02 |  | Solar PV |  | NENGREST | Rhode Island | 44 | Washington | 9 | 44009 | 4 | 0 | 2018 | 9999 |  |  | N | Solar | [13 empty] | 0 | 0 | 0 | 0 | [11 empty] | Richmond Solar Power 1 LLC | 100 | AES Corp (The) | 100
solar pv | Founders Homestead Farms Solar | 62302_G_RFH01 | 62302 | G | RFH01 |  | Solar PV |  | NENGREST | Rhode Island | 44 | Newport | 5 | 44005 | 4.5 | 0 | 2019 | 9999 |  |  | N | Solar | [13 empty] | 0 | 0 | 0 | 0 | [11 empty] | Founders Homestead Farm Solar LLC | 100 | AES Corp (The) | 100
solar pv | Mattas Farms | 62303_G_MF01 | 62303 | G | MF01 |  | Solar PV |  | NY_Z_F | New York | 36 | Montgomery | 57 | 36057 | 2 | 0 | 2018 | 9999 |  |  | N | Solar | [13 empty] | 0 | 0 | 0 | 0 | [11 empty] | NY RNM Project1A LLC | 100 | AES Corp (The) | 100
solar pv | Woodleaf Solar Facility | 62304_G_PV1 | 62304 | G | PV1 |  | Solar PV |  | S_VACA | North Carolina | 37 | Rowan | 159 | 37159 | 6 | 0 | 2018 | 9999 |  |  | N | Solar | [13 empty] | 0 | 0 | 0 | 0 | [11 empty] | Duke Energy Carolinas | 100 | Duke Energy Corp | 100
solar pv | Tipton Solar Park | 62305_G_STIP | 62305 | G | STIP |  | Solar PV |  | MIS_INKY | Indiana | 18 | Tipton | 159 | 18159 | 5.3 | 0 | 2019 | 9999 |  |  | N | Solar | [13 empty] | 0 | 0 | 0 | 0 | [11 empty] | Indiana Municipal Power Agency | 100 | Indiana Municipal Power Agency | 100
solar pv | IFF Union Beach Project | 62306_G_IFFUB | 62306 | G | IFFUB |  | Solar PV |  | PJM_EMAC | New Jersey | 34 | Monmouth | 25 | 34025 | 5.5 | 0 | 2019 | 9999 |  |  | N | Solar | [13 empty] | 0 | 0 | 0 | 0 | [11 empty] | NJR Clean Energy Ventures Corp | 100 | New Jersey Resources Corp | 100
solar pv | Cedar Falls Solar Farm | 62321_G_1 | 62321 | G | 1 |  | Solar PV |  | MIS_MIDA | Iowa | 19 | Black Hawk | 13 | 19013 | 1.5 | 0 | 2016 | 9999 |  |  | N | Solar | [13 empty] | 0 | 0 | 0 | 0 | [11 empty] | Cedar Falls Solar Farm LLC | 100 | Cedar Falls Solar Farm LLC | 100
hydro | Mechanicville Hydroelectric Station | 62322_G_MG8 | 62322 | G | MG8 |  | Hydro |  | NY_Z_F | New York | 36 | Saratoga | 91 | 36091 | 1.5 | 0 | 2011 | 9999 |  |  | N | Hydro | [13 empty] | 0 | 0 | 0 | 0 | [11 empty] | Niagara Mohawk Power Corp | 100 | National Grid Plc | 100
hydro | Mechanicville Hydroelectric Station | 62322_G_MG9 | 62322 | G | MG9 |  | Hydro |  | NY_Z_F | New York | 36 | Saratoga | 91 | 36091 | 1.5 | 0 | 2011 | 9999 |  |  | N | Hydro | [13 empty] | 0 | 0 | 0 | 0 | [11 empty] | Niagara Mohawk Power Corp | 100 | National Grid Plc | 100
solar pv | Macy's MD Joppa Solar Project | 62323_G_MMDJ | 62323 | G | MMDJ |  | Solar PV |  | PJM_EMAC | Maryland | 24 | Harford | 25 | 24025 | 1 | 0 | 2016 | 9999 |  |  | N | Solar | [13 empty] | 0 | 0 | 0 | 0 | [11 empty] | Northstar Macys Maryland 2015 LLC | 100 | SunPower Corp | 100
solar pv | Dynamic - Walpole | 62324_G_WAL01 | 62324 | G | WAL01 |  | Solar PV |  | NENGREST | Massachusetts | 25 | Norfolk | 21 | 25021 | 2 | 0 | 2017 | 9999 |  |  | N | Solar | [13 empty] | 0 | 0 | 0 | 0 | [11 empty] | AES Energy Solutions LLC | 100 | AES Corp (The) | 100
solar pv | 46 Meadowlands Parkway | 62325_G_1 | 62325 | G | 1 |  | Solar PV |  | PJM_EMAC | New Jersey | 34 | Hudson | 17 | 34017 | 1.5 | 0 | 2018 | 9999 |  |  | N | Solar | [13 empty] | 0 | 0 | 0 | 0 | [11 empty] | Hartz Solar LLC | 100 | Hartz Mountain Industries Inc | 100
solar pv | 77 Metro Way | 62326_G_1 | 62326 | G | 1 |  | Solar PV |  | PJM_EMAC | New Jersey | 34 | Hudson | 17 | 34017 | 1 | 0 | 2018 | 9999 |  |  | N | Solar | [13 empty] | 0 | 0 | 0 | 0 | [11 empty] | Hartz Solar LLC | 100 | Hartz Mountain Industries Inc | 100
solar pv | Synergen Panorama, LLC CSG | 62327_G_SP | 62327 | G | SP |  | Solar PV |  | PJM_SMAC | Maryland | 24 | Prince Georges | 33 | 24033 | 6.6 | 0 | 2019 | 9999 |  |  | N | Solar | [13 empty] | 0 | 0 | 0 | 0 | [11 empty] | Synergen Panorama LLC | 100 | Synergen Panorama LLC | 100
solar pv | Mill Pond Solar, LLC | 62328_G_MLLPD | 62328 | G | MLLPD |  | Solar PV |  | PJM_Dom | North Carolina | 37 | Martin | 117 | 37117 | 5 | 0 | 2019 | 9999 |  |  | N | Solar | [13 empty] | 0 | 0 | 0 | 0 | [11 empty] | Mill Pond Solar Farm LLC | 100 | Cypress Creek Holdings LLC | 100
solar pv | Jamesville Road Solar, LLC | 62329_G_JMVLR | 62329 | G | JMVLR |  | Solar PV |  | PJM_Dom | North Carolina | 37 | Martin | 117 | 37117 | 5 | 0 | 2019 | 9999 |  |  | N | Solar | [13 empty] | 0 | 0 | 0 | 0 | [11 empty] | Jamesville Road Solar LLC | 100 | Greenbacker Renewable Energy Corp | 100
solar pv | Camden Dam Solar, LLC | 62330_G_CMDND | 62330 | G | CMDND |  | Solar PV |  | PJM_Dom | North Carolina | 37 | Camden | 29 | 37029 | 5 | 0 | 2019 | 9999 |  |  | N | Solar | [13 empty] | 0 | 0 | 0 | 0 | [11 empty] | Camden Dam Solar LLC | 100 | Greenbacker Renewable Energy Corp | 100
solar pv | Sol Phoenix | 62331_G_SOLPH | 62331 | G | SOLPH |  | Solar PV |  | PJM_SMAC | Maryland | 24 | Prince Georges | 33 | 24033 | 2.5 | 0 | 2019 | 9999 |  |  | N | Solar | [13 empty] | 0 | 0 | 0 | 0 | [11 empty] | Greenbacker Renewable Energy Co LLC | 100 | Greenbacker Renewable Energy Corp | 100
solar pv | Blue Star | 62332_G_BLUES | 62332 | G | BLUES |  | Solar PV |  | PJM_EMAC | Maryland | 24 | Kent | 29 | 24029 | 7.5 | 0 | 2020 | 9999 |  |  | N | Solar | [13 empty] | 0 | 0 | 0 | 0 | [11 empty] | OneEnergy Blue Star Solar LLC | 100 | OneEnergy Inc | 100
onshore wind | Polk County Renewables, LLC | 62333_G_T-1 | 62333 | G | T-1 |  | Onshore Wind |  | SPP_NEBR | Nebraska | 31 | Polk | 143 | 31143 | 2.5 | 0 | 2018 | 9999 |  |  | N | Wind | [13 empty] | 0 | 0 | 0 | 0 | [11 empty] | Polk County Renewables LLC | 100 | Polk County Renewables LLC | 100
solar pv | USS Centerfield Solar CSG | 62335_G_USCEN | 62335 | G | USCEN |  | Solar PV |  | MIS_MNWI | Minnesota | 27 | Rice | 131 | 27131 | 1 | 0 | 2019 | 9999 |  |  | N | Solar | [13 empty] | 0 | 0 | 0 | 0 | [11 empty] | USS Centerfield Solar LLC | 100 | US Solar DG Development LLC | 100
solar pv | USS Webster Solar CSG | 62336_G_USWEB | 62336 | G | USWEB |  | Solar PV |  | MIS_MNWI | Minnesota | 27 | Rice | 131 | 27131 | 1 | 0 | 2019 | 9999 |  |  | N | Solar | [13 empty] | 0 | 0 | 0 | 0 | [11 empty] | USS Webster Solar CSG | 100 | US Solar DG Development LLC | 100
solar pv | USS Lake Patterson Solar CSG | 62337_G_USLP | 62337 | G | USLP |  | Solar PV |  | MIS_MNWI | Minnesota | 27 | Carver | 19 | 27019 | 1 | 0 | 2019 | 9999 |  |  | N | Solar | [13 empty] | 0 | 0 | 0 | 0 | [11 empty] | USS Lake Patterson Solar CSG | 100 | US Solar DG Development LLC | 100
solar pv | USS Kost Trail Solar CSG | 62339_G_USSKT | 62339 | G | USSKT |  | Solar PV |  | MIS_MNWI | Minnesota | 27 | Chisago | 25 | 27025 | 1 | 0 | 2019 | 9999 |  |  | N | Solar | [13 empty] | 0 | 0 | 0 | 0 | [11 empty] | USS Kost Trail Solar CSG | 100 | US Solar DG Development LLC | 100
solar pv | Aulander Holloman Solar, LLC | 62340_G_HOLLO | 62340 | G | HOLLO |  | Solar PV |  | PJM_Dom | North Carolina | 37 | Hertford | 91 | 37091 | 80 | 0 | 2018 | 9999 |  |  | N | Solar | [13 empty] | 0 | 0 | 0 | 0 | [11 empty] | Aulander Holloman Solar LLC | 100 | SunEnergy 1 LLC | 100
onshore wind | Lockett Windfarm | 62356_G_LOC | 62356 | G | LOC |  | Onshore Wind |  | ERC_WEST | Texas | 48 | Wilbarger | 487 | 48487 | 183.8 | 0 | 2019 | 9999 |  |  | N | Wind | [13 empty] | 0 | 0 | 0 | 0 | [11 empty] | Lockett Wind Farm LLC | 100 | Orsted | 100
solar pv | USS King 2 CSG | 62358_G_USK12 | 62358 | G | USK12 |  | Solar PV |  | MIS_MNWI | Minnesota | 27 | Carver | 19 | 27019 | 1 | 0 | 2019 | 9999 |  |  | N | Solar | [13 empty] | 0 | 0 | 0 | 0 | [11 empty] | USS King 2 CSG | 100 | US Solar DG Development LLC | 100
solar pv | USS Eggo Solar CSG | 62359_G_USEGG | 62359 | G | USEGG |  | Solar PV |  | MIS_MNWI | Minnesota | 27 | Carver | 19 | 27019 | 1 | 0 | 2019 | 9999 |  |  | N | Solar | [13 empty] | 0 | 0 | 0 | 0 | [11 empty] | USS Eggo Solar CSG | 100 | US Solar DG Development LLC | 100
solar pv | USS DVL Solar CSG | 62360_G_USDVL | 62360 | G | USDVL |  | Solar PV |  | MIS_MNWI | Minnesota | 27 | Carver | 19 | 27019 | 1 | 0 | 2019 | 9999 |  |  | N | Solar | [13 empty] | 0 | 0 | 0 | 0 | [11 empty] | USS DVL Solar CSG | 100 | US Solar DG Development LLC | 100
solar pv | Barre Solar III LLC | 62363_G_BSPV | 62363 | G | BSPV |  | Solar PV |  | NENGREST | Massachusetts | 25 | Worcester | 27 | 25027 | 1 | 0 | 2018 | 9999 |  |  | N | Solar | [13 empty] | 0 | 0 | 0 | 0 | [11 empty] | Barre Solar III LLC | 100 | Barre Solar III LLC | 100
onshore wind | Nobles 2 Wind Project | 62364_G_WT1 | 62364 | G | WT1 |  | Onshore Wind |  | MIS_MNWI | Minnesota | 27 | Nobles | 105 | 27105 | 250 | 0 | 2020 | 9999 |  |  | N | Wind | [13 empty] | 0 | 0 | 0 | 0 | [11 empty] | Nobles 2 Power Partners LLC | 100 | Tenaska Inc | 100
solar pv | Wright Kirby 1-5 CSG | 62365_G_WK1 | 62365 | G | WK1 |  | Solar PV |  | MIS_MNWI | Minnesota | 27 | Wright | 171 | 27171 | 1 | 0 | 2019 | 9999 |  |  | N | Solar | [13 empty] | 0 | 0 | 0 | 0 | [11 empty] | Wright Kirby Commmunty Solar | 100 | Wright Kirby Commmunty Solar | 100
solar pv | Wright Kirby 1-5 CSG | 62365_G_WK2 | 62365 | G | WK2 |  | Solar PV |  | MIS_MNWI | Minnesota | 27 | Wright | 171 | 27171 | 1 | 0 | 2019 | 9999 |  |  | N | Solar | [13 empty] | 0 | 0 | 0 | 0 | [11 empty] | Wright Kirby Commmunty Solar | 100 | Wright Kirby Commmunty Solar | 100
solar pv | Wright Kirby 1-5 CSG | 62365_G_WK3 | 62365 | G | WK3 |  | Solar PV |  | MIS_MNWI | Minnesota | 27 | Wright | 171 | 27171 | 1 | 0 | 2019 | 9999 |  |  | N | Solar | [13 empty] | 0 | 0 | 0 | 0 | [11 empty] | Wright Kirby Commmunty Solar | 100 | Wright Kirby Commmunty Solar | 100
solar pv | Wright Kirby 1-5 CSG | 62365_G_WK4 | 62365 | G | WK4 |  | Solar PV |  | MIS_MNWI | Minnesota | 27 | Wright | 171 | 27171 | 1 | 0 | 2019 | 9999 |  |  | N | Solar | [13 empty] | 0 | 0 | 0 | 0 | [11 empty] | Wright Kirby Commmunty Solar | 100 | Wright Kirby Commmunty Solar | 100
solar pv | Wright Kirby 1-5 CSG | 62365_G_WK5 | 62365 | G | WK5 |  | Solar PV |  | MIS_MNWI | Minnesota | 27 | Wright | 171 | 27171 | 1 | 0 | 2019 | 9999 |  |  | N | Solar | [13 empty] | 0 | 0 | 0 | 0 | [11 empty] | Wright Kirby Commmunty Solar | 100 | Wright Kirby Commmunty Solar | 100
solar pv | SR Arlington II | 62367_G_ARLII | 62367 | G | ARLII |  | Solar PV |  | S_SOU | Georgia | 13 | Early | 99 | 13099 | 102.5 | 0 | 2019 | 9999 |  |  | N | Solar | [13 empty] | 0 | 0 | 0 | 0 | [11 empty] | SR Arlington II LLC | 100 | Silicon Ranch Corp | 100
solar pv | BWC Origination 18 | 62368_G_62591 | 62368 | G | 62591 |  | Solar PV |  | NENGREST | Massachusetts | 25 | Plymouth | 23 | 25023 | 4.8 | 0 | 2018 | 9999 |  |  | N | Solar | [13 empty] | 0 | 0 | 0 | 0 | [11 empty] | BWC Origination 18 LLC | 100 | Bluewave Capital LLC | 100
solar pv | BWC Gibbs Brook | 62369_G_62595 | 62369 | G | 62595 |  | Solar PV |  | NENGREST | Massachusetts | 25 | Plymouth | 23 | 25023 | 4 | 0 | 2018 | 9999 |  |  | N | Solar | [13 empty] | 0 | 0 | 0 | 0 | [11 empty] | BWC Gibbs Brook LLC | 100 | Bluewave Capital LLC | 100
solar pv | BWC Wareham River | 62370_G_62593 | 62370 | G | 62593 |  | Solar PV |  | NENGREST | Massachusetts | 25 | Plymouth | 23 | 25023 | 1 | 0 | 2018 | 9999 |  |  | N | Solar | [13 empty] | 0 | 0 | 0 | 0 | [11 empty] | BWC Wareham River LLC | 100 | Bluewave Capital LLC | 100
solar pv | BWC Harlow Brook | 62371_G_62592 | 62371 | G | 62592 |  | Solar PV |  | NENGREST | Massachusetts | 25 | Plymouth | 23 | 25023 | 1.5 | 0 | 2018 | 9999 |  |  | N | Solar | [13 empty] | 0 | 0 | 0 | 0 | [11 empty] | BWC Harlow Brook LLC | 100 | Bluewave Capital LLC | 100
solar pv | BWC Pocasset River | 62372_G_62594 | 62372 | G | 62594 |  | Solar PV |  | NENGREST | Massachusetts | 25 | Plymouth | 23 | 25023 | 1.5 | 0 | 2018 | 9999 |  |  | N | Solar | [13 empty] | 0 | 0 | 0 | 0 | [11 empty] | BWC Pocasset River LLC | 100 | Bluewave Capital LLC | 100
0 | I25 Battery Storage | 62373_G_I25BA | 62373 | G | I25BA |  | Energy Storage |  | WECC_CO | Colorado | 8 | Weld | 123 | 08123 | 4 | 0 | 2018 | 9999 |  |  | N | Energy Storage | [13 empty] | 0 | 0 | 0 | 0 | [11 empty] | United Power Inc | 100 | United Power Inc | 100
solar pv | JBAB - Washington DC | 62374_G_PV1 | 62374 | G | PV1 |  | Solar PV |  | PJM_SMAC | District of Columbia | 11 | District of Columbia | 1 | 11001 | 5.9 | 0 | 2019 | 9999 |  |  | N | Solar | [13 empty] | 0 | 0 | 0 | 0 | [11 empty] | Constellation Solar MC LLC | 100 | Exelon Corp | 100
solar pv | Dougherty County Solar, LLC | 62375_G_PV1 | 62375 | G | PV1 |  | Solar PV |  | S_SOU | Georgia | 13 | Dougherty | 95 | 13095 | 120 | 0 | 2019 | 9999 |  |  | N | Solar | [13 empty] | 0 | 0 | 0 | 0 | [11 empty] | Dougherty County Solar LLC | 100 | NextEra Energy Inc | 100
solar pv | Grazing Yak Solar | 62376_G_PV1 | 62376 | G | PV1 |  | Solar PV |  | WECC_CO | Colorado | 8 | El Paso | 41 | 08041 | 35 | 0 | 2019 | 9999 |  |  | N | Solar | [13 empty] | 0 | 0 | 0 | 0 | [11 empty] | Grazing Yak Solar LLC | 100 | NextEra Energy Inc | 100
solar pv | Moody Air Force Base Solar | 62377_G_1 | 62377 | G | 1 |  | Solar PV |  | S_SOU | Georgia | 13 | Lowndes | 185 | 13185 | 49.5 | 0 | 2020 | 9999 |  |  | N | Solar | [13 empty] | 0 | 0 | 0 | 0 | [11 empty] | Georgia Power Co | 100 | Southern Co | 100
solar pv | CFW Solar X LLC - Vaughn | 62378_G_VSCFW | 62378 | G | VSCFW |  | Solar PV |  | WEC_LADW | California | 6 | Los Angeles | 37 | 06037 | 1.6 | 0 | 2018 | 9999 |  |  | N | Solar | [13 empty] | 0 | 0 | 0 | 0 | [11 empty] | Los Angeles Dept of Water & Power | 100 | Los Angeles Dept of Water & Power | 100
onshore wind | Emmons-Logan Wind, LLC | 62380_G_ELLLC | 62380 | G | ELLLC |  | Onshore Wind |  | MIS_MAPP | North Dakota | 38 | Emmons | 29 | 38029 | 300 | 0 | 2019 | 9999 |  |  | N | Wind | [13 empty] | 0 | 0 | 0 | 0 | [11 empty] | NextEra Energy Resources LLC | 100 | NextEra Energy Inc | 100
0 | GMP Solar/Storage-Milton Hybrid | 62381_G_GMPBM | 62381 | G | GMPBM |  | Energy Storage |  | NENGREST | Vermont | 50 | Chittenden | 7 | 50007 | 2 | 0 | 2019 | 9999 |  |  | N | Energy Storage | [13 empty] | 0 | 0 | 0 | 0 | [11 empty] | Green Mountain Power Corp | 100 | Gaz Métropolitain & Co LP | 100
solar pv | GMP Solar/Storage-Milton Hybrid | 62381_G_GMPSM | 62381 | G | GMPSM |  | Solar PV |  | NENGREST | Vermont | 50 | Chittenden | 7 | 50007 | 5 | 0 | 2019 | 9999 |  |  | N | Solar | [13 empty] | 0 | 0 | 0 | 0 | [11 empty] | Green Mountain Power Corp | 100 | Gaz Métropolitain & Co LP | 100
0 | GMP Solar/Storage-Ferrisburgh Hybrid | 62382_G_GMPBF | 62382 | G | GMPBF |  | Energy Storage |  | NENGREST | Vermont | 50 | Addison | 1 | 50001 | 2 | 0 | 2019 | 9999 |  |  | N | Energy Storage | [13 empty] | 0 | 0 | 0 | 0 | [11 empty] | Green Mountain Power Corp | 100 | Gaz Métropolitain & Co LP | 100
solar pv | GMP Solar/Storage-Ferrisburgh Hybrid | 62382_G_GMPSF | 62382 | G | GMPSF |  | Solar PV |  | NENGREST | Vermont | 50 | Addison | 1 | 50001 | 5 | 0 | 2019 | 9999 |  |  | N | Solar | [13 empty] | 0 | 0 | 0 | 0 | [11 empty] | Green Mountain Power Corp | 100 | Gaz Métropolitain & Co LP | 100
0 | GMP Solar/Storage-Essex Hybrid | 62383_G_GMPBE | 62383 | G | GMPBE |  | Energy Storage |  | NENGREST | Vermont | 50 | Chittenden | 7 | 50007 | 2 | 0 | 2019 | 9999 |  |  | N | Energy Storage | [13 empty] | 0 | 0 | 0 | 0 | [11 empty] | Green Mountain Power Corp | 100 | Gaz Métropolitain & Co LP | 100
solar pv | GMP Solar/Storage-Essex Hybrid | 62383_G_GMPSE | 62383 | G | GMPSE |  | Solar PV |  | NENGREST | Vermont | 50 | Chittenden | 7 | 50007 | 4.5 | 0 | 2019 | 9999 |  |  | N | Solar | [13 empty] | 0 | 0 | 0 | 0 | [11 empty] | Green Mountain Power Corp | 100 | Gaz Métropolitain & Co LP | 100
solar pv | Pasto Solar | 62389_G_PASTO | 62389 | G | PASTO |  | Solar PV |  | NY_Z_C&E | New York | 36 | Tioga | 107 | 36107 | 16 | 0 | 2019 | 9999 |  |  | N | Solar | [13 empty] | 0 | 0 | 0 | 0 | [11 empty] | Spencer Tioga Solar LLC | 100 | Spencer Tioga Solar LLC | 100
solar pv | Guyton Community Solar | 62392_G_1 | 62392 | G | 1 |  | Solar PV |  | S_SOU | Georgia | 13 | Effingham | 103 | 13103 | 3.6 | 0 | 2019 | 9999 |  |  | N | Solar | [13 empty] | 0 | 0 | 0 | 0 | [11 empty] | Georgia Power Co | 100 | Southern Co | 100
solar pv | Atlanta Falcons Solar | 62393_G_1 | 62393 | G | 1 |  | Solar PV |  | S_SOU | Georgia | 13 | Fulton | 121 | 13121 | 0.3 | 0 | 2015 | 9999 |  |  | N | Solar | [13 empty] | 0 | 0 | 0 | 0 | [11 empty] | Georgia Power Co | 100 | Southern Co | 100
solar pv | Atlanta Falcons Solar | 62393_G_3 | 62393 | G | 3 |  | Solar PV |  | S_SOU | Georgia | 13 | Fulton | 121 | 13121 | 0.5 | 0 | 2016 | 9999 |  |  | N | Solar | [13 empty] | 0 | 0 | 0 | 0 | [11 empty] | Georgia Power Co | 100 | Southern Co | 100
solar pv | Atlanta Falcons Solar | 62393_G_2 | 62393 | G | 2 |  | Solar PV |  | S_SOU | Georgia | 13 | Fulton | 121 | 13121 | 0.2 | 0 | 2017 | 9999 |  |  | N | Solar | [13 empty] | 0 | 0 | 0 | 0 | [11 empty] | Georgia Power Co | 100 | Southern Co | 100
solar pv | Sweetbay Solar Center | 62394_G_1 | 62394 | G | 1 |  | Solar PV |  | FRCC | Florida | 12 | Martin | 85 | 12085 | 74.5 | 0 | 2020 | 9999 |  |  | N | Solar | [13 empty] | 0 | 0 | 0 | 0 | [11 empty] | Florida Power & Light Co | 100 | NextEra Energy Inc | 100
solar pv | Bell Bay Solar Farm | 62395_G_1 | 62395 | G | 1 |  | Solar PV |  | S_VACA | South Carolina | 45 | Horry | 51 | 45051 | 1.6 | 0 | 2018 | 9999 |  |  | N | Solar | [13 empty] | 0 | 0 | 0 | 0 | [11 empty] | Bell Bay Solar Farm | 100 | Bell Bay Solar Farm | 100
solar pv | Jamison Solar Farm | 62396_G_1 | 62396 | G | 1 |  | Solar PV |  | S_VACA | South Carolina | 45 | Orangeburg | 75 | 45075 | 1.1 | 0 | 2019 | 9999 |  |  | N | Solar | [13 empty] | 0 | 0 | 0 | 0 | [11 empty] | Jamison Solar Farm | 100 | Jamison Solar Farm | 100
solar pv | Runway Solar Farm | 62397_G_1 | 62397 | G | 1 |  | Solar PV |  | S_VACA | South Carolina | 45 | Horry | 51 | 45051 | 2 | 0 | 2019 | 9999 |  |  | N | Solar | [13 empty] | 0 | 0 | 0 | 0 | [11 empty] | Runway Solar Farm | 100 | Runway Solar Farm | 100
solar pv | Sage Solar I-III | 62399_G_77778 | 62399 | G | 77778 |  | Solar PV |  | WECC_UT | Utah | 49 | Rich | 33 | 49033 | 57.6 | 0 | 2019 | 9999 |  |  | N | Solar | [13 empty] | 0 | 0 | 0 | 0 | [11 empty] | Sage Solar II LLC | 100 | Copenhagen Infrastructure Partners | 100
solar pv | UMCES Ground Mount | 62405_G_X0009 | 62405 | G | X0009 |  | Solar PV |  | PJM_EMAC | Maryland | 24 | Dorchester | 19 | 24019 | 2 | 0 | 2018 | 9999 |  |  | N | Solar | [13 empty] | 0 | 0 | 0 | 0 | [11 empty] | Solar I Partnership LLC | 100 | Standard Solar Inc | 100
solar pv | City of Gallup Solar | 62406_G_X0022 | 62406 | G | X0022 |  | Solar PV |  | WECC_NM | New Mexico | 35 | McKinley | 31 | 35031 | 8 | 0 | 2018 | 9999 |  |  | N | Solar | [13 empty] | 0 | 0 | 0 | 0 | [11 empty] | Standard Solar Inc | 100 | Standard Solar Inc | 100
solar pv | Anne Arundel County Public Schools | 62407_G_X0001 | 62407 | G | X0001 |  | Solar PV |  | PJM_SMAC | Maryland | 24 | Anne Arundel | 3 | 24003 | 1 | 0 | 2017 | 9999 |  |  | N | Solar | [13 empty] | 0 | 0 | 0 | 0 | [11 empty] | Standard Solar Inc | 100 | Standard Solar Inc | 100
solar pv | Fort Indiantown Gap | 62408_G_X0028 | 62408 | G | X0028 |  | Solar PV |  | PJM_WMAC | Pennsylvania | 42 | Lebanon | 75 | 42075 | 3 | 0 | 2019 | 9999 |  |  | N | Solar | [13 empty] | 0 | 0 | 0 | 0 | [11 empty] | FTIG Solar Fund LLC | 100 | Standard Solar Inc | 100
solar pv | Waynesboro Community Solar | 62409_G_1 | 62409 | G | 1 |  | Solar PV |  | S_SOU | Georgia | 13 | Burke | 33 | 13033 | 2.4 | 0 | 2019 | 9999 |  |  | N | Solar | [13 empty] | 0 | 0 | 0 | 0 | [11 empty] | Georgia Power Co | 100 | Southern Co | 100
solar pv | Daum Solar | 62412_G_DAUM | 62412 | G | DAUM |  | Solar PV |  | NY_Z_C&E | New York | 36 | Yates | 123 | 36123 | 4 | 0 | 2020 | 9999 |  |  | N | Solar | [13 empty] | 0 | 0 | 0 | 0 | [11 empty] | Middlesex Yates Solar LLC | 100 | Middlesex Yates Solar LLC | 100
solar pv | Ellis Solar | 62413_G_ELLIS | 62413 | G | ELLIS |  | Solar PV |  | NY_Z_C&E | New York | 36 | Tompkins | 109 | 36109 | 18 | 0 | 2019 | 9999 |  |  | N | Solar | [13 empty] | 0 | 0 | 0 | 0 | [11 empty] | Dryden Tompkins Solar I LLC | 100 | Dryden Tompkins Solar I LLC | 100
solar pv | Lady Slipper Solar Array | 62414_G_PV1 | 62414 | G | PV1 |  | Solar PV |  | MIS_MNWI | Minnesota | 27 | Goodhue | 49 | 27049 | 4.4 | 0 | 2019 | 9999 |  |  | N | Solar | [13 empty] | 0 | 0 | 0 | 0 | [11 empty] | AEP OnSite Partners LLC | 100 | American Electric Power Co Inc | 100
solar pv | West of the Pecos Solar | 62415_G_WOTP1 | 62415 | G | WOTP1 |  | Solar PV |  | ERC_WEST | Texas | 48 | Reeves | 389 | 48389 | 100 | 0 | 2019 | 9999 |  |  | N | Solar | [13 empty] | 0 | 0 | 0 | 0 | [11 empty] | West of The Pecos Solar LLC | 100 | E.ON Group | 100
onshore wind | Cranell Wind Farm LLC | 62416_G_WT1 | 62416 | G | WT1 |  | Onshore Wind |  | ERC_REST | Texas | 48 | Refugio | 391 | 48391 | 220 | 0 | 2020 | 9999 |  |  | N | Wind | [13 empty] | 0 | 0 | 0 | 0 | [11 empty] | Cranell Wind Farm LLC | 100 | Algonquin Power & Utilities Corp | 100
onshore wind | Peyton Creek Wind Farm LLC | 62417_G_WT1 | 62417 | G | WT1 |  | Onshore Wind |  | ERC_REST | Texas | 48 | Matagorda | 321 | 48321 | 220 | 0 | 2019 | 9999 |  |  | N | Wind | [13 empty] | 0 | 0 | 0 | 0 | [11 empty] | Peyton Creek Wind Farm LLC | 100 | RWE Group | 100
municipal solid waste | Verwey-Hanford Dairy Digester #2 | 62418_G_4 | 62418 | G | 4 |  | Non-Fossil Waste |  | WEC_CALN | California | 6 | Kings | 31 | 06031 | 1 | 13500 | 2019 | 9999 |  |  | N | Non-Fossil Waste | [13 empty] | 0 | 0 | 0 | 0 | [11 empty] | Hanford Renewable Energy LLC | 100 | Philip Verwey Farms | 100
municipal solid waste | Verwey-Hanford Dairy Digester #3 | 62419_G_4 | 62419 | G | 4 |  | Non-Fossil Waste |  | WEC_CALN | California | 6 | Kings | 31 | 06031 | 1 | 13500 | 2019 | 9999 |  |  | N | Non-Fossil Waste | [13 empty] | 0 | 0 | 0 | 0 | [11 empty] | Hanford Renewable Energy LLC | 100 | Philip Verwey Farms | 100
solar pv | Owens Corning | 62439_G_A | 62439 | G | A |  | Solar PV |  | PJM_EMAC | New Jersey | 34 | Camden | 7 | 34007 | 2.6 | 0 | 2016 | 9999 |  |  | N | Solar | [13 empty] | 0 | 0 | 0 | 0 | [11 empty] | PVnavigator LLC | 100 | Project Navigator Ltd | 100
0 | Kearny Mesa Storage LLC | 62441_G_U1 | 62441 | G | U1 |  | Energy Storage |  | WEC_SDGE | California | 6 | San Diego | 73 | 06073 | 1 | 0 | 2019 | 9999 |  |  | N | Energy Storage | [13 empty] | 0 | 0 | 0 | 0 | [11 empty] | Kearny Mesa Storage LLC | 100 | Kearny Mesa Storage LLC | 100
onshore wind | Lake Region Community Hybrid, LLC | 62442_G_LRCH | 62442 | G | LRCH |  | Onshore Wind |  | MIS_MNWI | Minnesota | 27 | Otter Tail | 111 | 27111 | 2 | 0 | 2018 | 9999 |  |  | N | Wind | [13 empty] | 0 | 0 | 0 | 0 | [11 empty] | Lake Region Community Hybrid LLC | 100 | Juhl Wind Inc | 100
solar pv | Westminster | 62443_G_A | 62443 | G | A |  | Solar PV |  | NENGREST | Vermont | 50 | Windham | 25 | 50025 | 1.8 | 0 | 2016 | 9999 |  |  | N | Solar | [13 empty] | 0 | 0 | 0 | 0 | [11 empty] | Marina Energy LLC | 100 | Goldman Sachs Group Inc (The) | 100
0 | Meyersdale Battery | 62444_G_BMY | 62444 | G | BMY |  | Energy Storage |  | PJM_PENE | Pennsylvania | 42 | Somerset | 111 | 42111 | 18 | 0 | 2015 | 9999 |  |  | N | Energy Storage | [13 empty] | 0 | 0 | 0 | 0 | [11 empty] | Meyersdale Storage LLC | 100 | Quinbrook Infrastructure Partners | 100
onshore wind | Busch Ranch II Wind Farm | 62445_G_WT | 62445 | G | WT |  | Onshore Wind |  | WECC_CO | Colorado | 8 | Huerfano | 55 | 08055 | 59.4 | 0 | 2019 | 9999 |  |  | N | Wind | [13 empty] | 0 | 0 | 0 | 0 | [11 empty] | Black Hills Electric Generation | 100 | Black Hills Corp | 100
solar pv | Lapetus | 62448_G_LAP | 62448 | G | LAP |  | Solar PV |  | ERC_WEST | Texas | 48 | Andrews | 3 | 48003 | 100 | 0 | 2019 | 9999 |  |  | N | Solar | [13 empty] | 0 | 0 | 0 | 0 | [11 empty] | Lapetus Energy Project LLC | 100 | Duke Energy Corp | 100
solar pv | Rantoul Solar | 62451_G_RANTL | 62451 | G | RANTL |  | Solar PV |  | MIS_IL | Illinois | 17 | Champaign | 19 | 17019 | 1 | 0 | 2016 | 9999 |  |  | N | Solar | [13 empty] | 0 | 0 | 0 | 0 | [11 empty] | Altorfer Inc | 100 | Altorfer Inc | 100
solar pv | Lakewood Cheddar School | 62454_G_1 | 62454 | G | 1 |  | Solar PV |  | PJM_EMAC | New Jersey | 34 | Ocean | 29 | 34029 | 1 | 0 | 2013 | 9999 |  |  | N | Solar | [13 empty] | 0 | 0 | 0 | 0 | [11 empty] | Marina Energy LLC | 100 | Goldman Sachs Group Inc (The) | 100
0 | Digital Fairfield | 62455_G_DGR01 | 62455 | G | DGR01 |  | Fuel Cell |  | NENG_CT | Connecticut | 9 | Fairfield | 1 | 09001 | 2 | 9500 | 2018 | 9999 |  |  | N | Natural Gas | [13 empty] | 0 | 0 | 0 | 0 | [11 empty] | Bloom Energy Corp | 100 | Bloom Energy Corp | 100
0 | Regeneron Tarrytown | 62456_G_RGP00 | 62456 | G | RGP00 |  | Fuel Cell |  | NY_Z_G-I | New York | 36 | Westchester | 119 | 36119 | 1.5 | 9500 | 2018 | 9999 |  |  | N | Natural Gas | [13 empty] | 0 | 0 | 0 | 0 | [11 empty] | Bloom Energy Corp | 100 | Bloom Energy Corp | 100
0 | Ratkovich Alhambra | 62458_G_RAT00 | 62458 | G | RAT00 |  | Fuel Cell |  | WEC_LADW | California | 6 | Los Angeles | 37 | 06037 | 1 | 9500 | 2018 | 9999 |  |  | N | Natural Gas | [13 empty] | 0 | 0 | 0 | 0 | [11 empty] | Bloom Energy Corp | 100 | Bloom Energy Corp | 100
0 | Micro Santa Clara | 62459_G_SMC01 | 62459 | G | SMC01 |  | Fuel Cell |  | WEC_CALN | California | 6 | Santa Clara | 85 | 06085 | 2 | 9500 | 2018 | 9999 |  |  | N | Natural Gas | [13 empty] | 0 | 0 | 0 | 0 | [11 empty] | Bloom Energy Corp | 100 | Bloom Energy Corp | 100
0 | DESI-2 Battery Storage Facility | 62460_G_DESI2 | 62460 | G | DESI2 |  | Energy Storage |  | WECC_SCE | California | 6 | Orange | 59 | 06059 | 1.4 | 0 | 2020 | 9999 |  |  | N | Energy Storage | [13 empty] | 0 | 0 | 0 | 0 | [11 empty] | Southern California Edison Co | 100 | Edison International | 100
natural gas peaker | Farmers Electric Cooperative - Kalona | 62461_G_1 | 62461 | G | 1 |  | Combustion Turbine | IC Engine | MIS_MIDA | Iowa | 19 | Johnson | 103 | 19103 | 2 | 12283 | 2001 | 9999 |  |  | N | Distillate Fuel Oil | [13 empty] | 1.6498 | 1.6498 | 1.6498 | 1.6498 | [11 empty] | Farmers Electric Coop Inc (IA) | 100 | Farmers Electric Coop Inc (IA) | 100
natural gas peaker | Farmers Electric Cooperative - Kalona | 62461_G_2 | 62461 | G | 2 |  | Combustion Turbine | IC Engine | MIS_MIDA | Iowa | 19 | Johnson | 103 | 19103 | 2 | 12283 | 2001 | 9999 |  |  | N | Distillate Fuel Oil | [13 empty] | 1.6498 | 1.6498 | 1.6498 | 1.6498 | [11 empty] | Farmers Electric Coop Inc (IA) | 100 | Farmers Electric Coop Inc (IA) | 100
natural gas peaker | Farmers Electric Cooperative - Kalona | 62461_G_3 | 62461 | G | 3 |  | Combustion Turbine | IC Engine | MIS_MIDA | Iowa | 19 | Johnson | 103 | 19103 | 2 | 12283 | 2006 | 9999 |  |  | N | Distillate Fuel Oil | [13 empty] | 1.6498 | 1.6498 | 1.6498 | 1.6498 | [11 empty] | Farmers Electric Coop Inc (IA) | 100 | Farmers Electric Coop Inc (IA) | 100
solar pv | Vista Solar Energy Center | 62467_G_VISTA | 62467 | G | VISTA |  | Solar PV |  | WECC_NM | New Mexico | 35 | Valencia | 61 | 35061 | 10 | 0 | 2019 | 9999 |  |  | N | Solar | [13 empty] | 0 | 0 | 0 | 0 | [11 empty] | PNM Resources Inc | 100 | PNM Resources Inc | 100
solar pv | Music City Community Solar | 62468_G_MCS01 | 62468 | G | MCS01 |  | Solar PV |  | S_C_TVA | Tennessee | 47 | Davidson | 37 | 47037 | 1.4 | 0 | 2018 | 9999 |  |  | N | Solar | [13 empty] | 0 | 0 | 0 | 0 | [11 empty] | Nashville Electric Service | 100 | Nashville Electric Service | 100
solar pv | Washington St Community Solar Farm #4 | 62471_G_1034 | 62471 | G | 1034 |  | Solar PV |  | NY_Z_B | New York | 36 | Monroe | 55 | 36055 | 2.5 | 0 | 2020 | 9999 |  |  | N | Solar | [13 empty] | 0 | 0 | 0 | 0 | [11 empty] | Delaware River Solar | 100 | Delaware River Solar | 100
solar pv | Washington St Community Solar Farm #1 | 62472_G_617 | 62472 | G | 617 |  | Solar PV |  | NY_Z_B | New York | 36 | Monroe | 55 | 36055 | 2.2 | 0 | 2020 | 9999 |  |  | N | Solar | [13 empty] | 0 | 0 | 0 | 0 | [11 empty] | Delaware River Solar | 100 | Delaware River Solar | 100
solar pv | Washington St Community Solar Farm #3 | 62473_G_1035 | 62473 | G | 1035 |  | Solar PV |  | NY_Z_B | New York | 36 | Monroe | 55 | 36055 | 2.5 | 0 | 2020 | 9999 |  |  | N | Solar | [13 empty] | 0 | 0 | 0 | 0 | [11 empty] | Delaware River Solar | 100 | Delaware River Solar | 100
solar pv | Gaskill Rd Community Solar Farm | 62474_G_928 | 62474 | G | 928 |  | Solar PV |  | NY_Z_C&E | New York | 36 | Tioga | 107 | 36107 | 5 | 0 | 2019 | 9999 |  |  | N | Solar | [13 empty] | 0 | 0 | 0 | 0 | [11 empty] | NY Owego I LLC | 100 | NY Owego I LLC | 100
solar pv | Dryden Rd #2 Community Solar Farm | 62477_G_372 | 62477 | G | 372 |  | Solar PV |  | NY_Z_C&E | New York | 36 | Tompkins | 109 | 36109 | 2 | 0 | 2019 | 9999 |  |  | N | Solar | [13 empty] | 0 | 0 | 0 | 0 | [11 empty] | NY Dryden II LLC | 100 | NY Dryden II LLC | 100
solar pv | Woodoak Drive Community Solar Farm | 62479_G_175 | 62479 | G | 175 |  | Solar PV |  | NY_Z_G-I | New York | 36 | Sullivan | 105 | 36105 | 2 | 0 | 2019 | 9999 |  |  | N | Solar | [13 empty] | 0 | 0 | 0 | 0 | [11 empty] | NY Tusten I LLC | 100 | NY Tusten I LLC | 100
solar pv | Burritt Rd Community Solar Farm | 62480_G_635 | 62480 | G | 635 |  | Solar PV |  | NY_Z_B | New York | 36 | Monroe | 55 | 36055 | 2 | 0 | 2019 | 9999 |  |  | N | Solar | [13 empty] | 0 | 0 | 0 | 0 | [11 empty] | Delaware River Solar | 100 | Delaware River Solar | 100
onshore wind | Beech Ridge II Wind Energy Center | 62482_G_GEN1 | 62482 | G | GEN1 |  | Onshore Wind |  | PJM_AP | West Virginia | 54 | Greenbrier | 25 | 54025 | 56.2 | 0 | 2019 | 9999 |  |  | N | Wind | [13 empty] | 0 | 0 | 0 | 0 | [11 empty] | Beech Ridge Energy II LLC | 100 | Invenergy LLC | 100
solar pv | Crawfordsville 2 Solar Park | 62484_G_SCRA2 | 62484 | G | SCRA2 |  | Solar PV |  | MIS_INKY | Indiana | 18 | Montgomery | 107 | 18107 | 7.9 | 0 | 2019 | 9999 |  |  | N | Solar | [13 empty] | 0 | 0 | 0 | 0 | [11 empty] | Crawfordsville 2 Solar Array LLC | 100 | Alchemy Renewable Energy LLC | 100
solar pv | Crawfordsville 3 Solar Park | 62485_G_SCRA3 | 62485 | G | SCRA3 |  | Solar PV |  | MIS_INKY | Indiana | 18 | Montgomery | 107 | 18107 | 4.8 | 0 | 2019 | 9999 |  |  | N | Solar | [13 empty] | 0 | 0 | 0 | 0 | [11 empty] | Crawfordsville 3 Solar Array LLC | 100 | Alchemy Renewable Energy LLC | 100
solar pv | CMR Solar LLC | 62486_G_CMRSL | 62486 | G | CMRSL |  | Solar PV |  | NY_Z_G-I | New York | 36 | Orange | 71 | 36071 | 2 | 0 | 2019 | 9999 |  |  | N | Solar | [13 empty] | 0 | 0 | 0 | 0 | [11 empty] | CMR Solar LLC | 100 | CMR Solar LLC | 100
solar pv | Flowers Solar LLC | 62487_G_FLOW | 62487 | G | FLOW |  | Solar PV |  | S_VACA | North Carolina | 37 | Johnston | 101 | 37101 | 4.3 | 0 | 2019 | 9999 |  |  | N | Solar | [13 empty] | 0 | 0 | 0 | 0 | [11 empty] | Flowers Solar LLC | 100 | Solar Projectco 8 LLC | 100
onshore wind | Prairie Queen Wind Farm | 62488_G_WT | 62488 | G | WT |  | Onshore Wind |  | SPP_N | Kansas | 20 | Allen | 1 | 20001 | 199.3 | 0 | 2019 | 9999 |  |  | N | Wind | [13 empty] | 0 | 0 | 0 | 0 | [11 empty] | Prairie Queen Wind Farm LLC | 100 | Axium Infrastructure Inc | 100
solar pv | Echo River Solar | 62490_G_1 | 62490 | G | 1 |  | Solar PV |  | FRCC | Florida | 12 | Suwannee | 121 | 12121 | 74.5 | 0 | 2020 | 9999 |  |  | N | Solar | [13 empty] | 0 | 0 | 0 | 0 | [11 empty] | Florida Power & Light Co | 100 | NextEra Energy Inc | 100
solar pv | Okeechobee Solar | 62491_G_1 | 62491 | G | 1 |  | Solar PV |  | FRCC | Florida | 12 | Okeechobee | 93 | 12093 | 74.5 | 0 | 2020 | 9999 |  |  | N | Solar | [13 empty] | 0 | 0 | 0 | 0 | [11 empty] | Florida Power & Light Co | 100 | NextEra Energy Inc | 100
natural gas peaker | ACB Energy Parntners LLC - MTF Cogen | 62492_G_ACB-1 | 62492 | G | ACB-1 |  | Combustion Turbine |  | PJM_EMAC | New Jersey | 34 | Atlantic | 1 | 34001 | 7.1 | 19558 | 2010 | 9999 |  |  | N | Natural Gas | [13 empty] | 0.23894 | 0.23894 | 0.23894 | 0.23894 | [11 empty] | ACB Energy Partners LLC | 100 | Goldman Sachs Group Inc (The) | 100
solar pv | Southfork Solar | 62493_G_1 | 62493 | G | 1 |  | Solar PV |  | FRCC | Florida | 12 | Manatee | 81 | 12081 | 74.5 | 0 | 2020 | 9999 |  |  | N | Solar | [13 empty] | 0 | 0 | 0 | 0 | [11 empty] | Florida Power & Light Co | 100 | NextEra Energy Inc | 100
onshore wind | Skeleton Creek Energy Center Hybrid | 62494_G_SKC | 62494 | G | SKC |  | Onshore Wind |  | SPP_WEST | Oklahoma | 40 | Garfield | 47 | 40047 | 250 | 0 | 2019 | 9999 |  |  | N | Wind | [13 empty] | 0 | 0 | 0 | 0 | [11 empty] | Skeleton Creek Wind LLC | 100 | NextEra Energy Inc | 100
solar pv | Palmer Solar | 62495_G_20181 | 62495 | G | 20181 |  | Solar PV |  | WECC_CO | Colorado | 8 | El Paso | 41 | 08041 | 60 | 0 | 2019 | 9999 |  |  | N | Solar | [13 empty] | 0 | 0 | 0 | 0 | [11 empty] | Juwi Inc | 100 | MVV Energie Group | 100
solar pv | Winchendon Landfill Solar | 62503_G_10237 | 62503 | G | 10237 |  | Solar PV |  | NENGREST | Massachusetts | 25 | Worcester | 27 | 25027 | 2 | 0 | 2018 | 9999 |  |  | N | Solar | [13 empty] | 0 | 0 | 0 | 0 | [11 empty] | Solar Mission SunE LLC | 100 | Onyx Renewable Partners LP | 100
solar pv | Villa Roma Rd #1 | 62525_G_40 | 62525 | G | 40 |  | Solar PV |  | NY_Z_G-I | New York | 36 | Sullivan | 105 | 36105 | 2 | 0 | 2019 | 9999 |  |  | N | Solar | [13 empty] | 0 | 0 | 0 | 0 | [11 empty] | Delaware River Solar | 100 | Delaware River Solar | 100
solar pv | Villa Roma Rd #2 | 62526_G_41 | 62526 | G | 41 |  | Solar PV |  | NY_Z_G-I | New York | 36 | Sullivan | 105 | 36105 | 2 | 0 | 2019 | 9999 |  |  | N | Solar | [13 empty] | 0 | 0 | 0 | 0 | [11 empty] | Delaware River Solar | 100 | Delaware River Solar | 100
solar pv | Villa Roma Rd #3 | 62527_G_390 | 62527 | G | 390 |  | Solar PV |  | NY_Z_G-I | New York | 36 | Sullivan | 105 | 36105 | 2 | 0 | 2019 | 9999 |  |  | N | Solar | [13 empty] | 0 | 0 | 0 | 0 | [11 empty] | Delaware River Solar | 100 | Delaware River Solar | 100
solar pv | Villa Roma Rd #4 | 62528_G_391 | 62528 | G | 391 |  | Solar PV |  | NY_Z_G-I | New York | 36 | Sullivan | 105 | 36105 | 2 | 0 | 2019 | 9999 |  |  | N | Solar | [13 empty] | 0 | 0 | 0 | 0 | [11 empty] | Delaware River Solar | 100 | Delaware River Solar | 100
solar pv | Boas Rd #1 Community Solar Farm | 62530_G_496 | 62530 | G | 496 |  | Solar PV |  | NY_Z_D | New York | 36 | Clinton | 19 | 36019 | 2 | 0 | 2019 | 9999 |  |  | N | Solar | [13 empty] | 0 | 0 | 0 | 0 | [11 empty] | NY Mooers I LLC | 100 | NY Mooers I LLC | 100
solar pv | Boas Rd #2 Community Solar Farm | 62531_G_1010 | 62531 | G | 1010 |  | Solar PV |  | NY_Z_D | New York | 36 | Clinton | 19 | 36019 | 2 | 0 | 2019 | 9999 |  |  | N | Solar | [13 empty] | 0 | 0 | 0 | 0 | [11 empty] | NY Mooers I LLC | 100 | NY Mooers I LLC | 100
solar pv | Boas Rd #3 Community Solar Farm | 62532_G_1011 | 62532 | G | 1011 |  | Solar PV |  | NY_Z_D | New York | 36 | Clinton | 19 | 36019 | 2 | 0 | 2019 | 9999 |  |  | N | Solar | [13 empty] | 0 | 0 | 0 | 0 | [11 empty] | NY Mooers III LLC | 100 | NY Mooers III LLC | 100
solar pv | Boas Rd #4 Community Solar Farm | 62533_G_1023 | 62533 | G | 1023 |  | Solar PV |  | NY_Z_D | New York | 36 | Clinton | 19 | 36019 | 2 | 0 | 2019 | 9999 |  |  | N | Solar | [13 empty] | 0 | 0 | 0 | 0 | [11 empty] | NY Mooers III LLC | 100 | NY Mooers III LLC | 100
solar pv | MSC-Scott01 LLC | 62535_G_52737 | 62535 | G | 52737 |  | Solar PV |  | MIS_MNWI | Minnesota | 27 | Scott | 139 | 27139 | 1 | 0 | 2019 | 9999 |  |  | N | Solar | [13 empty] | 0 | 0 | 0 | 0 | [11 empty] | MSC Scott01 LLC | 100 | Minnesota Solar Connection (MSC) | 100
solar pv | MSC-Chisago01 LLC CSG | 62536_G_52739 | 62536 | G | 52739 |  | Solar PV |  | MIS_MNWI | Minnesota | 27 | Chisago | 25 | 27025 | 1 | 0 | 2019 | 9999 |  |  | N | Solar | [13 empty] | 0 | 0 | 0 | 0 | [11 empty] | MSC Chisago01 LLC | 100 | MSC Chisago01 LLC | 100
solar pv | MSC-Rice01 LLC CSG | 62537_G_52738 | 62537 | G | 52738 |  | Solar PV |  | MIS_MNWI | Minnesota | 27 | Rice | 131 | 27131 | 1 | 0 | 2019 | 9999 |  |  | N | Solar | [13 empty] | 0 | 0 | 0 | 0 | [11 empty] | MSC Rice01 LLC | 100 | MSC Rice01 LLC | 100
solar pv | MSC-Chisago02 LLC | 62538_G_52740 | 62538 | G | 52740 |  | Solar PV |  | MIS_MNWI | Minnesota | 27 | Chisago | 25 | 27025 | 1 | 0 | 2019 | 9999 |  |  | N | Solar | [13 empty] | 0 | 0 | 0 | 0 | [11 empty] | MSC Chisago02 LLC | 100 | MSC Chisago02 LLC | 100
solar pv | HCE Moore I | 62539_G_PGR02 | 62539 | G | PGR02 |  | Solar PV |  | S_VACA | North Carolina | 37 | Moore | 125 | 37125 | 2 | 0 | 2018 | 9999 |  |  | N | Solar | [13 empty] | 0 | 0 | 0 | 0 | [11 empty] | ESA Renewables II LLC | 50 | ESA Renewables LLC | 50
solar pv | Three Bridge | 62540_G_PGR01 | 62540 | G | PGR01 |  | Solar PV |  | S_VACA | North Carolina | 37 | Robeson | 155 | 37155 | 2 | 0 | 2018 | 9999 |  |  | N | Solar | [13 empty] | 0 | 0 | 0 | 0 | [11 empty] | Three Bridge Farm LLC | 100 | Strata Solar LLC | 100
solar pv | Kearsarge Johnstown 1 CSG | 62549_G_JOHNN | 62549 | G | JOHNN |  | Solar PV |  | NY_Z_F | New York | 36 | Fulton | 35 | 36035 | 1.5 | 0 | 2018 | 9999 |  |  | N | Solar | [13 empty] | 0 | 0 | 0 | 0 | [11 empty] | Kearsarge Johnstown 1 LLC | 100 | Kearsarge Energy LP | 100
solar pv | Kearsarge GB | 62550_G_GB123 | 62550 | G | GB123 |  | Solar PV |  | NENGREST | Massachusetts | 25 | Berkshire | 3 | 25003 | 1.9 | 0 | 2018 | 9999 |  |  | N | Solar | [13 empty] | 0 | 0 | 0 | 0 | [11 empty] | Kearsarge GB LLC | 100 | Kearsarge Energy LP | 100
solar pv | Kearsarge SKSC1 LLC | 62551_G_SKSC1 | 62551 | G | SKSC1 |  | Solar PV |  | NENGREST | Rhode Island | 44 | Washington | 9 | 44009 | 3.8 | 0 | 2018 | 9999 |  |  | N | Solar | [13 empty] | 0 | 0 | 0 | 0 | [11 empty] | Kearsarge SKSC 1 LLC | 100 | Kearsarge Energy LP | 100
solar pv | Kearsarge Uxbridge | 62552_G_UX680 | 62552 | G | UX680 |  | Solar PV |  | NENGREST | Massachusetts | 25 | Worcester | 27 | 25027 | 1.9 | 0 | 2018 | 9999 |  |  | N | Solar | [13 empty] | 0 | 0 | 0 | 0 | [11 empty] | Kearsarge Uxbridge LLC | 100 | Kearsarge Energy LP | 100
solar pv | Kearsarge Johnstown 2 CSG | 62556_G_JOHNS | 62556 | G | JOHNS |  | Solar PV |  | NY_Z_F | New York | 36 | Fulton | 35 | 36035 | 2 | 0 | 2018 | 9999 |  |  | N | Solar | [13 empty] | 0 | 0 | 0 | 0 | [11 empty] | Kearsarge Johnstown 1 LLC | 100 | Kearsarge Energy LP | 100
solar pv | Kearsarge Montague | 62557_G_MONTA | 62557 | G | MONTA |  | Solar PV |  | NENGREST | Massachusetts | 25 | Franklin | 11 | 25011 | 4 | 0 | 2018 | 9999 |  |  | N | Solar | [13 empty] | 0 | 0 | 0 | 0 | [11 empty] | Kearsarge Montague LLC | 100 | Kearsarge Energy LP | 100
solar pv | Kearsarge SKSC2 LLC | 62558_G_SKSC2 | 62558 | G | SKSC2 |  | Solar PV |  | NENGREST | Rhode Island | 44 | Washington | 9 | 44009 | 3.1 | 0 | 2018 | 9999 |  |  | N | Solar | [13 empty] | 0 | 0 | 0 | 0 | [11 empty] | Kearsarge SKSC2 LLC | 100 | Kearsarge Energy LP | 100
solar pv | Kearsarge Wilmington | 62559_G_WILM1 | 62559 | G | WILM1 |  | Solar PV |  | NENGREST | Massachusetts | 25 | Middlesex | 17 | 25017 | 1.6 | 0 | 2017 | 9999 |  |  | N | Solar | [13 empty] | 0 | 0 | 0 | 0 | [11 empty] | Kearsarge Wilmington LLC | 100 | Kearsarge Energy LP | 100
solar pv | Airport Solar | 62560_G_APS | 62560 | G | APS |  | Solar PV |  | WECC_PNW | Oregon | 41 | Lake | 37 | 41037 | 47.3 | 0 | 2019 | 9999 |  |  | N | Solar | [13 empty] | 0 | 0 | 0 | 0 | [11 empty] | Airport Solar LLC | 100 | Obsidian Finance Group LLC | 100
solar pv | Roadrunner, LLC | 62561_G_RODR1 | 62561 | G | RODR1 |  | Solar PV |  | ERC_WEST | Texas | 48 | Upton | 461 | 48461 | 200 | 0 | 2019 | 9999 |  |  | N | Solar | [13 empty] | 0 | 0 | 0 | 0 | [11 empty] | Roadrunner Solar Project LLC | 100 | Enel SpA | 100
onshore wind | High Lonesome Wind Power, LLC | 62562_G_HILO | 62562 | G | HILO |  | Onshore Wind |  | ERC_WEST | Texas | 48 | Upton | 461 | 48461 | 449.5 | 0 | 2019 | 9999 |  |  | N | Wind | [13 empty] | 0 | 0 | 0 | 0 | [11 empty] | Enel Green Power North America Inc | 100 | Enel SpA | 100
onshore wind | Blue Summit III Wind | 62566_G_BS3 | 62566 | G | BS3 |  | Onshore Wind |  | ERC_WEST | Texas | 48 | Hardeman | 197 | 48197 | 200.2 | 0 | 2019 | 9999 |  |  | N | Wind | [13 empty] | 0 | 0 | 0 | 0 | [11 empty] | Blue Summit III Wind LLC | 100 | NextEra Energy Inc | 100
solar pv | GD Richmond Buttonwoods I, LLC | 62567_G_GDBUT | 62567 | G | GDBUT |  | Solar PV |  | NENGREST | Rhode Island | 44 | Washington | 9 | 44009 | 1.3 | 0 | 2019 | 9999 |  |  | N | Solar | [13 empty] | 0 | 0 | 0 | 0 | [11 empty] | GD Richmond Buttonwoods I LLC | 100 | GD Richmond Buttonwoods I LLC | 100
0 | Knoxville Battery Energy Storage | 62569_G_ES1 | 62569 | G | ES1 |  | Energy Storage |  | MIS_MIDA | Iowa | 19 | Marion | 125 | 19125 | 1.1 | 0 | 2018 | 9999 |  |  | N | Energy Storage | [13 empty] | 0 | 0 | 0 | 0 | [11 empty] | MidAmerican Energy Co | 100 | Berkshire Hathaway Inc | 100
onshore wind | Jiminy Peak Wind QF | 62570_G_32651 | 62570 | G | 32651 |  | Onshore Wind |  | NENGREST | Massachusetts | 25 | Berkshire | 3 | 25003 | 1.7 | 0 | 2007 | 9999 |  |  | N | Wind | [13 empty] | 0 | 0 | 0 | 0 | [11 empty] | Jiminy Peak | 100 | Jiminy Peak Mountain Resort Inc | 100
0 | Disney Prospect | 62571_G_DSY01 | 62571 | G | DSY01 |  | Fuel Cell |  | WEC_LADW | California | 6 | Los Angeles | 37 | 06037 | 1 | 9118 | 2017 | 9999 |  |  | N | Natural Gas | [13 empty] | 0 | 0 | 0 | 0 | [11 empty] | Bloom Energy Corp | 100 | Bloom Energy Corp | 100
0 | ATT Jericho | 62572_G_ATT49 | 62572 | G | ATT49 |  | Fuel Cell |  | NY_Z_K | New York | 36 | Suffolk | 103 | 36103 | 1 | 9118 | 2017 | 9999 |  |  | N | Natural Gas | [13 empty] | 0 | 0 | 0 | 0 | [11 empty] | Bloom Energy Corp | 100 | Bloom Energy Corp | 100
0 | ATT Kelvin | 62573_G_ATT56 | 62573 | G | ATT56 |  | Fuel Cell |  | WECC_SCE | California | 6 | Orange | 59 | 06059 | 1 | 9118 | 2017 | 9999 |  |  | N | Natural Gas | [13 empty] | 0 | 0 | 0 | 0 | [11 empty] | Bloom Energy Corp | 100 | Bloom Energy Corp | 100
0 | ATT Van Nyus | 62574_G_ATT93 | 62574 | G | ATT93 |  | Fuel Cell |  | WEC_LADW | California | 6 | Los Angeles | 37 | 06037 | 1 | 6711 | 2017 | 9999 |  |  | N | Natural Gas | [13 empty] | 0 | 0 | 0 | 0 | [11 empty] | Bloom Energy Corp | 100 | Bloom Energy Corp | 100
0 | FLEX Gibraltar | 62575_G_FLX01 | 62575 | G | FLX01 |  | Fuel Cell |  | WEC_CALN | California | 6 | Santa Clara | 85 | 06085 | 1 | 9118 | 2017 | 9999 |  |  | N | Natural Gas | [13 empty] | 0 | 0 | 0 | 0 | [11 empty] | Bloom Energy Corp | 100 | Bloom Energy Corp | 100
0 | MER Queens | 62576_G_MER01 | 62576 | G | MER01 |  | Fuel Cell |  | NY_Z_J | New York | 36 | Queens | 81 | 36081 | 1.2 | 9118 | 2017 | 9999 |  |  | N | Natural Gas | [13 empty] | 0 | 0 | 0 | 0 | [11 empty] | Bloom Energy Corp | 100 | Bloom Energy Corp | 100
0 | APP Prune A-D | 62577_G_AP11A | 62577 | G | AP11A |  | Fuel Cell |  | WEC_CALN | California | 6 | Santa Clara | 85 | 06085 | 1 | 9118 | 2017 | 9999 |  |  | N | Natural Gas | [13 empty] | 0 | 0 | 0 | 0 | [11 empty] | Bloom Energy Corp | 100 | Bloom Energy Corp | 100
0 | APP Prune A-D | 62577_G_AP11B | 62577 | G | AP11B |  | Fuel Cell |  | WEC_CALN | California | 6 | Santa Clara | 85 | 06085 | 1 | 9118 | 2017 | 9999 |  |  | N | Natural Gas | [13 empty] | 0 | 0 | 0 | 0 | [11 empty] | Bloom Energy Corp | 100 | Bloom Energy Corp | 100
0 | APP Prune A-D | 62577_G_AP11C | 62577 | G | AP11C |  | Fuel Cell |  | WEC_CALN | California | 6 | Santa Clara | 85 | 06085 | 1 | 9118 | 2017 | 9999 |  |  | N | Natural Gas | [13 empty] | 0 | 0 | 0 | 0 | [11 empty] | Bloom Energy Corp | 100 | Bloom Energy Corp | 100
0 | APP Prune A-D | 62577_G_AP11D | 62577 | G | AP11D |  | Fuel Cell |  | WEC_CALN | California | 6 | Santa Clara | 85 | 06085 | 1 | 9118 | 2017 | 9999 |  |  | N | Natural Gas | [13 empty] | 0 | 0 | 0 | 0 | [11 empty] | Bloom Energy Corp | 100 | Bloom Energy Corp | 100
solar pv | Preferred Freezer San Leandro | 62578_G_SLPV1 | 62578 | G | SLPV1 |  | Solar PV |  | WEC_CALN | California | 6 | Alameda | 1 | 06001 | 2 | 0 | 2017 | 9999 |  |  | N | Solar | [13 empty] | 0 | 0 | 0 | 0 | [11 empty] | EnterSolar | 100 | EnterSolar | 100
solar pv | Plainfield Community Solar LLC | 62579_G_2999 | 62579 | G | 2999 |  | Solar PV |  | NENGREST | Massachusetts | 25 | Hampshire | 15 | 25015 | 2 | 0 | 2019 | 9999 |  |  | N | Solar | [13 empty] | 0 | 0 | 0 | 0 | [11 empty] | Plainfield Solar LLC | 100 | Nexamp | 100
solar pv | Route 14A CDG Solar North and South LLC | 62580_G_6081 | 62580 | G | 6081 |  | Solar PV |  | NY_Z_C&E | New York | 36 | Ontario | 69 | 36069 | 4 | 0 | 2018 | 9999 |  |  | N | Solar | [13 empty] | 0 | 0 | 0 | 0 | [11 empty] | Route 14A CDG Solar North & South LLC | 100 | Nexamp | 100
solar pv | Tolland Solar NG LLC | 62581_G_3011 | 62581 | G | 3011 |  | Solar PV |  | NENGREST | Massachusetts | 25 | Hampden | 13 | 25013 | 3.5 | 0 | 2014 | 9999 |  |  | N | Solar | [13 empty] | 0 | 0 | 0 | 0 | [11 empty] | Tolland Solar NG LLC | 100 | Tolland Solar NG LLC | 100
solar pv | Newfield Community Solar LLC | 62582_G_5216 | 62582 | G | 5216 |  | Solar PV |  | NY_Z_C&E | New York | 36 | Tompkins | 109 | 36109 | 6 | 0 | 2019 | 9999 |  |  | N | Solar | [13 empty] | 0 | 0 | 0 | 0 | [11 empty] | Newfield Solar LLC | 100 | Newfield Solar LLC | 100
solar pv | Tanglewood Circle Solar 1 LLC | 62583_G_5823 | 62583 | G | 5823 |  | Solar PV |  | NENGREST | Massachusetts | 25 | Berkshire | 3 | 25003 | 5 | 0 | 2018 | 9999 |  |  | N | Solar | [13 empty] | 0 | 0 | 0 | 0 | [11 empty] | Tanglewood Circle Solar 1 LLC | 100 | Borrego Solar Systems Inc | 100
solar pv | Quitman Solar | 62584_G_QUITM | 62584 | G | QUITM |  | Solar PV |  | S_SOU | Georgia | 13 | Brooks | 27 | 13027 | 150 | 0 | 2020 | 9999 |  |  | N | Solar | [13 empty] | 0 | 0 | 0 | 0 | [11 empty] | Quitman Solar LLC | 100 | NextEra Energy Inc | 100
0 | Beebe Substation Battery Storage | 62585_G_WAKFD | 62585 | G | WAKFD |  | Energy Storage |  | NENGREST | Massachusetts | 25 | Middlesex | 17 | 25017 | 3 | 0 | 2019 | 9999 |  |  | N | Energy Storage | [13 empty] | 0 | 0 | 0 | 0 | [11 empty] | Massachusetts Municipal Wholesale Electric Co | 100 | Massachusetts Municipal Wholesale Electric Co | 100
solar pv | DG Florham Park Solar LLC | 62586_G_BASF | 62586 | G | BASF |  | Solar PV |  | PJM_EMAC | New Jersey | 34 | Morris | 27 | 34027 | 2 | 0 | 2019 | 9999 |  |  | N | Solar | [13 empty] | 0 | 0 | 0 | 0 | [11 empty] | DG Florham Park Solar LLC | 100 | NextEra Energy Inc | 100
onshore wind | Mesquite Star | 62587_G_MESQ | 62587 | G | MESQ |  | Onshore Wind |  | ERC_WEST | Texas | 48 | Nolan | 353 | 48353 | 418.9 | 0 | 2020 | 9999 |  |  | N | Wind | [13 empty] | 0 | 0 | 0 | 0 | [11 empty] | Mesquite Star LLC | 100 | Clearway Energy Group | 100
natural gas peaker | Wolf Creek Generator | 62590_G_WOLF | 62590 | G | WOLF |  | Combustion Turbine | IC Engine | SPP_N | Kansas | 20 | Coffey | 31 | 20031 | 1 | 12283 | 2014 | 9999 |  |  | N | Distillate Fuel Oil | [13 empty] | 1.6498 | 1.6498 | 1.6498 | 1.6498 | [11 empty] | Lyon Coffey Electric Coop Inc | 100 | Lyon Coffey Electric Coop Inc | 100
solar pv | Ruff Solar LLC | 62594_G_11625 | 62594 | G | 11625 |  | Solar PV |  | S_VACA | North Carolina | 37 | Rutherford | 161 | 37161 | 5 | 0 | 2020 | 9999 |  |  | N | Solar | [13 empty] | 0 | 0 | 0 | 0 | [11 empty] | Sol Systems LLC | 100 | Sol Systems LLC | 100
solar pv | Wendell Solar Farm LLC | 62595_G_10424 | 62595 | G | 10424 |  | Solar PV |  | S_VACA | North Carolina | 37 | Johnston | 101 | 37101 | 5 | 0 | 2019 | 9999 |  |  | N | Solar | [13 empty] | 0 | 0 | 0 | 0 | [11 empty] | Wendell Solar Farm LLC | 100 | Cypress Creek Holdings LLC | 100
solar pv | Sabattus Solar LLC | 62596_G_11999 | 62596 | G | 11999 |  | Solar PV |  | S_VACA | North Carolina | 37 | Nash | 127 | 37127 | 5 | 0 | 2019 | 9999 |  |  | N | Solar | [13 empty] | 0 | 0 | 0 | 0 | [11 empty] | Sabattus Solar LLC | 100 | New Energy Capital Corp | 100
solar pv | Rio De Oro Solar Energy Center | 62597_G_RDO | 62597 | G | RDO |  | Solar PV |  | WECC_NM | New Mexico | 35 | Valencia | 61 | 35061 | 10 | 0 | 2019 | 9999 |  |  | N | Solar | [13 empty] | 0 | 0 | 0 | 0 | [11 empty] | Public Service Co of New Mexico | 100 | PNM Resources Inc | 100
solar pv | Connell East LLC | 62598_G_LOREA | 62598 | G | LOREA |  | Solar PV |  | PJM_EMAC | New Jersey | 34 | Union | 39 | 34039 | 1.4 | 0 | 2013 | 9999 |  |  | N | Solar | [13 empty] | 0 | 0 | 0 | 0 | [11 empty] | Conell East LLC | 100 | Conell East LLC | 100
solar pv | Cookstown | 62600_G_COOKS | 62600 | G | COOKS |  | Solar PV |  | S_VACA | North Carolina | 37 | Wayne | 191 | 37191 | 4.5 | 0 | 2019 | 9999 |  |  | N | Solar | [13 empty] | 0 | 0 | 0 | 0 | [11 empty] | Cookstown Solar Farm LLC | 100 | Cookstown Solar Farm LLC | 100
solar pv | Changeup | 62601_G_CHANG | 62601 | G | CHANG |  | Solar PV |  | S_VACA | North Carolina | 37 | Randolph | 151 | 37151 | 1.5 | 0 | 2019 | 9999 |  |  | N | Solar | [13 empty] | 0 | 0 | 0 | 0 | [11 empty] | Changeup Solar LLC | 100 | Strata Solar LLC | 100
solar pv | Starr | 62602_G_STARR | 62602 | G | STARR |  | Solar PV |  | S_VACA | North Carolina | 37 | Sampson | 163 | 37163 | 4.5 | 0 | 2019 | 9999 |  |  | N | Solar | [13 empty] | 0 | 0 | 0 | 0 | [11 empty] | Starr Farm LLC | 100 | Strata Solar LLC | 100
solar pv | Badger | 62603_G_BADGE | 62603 | G | BADGE |  | Solar PV |  | S_VACA | North Carolina | 37 | Jones | 103 | 37103 | 4.5 | 0 | 2019 | 9999 |  |  | N | Solar | [13 empty] | 0 | 0 | 0 | 0 | [11 empty] | Badger Farm LLC | 100 | Strata Solar LLC | 100
onshore wind | Whitney Hill Wind Power LLC | 62606_G_WTHWP | 62606 | G | WTHWP |  | Onshore Wind |  | MIS_IL | Illinois | 17 | Logan | 107 | 17107 | 65 | 0 | 2019 | 9999 |  |  | N | Wind | [13 empty] | 0 | 0 | 0 | 0 | [11 empty] | Whitney Hill Wind Power LLC | 100 | Enel SpA | 100
solar pv | Bloomfield Municipal Utilities Solar | 62607_G_PV | 62607 | G | PV |  | Solar PV |  | MIS_IA | Iowa | 19 | Davis | 51 | 19051 | 1.6 | 0 | 2019 | 9999 |  |  | N | Solar | [13 empty] | 0 | 0 | 0 | 0 | [11 empty] | AEP OnSite Partners LLC | 100 | American Electric Power Co Inc | 100
0 | Commerce ESS | 62609_G_BA1 | 62609 | G | BA1 |  | Energy Storage |  | ERC_REST | Texas | 48 | Bexar | 29 | 48029 | 10 | 0 | 2019 | 9999 |  |  | N | Energy Storage | [13 empty] | 0 | 0 | 0 | 0 | [11 empty] | CPS Energy | 100 | CPS Energy | 100
solar pv | Commerce Solar | 62610_G_PV1 | 62610 | G | PV1 |  | Solar PV |  | ERC_REST | Texas | 48 | Bexar | 29 | 48029 | 5 | 0 | 2019 | 9999 |  |  | N | Solar | [13 empty] | 0 | 0 | 0 | 0 | [11 empty] | CPS Energy | 100 | CPS Energy | 100
solar pv | PFMG Solar Grossmont Helix LLC | 62611_G_HELIX | 62611 | G | HELIX |  | Solar PV |  | WEC_SDGE | California | 6 | San Diego | 73 | 06073 | 1.2 | 0 | 2018 | 9999 |  |  | N | Solar | [13 empty] | 0 | 0 | 0 | 0 | [11 empty] | PFMG Solar Grossmont Helix LLC | 100 | Soltage LLC | 100
solar pv | USAA Black Bear Energy | 62612_G_USBC1 | 62612 | G | USBC1 |  | Solar PV |  | PJM_EMAC | New Jersey | 34 | Middlesex | 23 | 34023 | 1.9 | 0 | 2018 | 9999 |  |  | N | Solar | [13 empty] | 0 | 0 | 0 | 0 | [11 empty] | EnterSolar | 100 | EnterSolar | 100
solar pv | CBP Solar | 62613_G_CBPB1 | 62613 | G | CBPB1 |  | Solar PV |  | NY_Z_G-I | New York | 36 | Westchester | 119 | 36119 | 1.8 | 0 | 2018 | 9999 |  |  | N | Solar | [13 empty] | 0 | 0 | 0 | 0 | [11 empty] | EnterSolar | 100 | EnterSolar | 100
solar pv | Kinder Morgan Fordham | 62614_G_KMFO1 | 62614 | G | KMFO1 |  | Solar PV |  | NY_Z_J | New York | 36 | Richmond | 85 | 36085 | 1.7 | 0 | 2018 | 9999 |  |  | N | Solar | [13 empty] | 0 | 0 | 0 | 0 | [11 empty] | EnterSolar | 100 | EnterSolar | 100
solar pv | ALDI DC 2 | 62615_G_ADC2 | 62615 | G | ADC2 |  | Solar PV |  | NENG_CT | Connecticut | 9 | Hartford | 3 | 09003 | 1.2 | 0 | 2018 | 9999 |  |  | N | Solar | [13 empty] | 0 | 0 | 0 | 0 | [11 empty] | EnterSolar | 100 | EnterSolar | 100
solar pv | CCG Marketing | 62616_G_CCGWC | 62616 | G | CCGWC |  | Solar PV |  | PJM_EMAC | New Jersey | 34 | Essex | 13 | 34013 | 1.5 | 0 | 2018 | 9999 |  |  | N | Solar | [13 empty] | 0 | 0 | 0 | 0 | [11 empty] | EnterSolar | 100 | EnterSolar | 100
onshore wind | Hidalgo Wind Farm II | 62618_G_WT | 62618 | G | WT |  | Onshore Wind |  | ERC_REST | Texas | 48 | Hidalgo | 215 | 48215 | 50.4 | 0 | 2019 | 9999 |  |  | N | Wind | [13 empty] | 0 | 0 | 0 | 0 | [11 empty] | Hidalgo Wind Farm II LLC | 100 | Energias de Portugal SA | 100
onshore wind | Sage Draw Wind | 62620_G_SD | 62620 | G | SD |  | Onshore Wind |  | SPP_SPS | Texas | 48 | Lynn | 305 | 48305 | 338.4 | 0 | 2020 | 9999 |  |  | N | Wind | [13 empty] | 0 | 0 | 0 | 0 | [11 empty] | Sage Draw Wind LLC | 100 | Orsted | 100
solar pv | Achilles Solar | 62621_G_ACHIL | 62621 | G | ACHIL |  | Solar PV |  | S_VACA | North Carolina | 37 | Montgomery | 123 | 37123 | 4.1 | 0 | 2019 | 9999 |  |  | N | Solar | [13 empty] | 0 | 0 | 0 | 0 | [11 empty] | Achilles Farm LLC | 100 | Strata Solar LLC | 100
solar pv | Arborgate Solar | 62623_G_ARBOR | 62623 | G | ARBOR |  | Solar PV |  | S_VACA | North Carolina | 37 | Chatham | 37 | 37037 | 4.5 | 0 | 2019 | 9999 |  |  | N | Solar | [13 empty] | 0 | 0 | 0 | 0 | [11 empty] | Arborgate Farm LLC | 100 | Strata Solar LLC | 100
natural gas peaker | West Water Street | 62625_G_G1 | 62625 | G | G1 |  | Combustion Turbine | IC Engine | NENGREST | Massachusetts | 25 | Bristol | 5 | 25005 | 2.5 | 10745 | 2018 | 9999 |  |  | N | Distillate Fuel Oil | [13 empty] | 1.6498 | 1.6498 | 1.6498 | 1.6498 | [11 empty] | Taunton Municipal Lighting Plant | 100 | Taunton Municipal Lighting Plant | 100
natural gas peaker | West Water Street | 62625_G_G2 | 62625 | G | G2 |  | Combustion Turbine | IC Engine | NENGREST | Massachusetts | 25 | Bristol | 5 | 25005 | 2.5 | 10745 | 2018 | 9999 |  |  | N | Distillate Fuel Oil | [13 empty] | 1.6498 | 1.6498 | 1.6498 | 1.6498 | [11 empty] | Taunton Municipal Lighting Plant | 100 | Taunton Municipal Lighting Plant | 100
natural gas peaker | West Water Street | 62625_G_G3 | 62625 | G | G3 |  | Combustion Turbine | IC Engine | NENGREST | Massachusetts | 25 | Bristol | 5 | 25005 | 2.5 | 10745 | 2018 | 9999 |  |  | N | Distillate Fuel Oil | [13 empty] | 1.6498 | 1.6498 | 1.6498 | 1.6498 | [11 empty] | Taunton Municipal Lighting Plant | 100 | Taunton Municipal Lighting Plant | 100
natural gas peaker | West Water Street | 62625_G_G4 | 62625 | G | G4 |  | Combustion Turbine | IC Engine | NENGREST | Massachusetts | 25 | Bristol | 5 | 25005 | 2.5 | 10745 | 2018 | 9999 |  |  | N | Distillate Fuel Oil | [13 empty] | 1.6498 | 1.6498 | 1.6498 | 1.6498 | [11 empty] | Taunton Municipal Lighting Plant | 100 | Taunton Municipal Lighting Plant | 100
solar pv | Wadesboro 4 | 62627_G_WADE4 | 62627 | G | WADE4 |  | Solar PV |  | S_VACA | North Carolina | 37 | Anson | 7 | 37007 | 1.9 | 0 | 2019 | 9999 |  |  | N | Solar | [13 empty] | 0 | 0 | 0 | 0 | [11 empty] | Wadesboro Farm 4 LLC | 100 | Strata Solar LLC | 100
solar pv | APG Old Bayside | 62628_G_10115 | 62628 | G | 10115 |  | Solar PV |  | PJM_EMAC | Maryland | 24 | Harford | 25 | 24025 | 1.7 | 0 | 2018 | 9999 |  |  | N | Solar | [13 empty] | 0 | 0 | 0 | 0 | [11 empty] | Solar Mission Sunstone US LLC | 100 | Onyx Renewable Partners LP | 100
solar pv | APG New Chesapeake | 62629_G_10115 | 62629 | G | 10115 |  | Solar PV |  | PJM_EMAC | Maryland | 24 | Harford | 25 | 24025 | 2.3 | 0 | 2018 | 9999 |  |  | N | Solar | [13 empty] | 0 | 0 | 0 | 0 | [11 empty] | Onyx Asset Services Group LLC | 100 | Onyx Renewable Partners LP | 100
onshore wind | Jumbo Hill Wind Project | 62630_G_WTGS1 | 62630 | G | WTGS1 |  | Onshore Wind |  | ERC_WEST | Texas | 48 | Andrews | 3 | 48003 | 160.7 | 0 | 2020 | 9999 |  |  | N | Wind | [13 empty] | 0 | 0 | 0 | 0 | [11 empty] | Jumbo Hill Wind Project LLC | 100 | ENGIE SA | 100
solar pv | Blue Heron Solar | 62631_G_1 | 62631 | G | 1 |  | Solar PV |  | FRCC | Florida | 12 | Hendry | 51 | 12051 | 74.5 | 0 | 2020 | 9999 |  |  | N | Solar | [13 empty] | 0 | 0 | 0 | 0 | [11 empty] | Florida Power & Light Co | 100 | NextEra Energy Inc | 100
solar pv | Cattle Ranch | 62632_G_1 | 62632 | G | 1 |  | Solar PV |  | FRCC | Florida | 12 | DeSoto | 27 | 12027 | 74.5 | 0 | 2020 | 9999 |  |  | N | Solar | [13 empty] | 0 | 0 | 0 | 0 | [11 empty] | Florida Power & Light Co | 100 | NextEra Energy Inc | 100
solar pv | Twin Lakes | 62633_G_1 | 62633 | G | 1 |  | Solar PV |  | FRCC | Florida | 12 | Putnam | 107 | 12107 | 74.5 | 0 | 2020 | 9999 |  |  | N | Solar | [13 empty] | 0 | 0 | 0 | 0 | [11 empty] | Florida Power & Light Co | 100 | NextEra Energy Inc | 100
solar pv | Babcock Preserve | 62634_G_1 | 62634 | G | 1 |  | Solar PV |  | FRCC | Florida | 12 | Charlotte | 15 | 12015 | 74.5 | 0 | 2020 | 9999 |  |  | N | Solar | [13 empty] | 0 | 0 | 0 | 0 | [11 empty] | Florida Power & Light Co | 100 | NextEra Energy Inc | 100
solar pv | NVSS-II | 62636_G_NVSS2 | 62636 | G | NVSS2 |  | Solar PV |  | WECC_NNV | Nevada | 32 | Nye | 23 | 32023 | 14 | 0 | 2017 | 9999 |  |  | N | Solar | [13 empty] | 0 | 0 | 0 | 0 | [11 empty] | Radian Generation | 100 | Radian Generation | 100
solar pv | Milford Solar Farm (NJ) LLC | 62637_G_MILFD | 62637 | G | MILFD |  | Solar PV |  | PJM_EMAC | New Jersey | 34 | Hunterdon | 19 | 34019 | 7.5 | 0 | 2019 | 9999 |  |  | N | Solar | [13 empty] | 0 | 0 | 0 | 0 | [11 empty] | Milford Solar LLC | 100 | LS Power Group | 100
solar pv | McCullough Road Solar Farm | 62638_G_WASHG | 62638 | G | WASHG |  | Solar PV |  | PJM_EMAC | New Jersey | 34 | Warren | 41 | 34041 | 7.6 | 0 | 2019 | 9999 |  |  | N | Solar | [13 empty] | 0 | 0 | 0 | 0 | [11 empty] | NJR Clean Energy Ventures Corp | 100 | New Jersey Resources Corp | 100
solar pv | Manchester Community College East | 62639_G_10307 | 62639 | G | 10307 |  | Solar PV |  | NENG_CT | Connecticut | 9 | Hartford | 3 | 09003 | 1 | 0 | 2018 | 9999 |  |  | N | Solar | [13 empty] | 0 | 0 | 0 | 0 | [11 empty] | CTGB Solar Mission III LLC | 100 | Solar Generating III LLC | 100
solar pv | Manchester Community College North | 62640_G_10308 | 62640 | G | 10308 |  | Solar PV |  | NENG_CT | Connecticut | 9 | Hartford | 3 | 09003 | 1 | 0 | 2018 | 9999 |  |  | N | Solar | [13 empty] | 0 | 0 | 0 | 0 | [11 empty] | CTGB Solar Mission III LLC | 100 | Solar Generating III LLC | 100
biomass | Morehead Generating Facility | 62641_G_M3516 | 62641 | G | M3516 |  | Landfill Gas |  | PJM_West | Kentucky | 21 | Rowan | 205 | 21205 | 1.4 | 13648 | 2019 | 9999 |  |  | N | Landfill Gas | [13 empty] | 0.09 | 0.09 | 0.09 | 0.09 | [11 empty] | North American BioFuels LLC | 100 | North American BioFuels LLC | 100
onshore wind | GE-Lubbock | 62642_G_GE-P2 | 62642 | G | GE-P2 |  | Onshore Wind |  | SPP_SPS | Texas | 48 | Lubbock | 303 | 48303 | 3 | 0 | 2014 | 9999 |  |  | N | Wind | [13 empty] | 0 | 0 | 0 | 0 | [11 empty] | General Electric Co | 100 | General Electric Co | 100
onshore wind | GE-Lubbock | 62642_G_GE-P3 | 62642 | G | GE-P3 |  | Onshore Wind |  | SPP_SPS | Texas | 48 | Lubbock | 303 | 48303 | 3.1 | 0 | 2015 | 9999 |  |  | N | Wind | [13 empty] | 0 | 0 | 0 | 0 | [11 empty] | General Electric Co | 100 | General Electric Co | 100
solar pv | AZ State University - Tempe Campus Solar | 62643_G_20975 | 62643 | G | 20975 |  | Solar PV |  | WECC_AZ | Arizona | 4 | Maricopa | 13 | 04013 | 0.1 | 0 | 2003 | 9999 |  |  | N | Solar | [13 empty] | 0 | 0 | 0 | 0 | [11 empty] | Sun Devil Solar LLC | 100 | Sun Devil Solar LLC | 100
solar pv | AZ State University - Tempe Campus Solar | 62643_G_3385 | 62643 | G | 3385 |  | Solar PV |  | WECC_AZ | Arizona | 4 | Maricopa | 13 | 04013 | 0.6 | 0 | 2008 | 9999 |  |  | N | Solar | [13 empty] | 0 | 0 | 0 | 0 | [11 empty] | Sun Devil Solar LLC | 100 | Sun Devil Solar LLC | 100
solar pv | AZ State University - Tempe Campus Solar | 62643_G_3365A | 62643 | G | 3365A |  | Solar PV |  | WECC_AZ | Arizona | 4 | Maricopa | 13 | 04013 | 0.1 | 0 | 2009 | 9999 |  |  | N | Solar | [13 empty] | 0 | 0 | 0 | 0 | [11 empty] | Sun Devil Solar LLC | 100 | Sun Devil Solar LLC | 100
solar pv | AZ State University - Tempe Campus Solar | 62643_G_3365B | 62643 | G | 3365B |  | Solar PV |  | WECC_AZ | Arizona | 4 | Maricopa | 13 | 04013 | 0.1 | 0 | 2009 | 9999 |  |  | N | Solar | [13 empty] | 0 | 0 | 0 | 0 | [11 empty] | Sun Devil Solar LLC | 100 | Sun Devil Solar LLC | 100
solar pv | AZ State University - Tempe Campus Solar | 62643_G_3384 | 62643 | G | 3384 |  | Solar PV |  | WECC_AZ | Arizona | 4 | Maricopa | 13 | 04013 | 0.7 | 0 | 2009 | 9999 |  |  | N | Solar | [13 empty] | 0 | 0 | 0 | 0 | [11 empty] | Sun Devil Solar LLC | 100 | Sun Devil Solar LLC | 100
solar pv | AZ State University - Tempe Campus Solar | 62643_G_4202 | 62643 | G | 4202 |  | Solar PV |  | WECC_AZ | Arizona | 4 | Maricopa | 13 | 04013 | 0.1 | 0 | 2009 | 9999 |  |  | N | Solar | [13 empty] | 0 | 0 | 0 | 0 | [11 empty] | Sun Devil Solar LLC | 100 | Sun Devil Solar LLC | 100
solar pv | AZ State University - Tempe Campus Solar | 62643_G_20794 | 62643 | G | 20794 |  | Solar PV |  | WECC_AZ | Arizona | 4 | Maricopa | 13 | 04013 | 0.2 | 0 | 2013 | 9999 |  |  | N | Solar | [13 empty] | 0 | 0 | 0 | 0 | [11 empty] | Sun Devil Solar LLC | 100 | Sun Devil Solar LLC | 100
solar pv | AZ State University - Tempe Campus Solar | 62643_G_20799 | 62643 | G | 20799 |  | Solar PV |  | WECC_AZ | Arizona | 4 | Maricopa | 13 | 04013 | 0.1 | 0 | 2013 | 9999 |  |  | N | Solar | [13 empty] | 0 | 0 | 0 | 0 | [11 empty] | Sun Devil Solar LLC | 100 | Sun Devil Solar LLC | 100
solar pv | AZ State University - Tempe Campus Solar | 62643_G_20971 | 62643 | G | 20971 |  | Solar PV |  | WECC_AZ | Arizona | 4 | Maricopa | 13 | 04013 | 0.2 | 0 | 2013 | 9999 |  |  | N | Solar | [13 empty] | 0 | 0 | 0 | 0 | [11 empty] | Sun Devil Solar LLC | 100 | Sun Devil Solar LLC | 100
solar pv | AZ State University - Tempe Campus Solar | 62643_G_20974 | 62643 | G | 20974 |  | Solar PV |  | WECC_AZ | Arizona | 4 | Maricopa | 13 | 04013 | 0.1 | 0 | 2013 | 9999 |  |  | N | Solar | [13 empty] | 0 | 0 | 0 | 0 | [11 empty] | Sun Devil Solar LLC | 100 | Sun Devil Solar LLC | 100
0 | Minuteman Energy Storage | 62644_G_MMES | 62644 | G | MMES |  | Energy Storage |  | NENGREST | Massachusetts | 25 | Middlesex | 17 | 25017 | 5 | 0 | 2019 | 9999 |  |  | N | Energy Storage | [13 empty] | 0 | 0 | 0 | 0 | [11 empty] | Minuteman Energy Storage LLC | 100 | NextEra Energy Inc | 100
solar pv | Northern Preserve Solar | 62645_G_1 | 62645 | G | 1 |  | Solar PV |  | FRCC | Florida | 12 | Baker | 3 | 12003 | 74.5 | 0 | 2020 | 9999 |  |  | N | Solar | [13 empty] | 0 | 0 | 0 | 0 | [11 empty] | Florida Power & Light Co | 100 | NextEra Energy Inc | 100
solar pv | Washburn Road Solar | 62646_G_WASHB | 62646 | G | WASHB |  | Solar PV |  | NENGREST | Massachusetts | 25 | Bristol | 5 | 25005 | 2 | 0 | 2018 | 9999 |  |  | N | Solar | [13 empty] | 0 | 0 | 0 | 0 | [11 empty] | Washburn Road Solar LLC | 100 | Washburn Road Solar LLC | 100
natural gas peaker | MBS Texbook Exchange | 62647_G_MBS1 | 62647 | G | MBS1 |  | Combustion Turbine | IC Engine | MIS_MO | Missouri | 29 | Boone | 19 | 29019 | 1 | 13469 | 2008 | 9999 |  |  | N | Distillate Fuel Oil | [13 empty] | 1.6498 | 1.6498 | 1.6498 | 1.6498 | [11 empty] | Columbia Water & Light | 100 | Columbia Water & Light | 100
natural gas peaker | MBS Texbook Exchange | 62647_G_MBS2 | 62647 | G | MBS2 |  | Combustion Turbine | IC Engine | MIS_MO | Missouri | 29 | Boone | 19 | 29019 | 1 | 13469 | 2008 | 9999 |  |  | N | Distillate Fuel Oil | [13 empty] | 1.6498 | 1.6498 | 1.6498 | 1.6498 | [11 empty] | Columbia Water & Light | 100 | Columbia Water & Light | 100
solar pv | SFDK Solar | 62649_G_SFDK | 62649 | G | SFDK |  | Solar PV |  | WEC_CALN | California | 6 | Solano | 95 | 06095 | 6.3 | 0 | 2019 | 9999 |  |  | N | Solar | [13 empty] | 0 | 0 | 0 | 0 | [11 empty] | SFDK Solar LLC | 100 | SFDK Solar LLC | 100
solar pv | Haven Solar Project CSG | 62651_G_HAVEN | 62651 | G | HAVEN |  | Solar PV |  | MIS_MNWI | Minnesota | 27 | Sherburne | 141 | 27141 | 3 | 0 | 2019 | 9999 |  |  | N | Solar | [13 empty] | 0 | 0 | 0 | 0 | [11 empty] | DG Minnesota CSG LLC | 100 | NextEra Energy Inc | 100
0 | Happy Hollow CSG Hybrid | 62652_G_HHESS | 62652 | G | HHESS |  | Energy Storage |  | NENGREST | Massachusetts | 25 | Worcester | 27 | 25027 | 3.3 | 0 | 2019 | 9999 |  |  | N | Energy Storage | [13 empty] | 0 | 0 | 0 | 0 | [11 empty] | Happy Hollow Road Solar I LLC | 100 | Happy Hollow Road Solar I LLC | 100
solar pv | Happy Hollow CSG Hybrid | 62652_G_HHPV | 62652 | G | HHPV |  | Solar PV |  | NENGREST | Massachusetts | 25 | Worcester | 27 | 25027 | 5 | 0 | 2019 | 9999 |  |  | N | Solar | [13 empty] | 0 | 0 | 0 | 0 | [11 empty] | Happy Hollow Road Solar I LLC | 100 | Happy Hollow Road Solar I LLC | 100
onshore wind | Zephyr Wind Project - 2.0 | 62653_G_T1 | 62653 | G | T1 |  | Onshore Wind |  | PJM_West | Ohio | 39 | Hancock | 63 | 39063 | 1.5 | 0 | 2019 | 9999 |  |  | N | Wind | [13 empty] | 0 | 0 | 0 | 0 | [11 empty] | One Energy LLC | 100 | One Energy LLC | 100
onshore wind | Zephyr Wind Project - 2.0 | 62653_G_T2 | 62653 | G | T2 |  | Onshore Wind |  | PJM_West | Ohio | 39 | Hancock | 63 | 39063 | 1.5 | 0 | 2019 | 9999 |  |  | N | Wind | [13 empty] | 0 | 0 | 0 | 0 | [11 empty] | One Energy LLC | 100 | One Energy LLC | 100
onshore wind | Zephyr Wind Project - 2.0 | 62653_G_T3 | 62653 | G | T3 |  | Onshore Wind |  | PJM_West | Ohio | 39 | Hancock | 63 | 39063 | 1.5 | 0 | 2019 | 9999 |  |  | N | Wind | [13 empty] | 0 | 0 | 0 | 0 | [11 empty] | One Energy LLC | 100 | One Energy LLC | 100
solar pv | HL Solar | 62655_G_HLS | 62655 | G | HLS |  | Solar PV |  | WEC_CALN | California | 6 | Lassen | 35 | 06035 | 7.6 | 0 | 2019 | 9999 |  |  | N | Solar | [13 empty] | 0 | 0 | 0 | 0 | [11 empty] | HL Solar LLC | 100 | NextEra Energy Inc | 100
solar pv | Hunter Solar LLC | 62656_G_HUSOL | 62656 | G | HUSOL |  | Solar PV |  | WECC_UT | Utah | 49 | Emery | 15 | 49015 | 100 | 0 | 2020 | 9999 |  |  | N | Solar | [13 empty] | 0 | 0 | 0 | 0 | [11 empty] | Hunter Solar LLC | 100 | D E Shaw & Co LP | 100
solar pv | DWW Solar ll | 62657_G_DWWS | 62657 | G | DWWS |  | Solar PV |  | NENG_CT | Connecticut | 9 | Hartford | 3 | 09003 | 36.9 | 0 | 2019 | 9999 |  |  | N | Solar | [13 empty] | 0 | 0 | 0 | 0 | [11 empty] | DWW Solar II LLC | 100 | D E Shaw & Co LP | 100
natural gas peaker | Cuyahoga Falls 1 | 62658_G_P001 | 62658 | G | P001 |  | Combustion Turbine | IC Engine | PJM_ATSI | Ohio | 39 | Summit | 153 | 39153 | 1.5 | 10745 | 2018 | 9999 |  |  | N | Distillate Fuel Oil | [13 empty] | 1.6498 | 1.6498 | 1.6498 | 1.6498 | [11 empty] | Cuyahoga Falls OH (City of) | 100 | Cuyahoga Falls OH (City of) | 100
natural gas peaker | Cuyahoga Falls 1 | 62658_G_P002 | 62658 | G | P002 |  | Combustion Turbine | IC Engine | PJM_ATSI | Ohio | 39 | Summit | 153 | 39153 | 1.5 | 10745 | 2018 | 9999 |  |  | N | Distillate Fuel Oil | [13 empty] | 1.6498 | 1.6498 | 1.6498 | 1.6498 | [11 empty] | Cuyahoga Falls OH (City of) | 100 | Cuyahoga Falls OH (City of) | 100
natural gas peaker | Cuyahoga Falls 1 | 62658_G_P003 | 62658 | G | P003 |  | Combustion Turbine | IC Engine | PJM_ATSI | Ohio | 39 | Summit | 153 | 39153 | 1.5 | 10745 | 2018 | 9999 |  |  | N | Distillate Fuel Oil | [13 empty] | 1.6498 | 1.6498 | 1.6498 | 1.6498 | [11 empty] | Cuyahoga Falls OH (City of) | 100 | Cuyahoga Falls OH (City of) | 100
natural gas peaker | Cuyahoga Falls 1 | 62658_G_P004 | 62658 | G | P004 |  | Combustion Turbine | IC Engine | PJM_ATSI | Ohio | 39 | Summit | 153 | 39153 | 1.5 | 10745 | 2018 | 9999 |  |  | N | Distillate Fuel Oil | [13 empty] | 1.6498 | 1.6498 | 1.6498 | 1.6498 | [11 empty] | Cuyahoga Falls OH (City of) | 100 | Cuyahoga Falls OH (City of) | 100
natural gas peaker | Cuyahoga Falls 1 | 62658_G_P005 | 62658 | G | P005 |  | Combustion Turbine | IC Engine | PJM_ATSI | Ohio | 39 | Summit | 153 | 39153 | 1.5 | 10745 | 2018 | 9999 |  |  | N | Distillate Fuel Oil | [13 empty] | 1.6498 | 1.6498 | 1.6498 | 1.6498 | [11 empty] | Cuyahoga Falls OH (City of) | 100 | Cuyahoga Falls OH (City of) | 100
natural gas peaker | Cuyahoga Falls 1 | 62658_G_P006 | 62658 | G | P006 |  | Combustion Turbine | IC Engine | PJM_ATSI | Ohio | 39 | Summit | 153 | 39153 | 1.5 | 10745 | 2018 | 9999 |  |  | N | Distillate Fuel Oil | [13 empty] | 1.6498 | 1.6498 | 1.6498 | 1.6498 | [11 empty] | Cuyahoga Falls OH (City of) | 100 | Cuyahoga Falls OH (City of) | 100
solar pv | Pecan Grove Solar, LLC | 62659_G_1081 | 62659 | G | 1081 |  | Solar PV |  | S_VACA | North Carolina | 37 | Craven | 49 | 37049 | 5 | 0 | 2019 | 9999 |  |  | N | Solar | [13 empty] | 0 | 0 | 0 | 0 | [11 empty] | Pecan Grove Solar LLC | 100 | Headwaters Solar LLC | 100
solar pv | 1025 Traveller Solar, LLC | 62660_G_1025 | 62660 | G | 1025 |  | Solar PV |  | S_VACA | North Carolina | 37 | Lee | 105 | 37105 | 5 | 0 | 2019 | 9999 |  |  | N | Solar | [13 empty] | 0 | 0 | 0 | 0 | [11 empty] | 1025 Traveller Solar LLC | 100 | CI II Mitchell Holding | 100
solar pv | 1047 Little Mountain Solar, LLC | 62661_G_1047 | 62661 | G | 1047 |  | Solar PV |  | S_VACA | North Carolina | 37 | Yadkin | 197 | 37197 | 3 | 0 | 2019 | 9999 |  |  | N | Solar | [13 empty] | 0 | 0 | 0 | 0 | [11 empty] | 1047 Little Mountain Solar LLC | 100 | CI II Mitchell Holding | 100
solar pv | Ennis Solar, LLC | 62662_G_22503 | 62662 | G | 22503 |  | Solar PV |  | S_VACA | North Carolina | 37 | Harnett | 85 | 37085 | 5 | 0 | 2019 | 9999 |  |  | N | Solar | [13 empty] | 0 | 0 | 0 | 0 | [11 empty] | Ennis Solar LLC | 100 | CI II Mitchell Holding | 100
solar pv | Gilcrest Solar | 62663_G_SO390 | 62663 | G | SO390 |  | Solar PV |  | WECC_CO | Colorado | 8 | Weld | 123 | 08123 | 1.5 | 0 | 2018 | 9999 |  |  | N | Solar | [13 empty] | 0 | 0 | 0 | 0 | [11 empty] | Gilcrest Solar Garden LLC | 100 | Brookfield Asset Management Inc | 100
solar pv | Quincy Solar | 62664_G_SO393 | 62664 | G | SO393 |  | Solar PV |  | WECC_CO | Colorado | 8 | Arapahoe | 5 | 08005 | 1.5 | 0 | 2018 | 9999 |  |  | N | Solar | [13 empty] | 0 | 0 | 0 | 0 | [11 empty] | Quincy Solar Garden LLC | 100 | Brookfield Asset Management Inc | 100
solar pv | Lafayette Horizon Solar CSG LLC | 62667_G_LFHSL | 62667 | G | LFHSL |  | Solar PV |  | WECC_CO | Colorado | 8 | Boulder | 13 | 08013 | 1.6 | 0 | 2019 | 9999 |  |  | N | Solar | [13 empty] | 0 | 0 | 0 | 0 | [11 empty] | Lafayette Horizon Solar CSG LLC | 100 | Community Energy Inc (Cei) | 100
0 | Equinix Caspian Dr. Fuel Cell | 62671_G_EQX1A | 62671 | G | EQX1A |  | Fuel Cell |  | WEC_CALN | California | 6 | Santa Clara | 85 | 06085 | 2 | 9118 | 2017 | 9999 |  |  | N | Natural Gas | [13 empty] | 0 | 0 | 0 | 0 | [11 empty] | 2016 ESA Project Co LLC | 100 | Southern Co | 100
0 | Equinix Caspian Dr. Fuel Cell | 62671_G_EQX1B | 62671 | G | EQX1B |  | Fuel Cell |  | WEC_CALN | California | 6 | Santa Clara | 85 | 06085 | 2.8 | 9118 | 2017 | 9999 |  |  | N | Natural Gas | [13 empty] | 0 | 0 | 0 | 0 | [11 empty] | 2016 ESA Project Co LLC | 100 | Southern Co | 100
solar pv | Nautilus Goat Island Solar CSG LLC | 62672_G_GI | 62672 | G | GI |  | Solar PV |  | NENGREST | Rhode Island | 44 | Providence | 7 | 44007 | 3.3 | 0 | 2019 | 9999 |  |  | N | Solar | [13 empty] | 0 | 0 | 0 | 0 | [11 empty] | Nautilus Goat Island Solar LLC | 100 | Virgo Goat Island Holdco LLC | 100
solar pv | Crooked Run | 62678_G_299 | 62678 | G | 299 |  | Solar PV |  | S_VACA | North Carolina | 37 | Pender | 141 | 37141 | 70.1 | 0 | 2019 | 9999 |  |  | N | Solar | [13 empty] | 0 | 0 | 0 | 0 | [11 empty] | Crooked Run Solar LLC | 100 | Cubico Sustainable Investments Limited | 100
solar pv | Palmetto Plains | 62679_G_1405 | 62679 | G | 1405 |  | Solar PV |  | S_VACA | South Carolina | 45 | Orangeburg | 75 | 45075 | 75 | 0 | 2019 | 9999 |  |  | N | Solar | [13 empty] | 0 | 0 | 0 | 0 | [11 empty] | Palmetto Plains Solar Project LLC | 100 | Cubico Sustainable Investments Limited | 100
solar pv | Garfield Solar | 62680_G_GARFS | 62680 | G | GARFS |  | Solar PV |  | PJM_EMAC | New Jersey | 34 | Bergen | 3 | 34003 | 1.4 | 0 | 2019 | 9999 |  |  | N | Solar | [13 empty] | 0 | 0 | 0 | 0 | [11 empty] | NJR Clean Energy Ventures III Corp | 100 | New Jersey Resources Corp | 100
solar pv | Garfield Solar | 62680_G_GARMS | 62680 | G | GARMS |  | Solar PV |  | PJM_EMAC | New Jersey | 34 | Bergen | 3 | 34003 | 1.6 | 0 | 2019 | 9999 |  |  | N | Solar | [13 empty] | 0 | 0 | 0 | 0 | [11 empty] | NJR Clean Energy Ventures III Corp | 100 | New Jersey Resources Corp | 100
solar pv | Noland Wastewater Treatment Plant Hybrid | 62682_G_FAYE1 | 62682 | G | FAYE1 |  | Solar PV |  | SPP_WEST | Arkansas | 5 | Washington | 143 | 05143 | 5 | 0 | 2019 | 9999 |  |  | N | Solar | [13 empty] | 0 | 0 | 0 | 0 | [11 empty] | Todays Power Inc | 100 | Todays Power Inc | 100
0 | Noland Wastewater Treatment Plant Hybrid | 62682_G_FAYEB | 62682 | G | FAYEB |  | Energy Storage |  | SPP_WEST | Arkansas | 5 | Washington | 143 | 05143 | 6 | 0 | 2019 | 9999 |  |  | N | Energy Storage | [13 empty] | 0 | 0 | 0 | 0 | [11 empty] | Todays Power Inc | 100 | Todays Power Inc | 100
solar pv | Westside Wastewater Treatment Plant Hybrid | 62683_G_FAYW1 | 62683 | G | FAYW1 |  | Solar PV |  | SPP_WEST | Arkansas | 5 | Washington | 143 | 05143 | 5 | 0 | 2019 | 9999 |  |  | N | Solar | [13 empty] | 0 | 0 | 0 | 0 | [11 empty] | Todays Power Inc | 100 | Todays Power Inc | 100
0 | Westside Wastewater Treatment Plant Hybrid | 62683_G_FAYWB | 62683 | G | FAYWB |  | Energy Storage |  | SPP_WEST | Arkansas | 5 | Washington | 143 | 05143 | 6 | 0 | 2019 | 9999 |  |  | N | Energy Storage | [13 empty] | 0 | 0 | 0 | 0 | [11 empty] | Todays Power Inc | 100 | Todays Power Inc | 100
solar pv | TPE Pennsylvania Solar 1, LLC | 62686_G_PABOE | 62686 | G | PABOE |  | Solar PV |  | PJM_EMAC | Pennsylvania | 42 | Lancaster | 71 | 42071 | 3.6 | 0 | 2019 | 9999 |  |  | N | Solar | [13 empty] | 0 | 0 | 0 | 0 | [11 empty] | TPE Pennsylvania Solar 1 LLC | 100 | TPE Pennsylvania Solar 1 LLC | 100
solar pv | American Canyon Solar | 62687_G_RPNPA | 62687 | G | RPNPA |  | Solar PV |  | WEC_CALN | California | 6 | Napa | 55 | 06055 | 1 | 0 | 2019 | 9999 |  |  | N | Solar | [13 empty] | 0 | 0 | 0 | 0 | [11 empty] | Wildcat Renewables LLC | 100 | Renewable Properties Holdings LLC | 100
solar pv | American Canyon Solar | 62687_G_RPNPB | 62687 | G | RPNPB |  | Solar PV |  | WEC_CALN | California | 6 | Napa | 55 | 06055 | 1 | 0 | 2019 | 9999 |  |  | N | Solar | [13 empty] | 0 | 0 | 0 | 0 | [11 empty] | Wildcat Renewables LLC | 100 | Renewable Properties Holdings LLC | 100
solar pv | American Canyon Solar | 62687_G_RPNPC | 62687 | G | RPNPC |  | Solar PV |  | WEC_CALN | California | 6 | Napa | 55 | 06055 | 1 | 0 | 2019 | 9999 |  |  | N | Solar | [13 empty] | 0 | 0 | 0 | 0 | [11 empty] | Wildcat Renewables LLC | 100 | Renewable Properties Holdings LLC | 100
solar pv | Malech Solar Farm | 62688_G_MFARM | 62688 | G | MFARM |  | Solar PV |  | WEC_CALN | California | 6 | Santa Clara | 85 | 06085 | 3.1 | 0 | 2017 | 9999 |  |  | N | Solar | [13 empty] | 0 | 0 | 0 | 0 | [11 empty] | Santa Clara County (CA) | 100 | Santa Clara County (CA) | 100
solar pv | Hellyer Solar Farm | 62689_G_HFARM | 62689 | G | HFARM |  | Solar PV |  | WEC_CALN | California | 6 | Santa Clara | 85 | 06085 | 2.2 | 0 | 2017 | 9999 |  |  | N | Solar | [13 empty] | 0 | 0 | 0 | 0 | [11 empty] | Santa Clara County (CA) | 100 | Santa Clara County (CA) | 100
solar pv | Guadalupe Solar Farm | 62690_G_GFARM | 62690 | G | GFARM |  | Solar PV |  | WEC_CALN | California | 6 | Santa Clara | 85 | 06085 | 1.7 | 0 | 2018 | 9999 |  |  | N | Solar | [13 empty] | 0 | 0 | 0 | 0 | [11 empty] | Santa Clara County (CA) | 100 | Santa Clara County (CA) | 100
solar pv | Shiloh Hwy Solar | 62691_G_PGR05 | 62691 | G | PGR05 |  | Solar PV |  | PJM_Dom | North Carolina | 37 | Camden | 29 | 37029 | 5 | 0 | 2017 | 9999 |  |  | N | Solar | [13 empty] | 0 | 0 | 0 | 0 | [11 empty] | Shiloh Hwy 1108 Solar LLC | 100 | SunEnergy 1 LLC | 100
solar pv | Sandy Solar | 62692_G_PGR04 | 62692 | G | PGR04 |  | Solar PV |  | PJM_Dom | North Carolina | 37 | Camden | 29 | 37029 | 5 | 0 | 2018 | 9999 |  |  | N | Solar | [13 empty] | 0 | 0 | 0 | 0 | [11 empty] | Trotman Road Solar LLC | 100 | Greenbacker Renewable Energy Corp | 100
solar pv | Chowan Jehu Solar | 62693_G_PGR03 | 62693 | G | PGR03 |  | Solar PV |  | PJM_Dom | North Carolina | 37 | Chowan | 41 | 37041 | 5 | 0 | 2018 | 9999 |  |  | N | Solar | [13 empty] | 0 | 0 | 0 | 0 | [11 empty] | Chowan Jehu Road Solar LLC | 100 | SunEnergy 1 LLC | 100
solar pv | CED Northampton Solar LLC | 62695_G_NSMA | 62695 | G | NSMA |  | Solar PV |  | NENGREST | Massachusetts | 25 | Hampshire | 15 | 25015 | 4.3 | 0 | 2019 | 9999 |  |  | N | Solar | [13 empty] | 0 | 0 | 0 | 0 | [11 empty] | CED Northampton Solar LLC | 100 | Consolidated Edison Inc | 100
solar pv | FastSun 2 CSG | 62696_G_FS2 | 62696 | G | FS2 |  | Solar PV |  | MIS_MNWI | Minnesota | 27 | Dakota | 37 | 27037 | 1 | 0 | 2019 | 9999 |  |  | N | Solar | [13 empty] | 0 | 0 | 0 | 0 | [11 empty] | FastSun 2 LLC | 100 | Altus Power America Management LLC | 100
0 | Mission College Blvd. Fuel Cell | 62697_G_NTL3A | 62697 | G | NTL3A |  | Fuel Cell |  | WEC_CALN | California | 6 | Santa Clara | 85 | 06085 | 2.4 | 9118 | 2017 | 9999 |  |  | N | Natural Gas | [13 empty] | 0 | 0 | 0 | 0 | [11 empty] | 2016 ESA Project Co LLC | 100 | Southern Co | 100
0 | Mission College Blvd. Fuel Cell | 62697_G_NTL3B | 62697 | G | NTL3B |  | Fuel Cell |  | WEC_CALN | California | 6 | Santa Clara | 85 | 06085 | 2.6 | 9118 | 2017 | 9999 |  |  | N | Natural Gas | [13 empty] | 0 | 0 | 0 | 0 | [11 empty] | 2016 ESA Project Co LLC | 100 | Southern Co | 100
0 | Kaiser East La Palma Ave. Fuel Cell | 62698_G_KR059 | 62698 | G | KR059 |  | Fuel Cell |  | WECC_SCE | California | 6 | Orange | 59 | 06059 | 1.5 | 9118 | 2017 | 9999 |  |  | N | Natural Gas | [13 empty] | 0 | 0 | 0 | 0 | [11 empty] | 2016 ESA Project Co LLC | 100 | Southern Co | 100
0 | Kaiser Deer Valley Rd. Fuel Cell | 62699_G_KSR24 | 62699 | G | KSR24 |  | Fuel Cell |  | WEC_CALN | California | 6 | Contra Costa | 13 | 06013 | 1.4 | 9118 | 2017 | 9999 |  |  | N | Natural Gas | [13 empty] | 0 | 0 | 0 | 0 | [11 empty] | 2016 ESA Project Co LLC | 100 | Southern Co | 100
0 | Kaiser Owens Dr. Fuel Cell | 62700_G_KSR23 | 62700 | G | KSR23 |  | Fuel Cell |  | WEC_CALN | California | 6 | Alameda | 1 | 06001 | 1 | 9118 | 2017 | 9999 |  |  | N | Natural Gas | [13 empty] | 0 | 0 | 0 | 0 | [11 empty] | 2016 ESA Project Co LLC | 100 | Southern Co | 100
0 | Kaiser Napa Valley Corporate Dr Fuel Cell | 62701_G_KS18A | 62701 | G | KS18A |  | Fuel Cell |  | WEC_CALN | California | 6 | Napa | 55 | 06055 | 2.5 | 9118 | 2017 | 9999 |  |  | N | Natural Gas | [13 empty] | 0 | 0 | 0 | 0 | [11 empty] | 2016 ESA Project Co LLC | 100 | Southern Co | 100
0 | Kaiser Napa Valley Corporate Dr Fuel Cell | 62701_G_KS18B | 62701 | G | KS18B |  | Fuel Cell |  | WEC_CALN | California | 6 | Napa | 55 | 06055 | 2.3 | 9118 | 2017 | 9999 |  |  | N | Natural Gas | [13 empty] | 0 | 0 | 0 | 0 | [11 empty] | 2016 ESA Project Co LLC | 100 | Southern Co | 100
0 | Equinix Great Oaks Blvd. Fuel Cell | 62702_G_EQ14A | 62702 | G | EQ14A |  | Fuel Cell |  | WEC_CALN | California | 6 | Santa Clara | 85 | 06085 | 2.4 | 9118 | 2017 | 9999 |  |  | N | Natural Gas | [13 empty] | 0 | 0 | 0 | 0 | [11 empty] | 2016 ESA Project Co LLC | 100 | Southern Co | 100
0 | Equinix Great Oaks Blvd. Fuel Cell | 62702_G_EQ14B | 62702 | G | EQ14B |  | Fuel Cell |  | WEC_CALN | California | 6 | Santa Clara | 85 | 06085 | 2.1 | 9118 | 2017 | 9999 |  |  | N | Natural Gas | [13 empty] | 0 | 0 | 0 | 0 | [11 empty] | 2016 ESA Project Co LLC | 100 | Southern Co | 100
0 | Equinix Lundy Ave. Fuel Cell | 62703_G_EQ13A | 62703 | G | EQ13A |  | Fuel Cell |  | WEC_CALN | California | 6 | Santa Clara | 85 | 06085 | 1.8 | 9118 | 2017 | 9999 |  |  | N | Natural Gas | [13 empty] | 0 | 0 | 0 | 0 | [11 empty] | 2016 ESA Project Co LLC | 100 | Southern Co | 100
0 | Equinix Lundy Ave. Fuel Cell | 62703_G_EQ13B | 62703 | G | EQ13B |  | Fuel Cell |  | WEC_CALN | California | 6 | Santa Clara | 85 | 06085 | 2 | 9118 | 2017 | 9999 |  |  | N | Natural Gas | [13 empty] | 0 | 0 | 0 | 0 | [11 empty] | 2016 ESA Project Co LLC | 100 | Southern Co | 100
0 | Equinix Douglas St. Fuel Cell | 62704_G_EQX09 | 62704 | G | EQX09 |  | Fuel Cell |  | WEC_LADW | California | 6 | Los Angeles | 37 | 06037 | 1.5 | 9118 | 2017 | 9999 |  |  | N | Natural Gas | [13 empty] | 0 | 0 | 0 | 0 | [11 empty] | 2016 ESA Project Co LLC | 100 | Southern Co | 100
0 | Equinix Maple Ave. Fuel Cell | 62705_G_EQX08 | 62705 | G | EQX08 |  | Fuel Cell |  | WEC_LADW | California | 6 | Los Angeles | 37 | 06037 | 2 | 9118 | 2017 | 9999 |  |  | N | Natural Gas | [13 empty] | 0 | 0 | 0 | 0 | [11 empty] | 2016 ESA Project Co LLC | 100 | Southern Co | 100
solar pv | Helen Solar CSG | 62706_G_SC | 62706 | G | SC |  | Solar PV |  | MIS_MNWI | Minnesota | 27 | McLeod | 85 | 27085 | 4 | 0 | 2019 | 9999 |  |  | N | Solar | [13 empty] | 0 | 0 | 0 | 0 | [11 empty] | Helen Solar LLC | 100 | Virgo Mangata Holdco LLC | 100
solar pv | Walcott Solar CSG | 62707_G_SC | 62707 | G | SC |  | Solar PV |  | MIS_MNWI | Minnesota | 27 | Rice | 131 | 27131 | 4 | 0 | 2019 | 9999 |  |  | N | Solar | [13 empty] | 0 | 0 | 0 | 0 | [11 empty] | Walcott Solar LLC | 100 | Virgo Mangata Holdco LLC | 100
solar pv | Northfield Solar CSG | 62708_G_SC | 62708 | G | SC |  | Solar PV |  | MIS_MNWI | Minnesota | 27 | Rice | 131 | 27131 | 5 | 0 | 2019 | 9999 |  |  | N | Solar | [13 empty] | 0 | 0 | 0 | 0 | [11 empty] | Northfield Solar LLC | 100 | Virgo Mangata Holdco LLC | 100
solar pv | Warsaw Solar CSG | 62709_G_SC | 62709 | G | SC |  | Solar PV |  | MIS_MNWI | Minnesota | 27 | Rice | 131 | 27131 | 2 | 0 | 2020 | 9999 |  |  | N | Solar | [13 empty] | 0 | 0 | 0 | 0 | [11 empty] | Warsaw Solar LLC (MN) | 100 | Warsaw Solar LLC (MN) | 100
solar pv | Nationals | 62710_G_SO435 | 62710 | G | SO435 |  | Solar PV |  | PJM_SMAC | District of Columbia | 11 | District of Columbia | 1 | 11001 | 1 | 0 | 2019 | 9999 |  |  | N | Solar | [13 empty] | 0 | 0 | 0 | 0 | [11 empty] | Terraform Power Inc | 100 | Brookfield Asset Management Inc | 100
solar pv | Burlington Coat Factory Solar | 62712_G_BCF | 62712 | G | BCF |  | Solar PV |  | PJM_EMAC | New Jersey | 34 | Burlington | 5 | 34005 | 2.6 | 0 | 2018 | 9999 |  |  | N | Solar | [13 empty] | 0 | 0 | 0 | 0 | [11 empty] | DG Northeast Solar II LLC | 100 | NextEra Energy Inc | 100
solar pv | DSM Nutritional Products Solar | 62713_G_DSM | 62713 | G | DSM |  | Solar PV |  | PJM_EMAC | New Jersey | 34 | Warren | 41 | 34041 | 10 | 0 | 2018 | 9999 |  |  | N | Solar | [13 empty] | 0 | 0 | 0 | 0 | [11 empty] | DG New Jersey Solar LLC | 100 | DG Power LLC | 100
solar pv | Mesa CSG 2 Massicotte | 62718_G_X0037 | 62718 | G | X0037 |  | Solar PV |  | WECC_CO | Colorado | 8 | Mesa | 77 | 08077 | 1.5 | 0 | 2019 | 9999 |  |  | N | Solar | [13 empty] | 0 | 0 | 0 | 0 | [11 empty] | Mesa CSG 2 LLC | 100 | Standard Solar Inc | 100
solar pv | Mesa CSG 1 Murdock | 62719_G_X0038 | 62719 | G | X0038 |  | Solar PV |  | WECC_CO | Colorado | 8 | Mesa | 77 | 08077 | 1.5 | 0 | 2019 | 9999 |  |  | N | Solar | [13 empty] | 0 | 0 | 0 | 0 | [11 empty] | Mesa CSG 1 LLC | 100 | Standard Solar Inc | 100
solar pv | Chester Woods Point Solar, LLC CSG | 62720_G_5540 | 62720 | G | 5540 |  | Solar PV |  | PJM_EMAC | Maryland | 24 | Queen Annes | 35 | 24035 | 2 | 0 | 2019 | 9999 |  |  | N | Solar | [13 empty] | 0 | 0 | 0 | 0 | [11 empty] | Chester Woods Point Solar LLC | 100 | Nexamp | 100
solar pv | Steel Sun 2: 2303-III-9 Hamburg Tpke | 62721_G_SS29 | 62721 | G | SS29 |  | Solar PV |  | NY_Z_A | New York | 36 | Erie | 29 | 36029 | 2 | 0 | 2019 | 9999 |  |  | N | Solar | [13 empty] | 0 | 0 | 0 | 0 | [11 empty] | BQ Energy | 100 | BQ Energy LLC | 100
solar pv | Steel Sun 2: 2303-III-4 Hamburg Tpke | 62722_G_SS24 | 62722 | G | SS24 |  | Solar PV |  | NY_Z_A | New York | 36 | Erie | 29 | 36029 | 2 | 0 | 2019 | 9999 |  |  | N | Solar | [13 empty] | 0 | 0 | 0 | 0 | [11 empty] | BQ Energy | 100 | BQ Energy LLC | 100
solar pv | Steel Sun 2: 2303-III-2 Hamburg Tpke | 62723_G_SS22 | 62723 | G | SS22 |  | Solar PV |  | NY_Z_A | New York | 36 | Erie | 29 | 36029 | 2 | 0 | 2019 | 9999 |  |  | N | Solar | [13 empty] | 0 | 0 | 0 | 0 | [11 empty] | BQ Energy | 100 | BQ Energy LLC | 100
solar pv | Homer Street West | 62724_G_HSW | 62724 | G | HSW |  | Solar PV |  | NY_Z_A | New York | 36 | Cattaraugus | 9 | 36009 | 1.6 | 0 | 2019 | 9999 |  |  | N | Solar | [13 empty] | 0 | 0 | 0 | 0 | [11 empty] | BQ Energy | 25 | BQ Energy LLC | 25
solar pv | Homer Street East | 62725_G_HSE | 62725 | G | HSE |  | Solar PV |  | NY_Z_A | New York | 36 | Cattaraugus | 9 | 36009 | 1.6 | 0 | 2019 | 9999 |  |  | N | Solar | [13 empty] | 0 | 0 | 0 | 0 | [11 empty] | BQ Energy | 25 | BQ Energy LLC | 25
solar pv | MHG Wallingford | 62728_G_X0041 | 62728 | G | X0041 |  | Solar PV |  | NENGREST | Vermont | 50 | Rutland | 21 | 50021 | 2.2 | 0 | 2019 | 9999 |  |  | N | Solar | [13 empty] | 0 | 0 | 0 | 0 | [11 empty] | Standard Solar Inc | 100 | Standard Solar Inc | 100
solar pv | Solar Star Palo Alto I, LLC | 62732_G_SSPAI | 62732 | G | SSPAI |  | Solar PV |  | WEC_CALN | California | 6 | Santa Clara | 85 | 06085 | 1.3 | 0 | 2019 | 9999 |  |  | N | Solar | [13 empty] | 0 | 0 | 0 | 0 | [11 empty] | DG 1 Acquisition Co LLC | 100 | NextEra Energy Inc | 100
0 | East Hampton Energy Storage Center | 62733_G_BEH | 62733 | G | BEH |  | Energy Storage |  | NY_Z_K | New York | 36 | Suffolk | 103 | 36103 | 5 | 0 | 2018 | 9999 |  |  | N | Energy Storage | [13 empty] | 0 | 0 | 0 | 0 | [11 empty] | East Hampton Energy Storage Center LLC | 100 | National Grid Plc | 100
0 | Montauk Energy Storage Center | 62734_G_BME | 62734 | G | BME |  | Energy Storage |  | NY_Z_K | New York | 36 | Suffolk | 103 | 36103 | 5 | 0 | 2019 | 9999 |  |  | N | Energy Storage | [13 empty] | 0 | 0 | 0 | 0 | [11 empty] | Montauk Energy Storage Center LLC | 100 | National Grid Plc | 100
solar pv | Phoenix Solar South Farms LLC Solar Farm | 62735_G_M1358 | 62735 | G | M1358 |  | Solar PV |  | MIS_IL | Illinois | 17 | Champaign | 19 | 17019 | 4.7 | 0 | 2015 | 9999 |  |  | N | Solar | [13 empty] | 0 | 0 | 0 | 0 | [11 empty] | Phoenix Solar | 100 | Phoenix Solar | 100
solar pv | KDC Solar ASGM | 62739_G_ARDAH | 62739 | G | ARDAH |  | Solar PV |  | PJM_EMAC | New Jersey | 34 | Cumberland | 11 | 34011 | 3.8 | 0 | 2019 | 9999 |  |  | N | Solar | [13 empty] | 0 | 0 | 0 | 0 | [11 empty] | Clean Capital Partners LLC | 100 | Clean Capital Partners LLC | 100
solar pv | MSC-Empire01, LLC | 62740_G_52784 | 62740 | G | 52784 |  | Solar PV |  | MIS_MNWI | Minnesota | 27 | Dakota | 37 | 27037 | 1 | 0 | 2019 | 9999 |  |  | N | Solar | [13 empty] | 0 | 0 | 0 | 0 | [11 empty] | MSC Empire01 LLC | 100 | MSC Empire01 LLC | 100
solar pv | Arcadia Solar | 62744_G_A1 | 62744 | G | A1 |  | Solar PV |  | MIS_MNWI | Wisconsin | 55 | Trempealeau | 121 | 55121 | 5 | 0 | 2019 | 9999 |  |  | N | Solar | [13 empty] | 0 | 0 | 0 | 0 | [11 empty] | Butter Solar LLC | 100 | OneEnergy Inc | 100
solar pv | KDC Solar CSCP LLC | 62746_G_CSCP | 62746 | G | CSCP |  | Solar PV |  | PJM_EMAC | New Jersey | 34 | Monmouth | 25 | 34025 | 3.4 | 0 | 2019 | 9999 |  |  | N | Solar | [13 empty] | 0 | 0 | 0 | 0 | [11 empty] | Clean Capital Partners LLC | 100 | Clean Capital Partners LLC | 100
hydro | Ravenna Hydroelectric Project | 62747_G_1 | 62747 | G | 1 |  | Hydro |  | PJM_West | Kentucky | 21 | Estill | 65 | 21065 | 0.5 | 0 | 2019 | 9999 |  |  | N | Hydro | [13 empty] | 0 | 0 | 0 | 0 | [11 empty] | Lock 12 Hydro Partners | 100 | Lock 12 Hydro Partners | 100
hydro | Ravenna Hydroelectric Project | 62747_G_2 | 62747 | G | 2 |  | Hydro |  | PJM_West | Kentucky | 21 | Estill | 65 | 21065 | 0.5 | 0 | 2019 | 9999 |  |  | N | Hydro | [13 empty] | 0 | 0 | 0 | 0 | [11 empty] | Lock 12 Hydro Partners | 100 | Lock 12 Hydro Partners | 100
hydro | Ravenna Hydroelectric Project | 62747_G_3 | 62747 | G | 3 |  | Hydro |  | PJM_West | Kentucky | 21 | Estill | 65 | 21065 | 0.5 | 0 | 2019 | 9999 |  |  | N | Hydro | [13 empty] | 0 | 0 | 0 | 0 | [11 empty] | Lock 12 Hydro Partners | 100 | Lock 12 Hydro Partners | 100
hydro | Ravenna Hydroelectric Project | 62747_G_4 | 62747 | G | 4 |  | Hydro |  | PJM_West | Kentucky | 21 | Estill | 65 | 21065 | 0.5 | 0 | 2019 | 9999 |  |  | N | Hydro | [13 empty] | 0 | 0 | 0 | 0 | [11 empty] | Lock 12 Hydro Partners | 100 | Lock 12 Hydro Partners | 100
hydro | Ravenna Hydroelectric Project | 62747_G_5 | 62747 | G | 5 |  | Hydro |  | PJM_West | Kentucky | 21 | Estill | 65 | 21065 | 0.5 | 0 | 2019 | 9999 |  |  | N | Hydro | [13 empty] | 0 | 0 | 0 | 0 | [11 empty] | Lock 12 Hydro Partners | 100 | Lock 12 Hydro Partners | 100
solar pv | Little Manatee River Solar | 62750_G_GEN1 | 62750 | G | GEN1 |  | Solar PV |  | FRCC | Florida | 12 | Hillsborough | 57 | 12057 | 74.5 | 0 | 2020 | 9999 |  |  | N | Solar | [13 empty] | 0 | 0 | 0 | 0 | [11 empty] | Tampa Electric Co | 100 | TECO Energy Inc | 100
onshore wind | LafargeHolcim - Paulding Wind Project | 62752_G_L1 | 62752 | G | L1 |  | Onshore Wind |  | PJM_West | Ohio | 39 | Paulding | 125 | 39125 | 1.5 | 0 | 2019 | 9999 |  |  | N | Wind | [13 empty] | 0 | 0 | 0 | 0 | [11 empty] | OEE XXVIII LLC | 100 | One Energy Capital Corp | 100
onshore wind | LafargeHolcim - Paulding Wind Project | 62752_G_L2 | 62752 | G | L2 |  | Onshore Wind |  | PJM_West | Ohio | 39 | Paulding | 125 | 39125 | 1.5 | 0 | 2019 | 9999 |  |  | N | Wind | [13 empty] | 0 | 0 | 0 | 0 | [11 empty] | OEE XXVIII LLC | 100 | One Energy Capital Corp | 100
onshore wind | LafargeHolcim - Paulding Wind Project | 62752_G_L3 | 62752 | G | L3 |  | Onshore Wind |  | PJM_West | Ohio | 39 | Paulding | 125 | 39125 | 1.5 | 0 | 2019 | 9999 |  |  | N | Wind | [13 empty] | 0 | 0 | 0 | 0 | [11 empty] | OEE XXVIII LLC | 100 | One Energy Capital Corp | 100
0 | Prospect Storage | 62753_G_BESS | 62753 | G | BESS |  | Energy Storage |  | ERC_REST | Texas | 48 | Brazoria | 39 | 48039 | 9.9 | 0 | 2019 | 9999 |  |  | N | Energy Storage | [13 empty] | 0 | 0 | 0 | 0 | [11 empty] | West Columbia Storage LLC | 100 | Quinbrook Infrastructure Partners | 100
solar pv | Prospero Solar | 62755_G_PROSP | 62755 | G | PROSP |  | Solar PV |  | ERC_WEST | Texas | 48 | Andrews | 3 | 48003 | 300 | 0 | 2020 | 9999 |  |  | N | Solar | [13 empty] | 0 | 0 | 0 | 0 | [11 empty] | Prospero Energy Project LLC | 100 | Longroad Energy Holdings LLC | 100
solar pv | RC Energy AA LLC Solar Facility | 62756_G_AA001 | 62756 | G | AA001 |  | Solar PV |  | WECC_NM | New Mexico | 35 | Bernalillo | 1 | 35001 | 1 | 0 | 2011 | 9999 |  |  | N | Solar | [13 empty] | 0 | 0 | 0 | 0 | [11 empty] | RC Energy Group LLC | 100 | PNC Energy Capital LLC | 100
natural gas peaker | Bridgewater Complex Co-Generation Plant | 62757_G_CG1 | 62757 | G | CG1 |  | Combustion Turbine |  | NENGREST | Massachusetts | 25 | Bristol | 5 | 25005 | 1.5 | 8700 | 2015 | 9999 |  |  | Y | Natural Gas | [13 empty] | 0.23894 | 0.23894 | 0.23894 | 0.23894 | [11 empty] | Massachusetts Dept of Corrections | 100 | Massachusetts Dept of Corrections | 100
solar pv | Greenville CSG | 62759_G_GV | 62759 | G | GV |  | Solar PV |  | NY_Z_G-I | New York | 36 | Orange | 71 | 36071 | 2 | 0 | 2019 | 9999 |  |  | N | Solar | [13 empty] | 0 | 0 | 0 | 0 | [11 empty] | Nautilus Power LLC | 100 | Essential Power LLC | 100
solar pv | Hopkinton CSG | 62760_G_WT | 62760 | G | WT |  | Solar PV |  | NENGREST | Massachusetts | 25 | Middlesex | 17 | 25017 | 2 | 0 | 2019 | 9999 |  |  | N | Solar | [13 empty] | 0 | 0 | 0 | 0 | [11 empty] | Virgo Helios II LLC | 100 | Virgo Societas Direct IV LP | 100
solar pv | Chester CSG | 62761_G_CH | 62761 | G | CH |  | Solar PV |  | NY_Z_G-I | New York | 36 | Orange | 71 | 36071 | 2 | 0 | 2019 | 9999 |  |  | N | Solar | [13 empty] | 0 | 0 | 0 | 0 | [11 empty] | Nautilus Power LLC | 100 | Essential Power LLC | 100
natural gas peaker | NASA Johnson Space Center CHP | 62762_G_CTG-1 | 62762 | G | CTG-1 |  | Combustion Turbine |  | ERC_REST | Texas | 48 | Harris | 201 | 48201 | 5.3 | 10745 | 2018 | 9999 |  |  | Y | Natural Gas | [13 empty] | 0.011 | 0.011 | 0.011 | 0.011 | [11 empty] | Energy Systems Group | 100 | Energy Systems Group | 100
natural gas peaker | NASA Johnson Space Center CHP | 62762_G_CTG-2 | 62762 | G | CTG-2 |  | Combustion Turbine |  | ERC_REST | Texas | 48 | Harris | 201 | 48201 | 5.3 | 10745 | 2018 | 9999 |  |  | Y | Natural Gas | [13 empty] | 0.011 | 0.011 | 0.011 | 0.011 | [11 empty] | Energy Systems Group | 100 | Energy Systems Group | 100
solar pv | Carver CSG | 62763_G_CR | 62763 | G | CR |  | Solar PV |  | NENGREST | Massachusetts | 25 | Plymouth | 23 | 25023 | 2 | 0 | 2019 | 9999 |  |  | N | Solar | [13 empty] | 0 | 0 | 0 | 0 | [11 empty] | Virgo Societas Direct IV LP | 86.2 | Virgo Societas Direct IV LP | 100
solar pv | Westtown CSG | 62764_G_WT | 62764 | G | WT |  | Solar PV |  | NY_Z_G-I | New York | 36 | Orange | 71 | 36071 | 2 | 0 | 2019 | 9999 |  |  | N | Solar | [13 empty] | 0 | 0 | 0 | 0 | [11 empty] | Nautilus Power LLC | 100 | Essential Power LLC | 100
onshore wind | El Campo Wind | 62765_G_CAMPO | 62765 | G | CAMPO |  | Onshore Wind |  | ERC_WEST | Texas | 48 | Knox | 275 | 48275 | 242.8 | 0 | 2020 | 9999 |  |  | N | Wind | [13 empty] | 0 | 0 | 0 | 0 | [11 empty] | El Campo Wind LLC | 100 | Longroad Energy Holdings LLC | 100
solar pv | Scottsburg Solar Park | 62766_G_SCCOT | 62766 | G | SCCOT |  | Solar PV |  | MIS_INKY | Indiana | 18 | Scott | 143 | 18143 | 7.1 | 0 | 2020 | 9999 |  |  | N | Solar | [13 empty] | 0 | 0 | 0 | 0 | [11 empty] | Scottsburg Solar Array LLC | 100 | Alchemy Renewable Energy LLC | 100
solar pv | Gas City Solar Park | 62767_G_SGASC | 62767 | G | SGASC |  | Solar PV |  | PJM_West | Indiana | 18 | Grant | 53 | 18053 | 2.5 | 0 | 2020 | 9999 |  |  | N | Solar | [13 empty] | 0 | 0 | 0 | 0 | [11 empty] | Gas City Solar Array LLC | 100 | Alchemy Renewable Energy LLC | 100
solar pv | Richmond Solar Park 3 | 62770_G_SRIC3 | 62770 | G | SRIC3 |  | Solar PV |  | PJM_West | Indiana | 18 | Wayne | 177 | 18177 | 6.7 | 0 | 2020 | 9999 |  |  | N | Solar | [13 empty] | 0 | 0 | 0 | 0 | [11 empty] | Richmond 3 Solar Array LLC | 100 | Alchemy Renewable Energy LLC | 100
solar pv | Wildberry | 62775_G_WILDB | 62775 | G | WILDB |  | Solar PV |  | S_C_TVA | Tennessee | 47 | Fayette | 47 | 47047 | 15 | 0 | 2018 | 9999 |  |  | N | Solar | [13 empty] | 0 | 0 | 0 | 0 | [11 empty] | Wildberry Solar Center LLC | 100 | Enerparc AG | 100
solar pv | Ulster County Solar | 62777_G_ULSTE | 62777 | G | ULSTE |  | Solar PV |  | NY_Z_G-I | New York | 36 | Ulster | 111 | 36111 | 1.4 | 0 | 2018 | 9999 |  |  | N | Solar | [13 empty] | 0 | 0 | 0 | 0 | [11 empty] | Ulster Solar LLC | 100 | NextEra Energy Inc | 100
solar pv | Hecate Energy Blair Road LLC | 62778_G_HEJEA | 62778 | G | HEJEA |  | Solar PV |  | FRCC | Florida | 12 | Duval | 31 | 12031 | 4.2 | 0 | 2018 | 9999 |  |  | N | Solar | [13 empty] | 0 | 0 | 0 | 0 | [11 empty] | JEA | 100 | JEA | 100
solar pv | Novel Martin Solar One LLC (McLeod) CSG | 62779_G_MART | 62779 | G | MART |  | Solar PV |  | MIS_MNWI | Minnesota | 27 | McLeod | 85 | 27085 | 1 | 0 | 2019 | 9999 |  |  | N | Solar | [13 empty] | 0 | 0 | 0 | 0 | [11 empty] | Novel Martin Solar One LLC | 100 | Novel Martin Solar One LLC | 100
onshore wind | Pembina Land Port of Entry Wind Turbine | 62782_G_PEMWT | 62782 | G | PEMWT |  | Onshore Wind |  | MIS_MAPP | North Dakota | 38 | Pembina | 67 | 38067 | 0.8 | 0 | 2012 | 9999 |  |  | N | Wind | [13 empty] | 0 | 0 | 0 | 0 | [11 empty] | General Services Administration Region 8 | 100 | General Services Administration Region 8 | 100
solar pv | Franklin Solar Site | 62784_G_FRANK | 62784 | G | FRANK |  | Solar PV |  | NY_Z_D | New York | 36 | Franklin | 33 | 36033 | 1.6 | 0 | 2018 | 9999 |  |  | N | Solar | [13 empty] | 0 | 0 | 0 | 0 | [11 empty] | Helios NY I LLC | 100 | NextEra Energy Inc | 100
solar pv | Malone Solar Site | 62785_G_MALON | 62785 | G | MALON |  | Solar PV |  | NY_Z_D | New York | 36 | Franklin | 33 | 36033 | 1.1 | 0 | 2018 | 9999 |  |  | N | Solar | [13 empty] | 0 | 0 | 0 | 0 | [11 empty] | Helios NY I LLC | 100 | NextEra Energy Inc | 100
solar pv | Thanksgiving Fire Solar Farm, LLC | 62786_G_12087 | 62786 | G | 12087 |  | Solar PV |  | S_VACA | North Carolina | 37 | Johnston | 101 | 37101 | 2 | 0 | 2019 | 9999 |  |  | N | Solar | [13 empty] | 0 | 0 | 0 | 0 | [11 empty] | Thanksgiving Fire Solar Farm LLC | 100 | Cypress Creek Holdings LLC | 100
solar pv | Sugarhill Road - Solitude Solar CSG | 62788_G_X0040 | 62788 | G | X0040 |  | Solar PV |  | NY_Z_F | New York | 36 | Saratoga | 91 | 36091 | 5 | 0 | 2019 | 9999 |  |  | N | Solar | [13 empty] | 0 | 0 | 0 | 0 | [11 empty] | Standard Solar Inc | 100 | Standard Solar Inc | 100
solar pv | Tell City Solar Park | 62790_G_STEL2 | 62790 | G | STEL2 |  | Solar PV |  | MIS_INKY | Indiana | 18 | Perry | 123 | 18123 | 3.2 | 0 | 2020 | 9999 |  |  | N | Solar | [13 empty] | 0 | 0 | 0 | 0 | [11 empty] | Tell City 2 Solar Array LLC | 100 | Alchemy Renewable Energy LLC | 100
solar pv | DG AMP Solar Piqua Manier | 62792_G_AMPPM | 62792 | G | AMPPM |  | Solar PV |  | PJM_West | Ohio | 39 | Miami | 109 | 39109 | 12.6 | 0 | 2019 | 9999 |  |  | N | Solar | [13 empty] | 0 | 0 | 0 | 0 | [11 empty] | DG AMP Solar LLC | 100 | NextEra Energy Inc | 100
onshore wind | Ida Grove II | 62795_G_1 | 62795 | G | 1 |  | Onshore Wind |  | MIS_MIDA | Iowa | 19 | Ida | 93 | 19093 | 201 | 0 | 2019 | 9999 |  |  | N | Wind | [13 empty] | 0 | 0 | 0 | 0 | [11 empty] | Ida Grove Wind Energy II LLC | 100 | Berkshire Hathaway Inc | 100
solar pv | Winona Solar | 62799_G_WIN | 62799 | G | WIN |  | Solar PV |  | MIS_MNWI | Minnesota | 27 | Winona | 169 | 27169 | 1 | 0 | 2019 | 9999 |  |  | N | Solar | [13 empty] | 0 | 0 | 0 | 0 | [11 empty] | Winona Solar 1 LLC | 100 | Winona Solar 1 LLC | 100
solar pv | Wabasha Solar | 62800_G_WAB | 62800 | G | WAB |  | Solar PV |  | MIS_MNWI | Minnesota | 27 | Wabasha | 157 | 27157 | 1 | 0 | 2019 | 9999 |  |  | N | Solar | [13 empty] | 0 | 0 | 0 | 0 | [11 empty] | Wabasha Solar LLC | 100 | Global Infrastructure Partners | 100
solar pv | Bloomington Solar I | 62805_G_BLOOM | 62805 | G | BLOOM |  | Solar PV |  | WECC_UT | Utah | 49 | Washington | 53 | 49053 | 2 | 0 | 2018 | 9999 |  |  | N | Solar | [13 empty] | 0 | 0 | 0 | 0 | [11 empty] | Bloomington Solar I | 100 | Bloomington Solar I | 100
solar pv | Shelter Creek Condominiums Solar | 62806_G_SCC01 | 62806 | G | SCC01 |  | Solar PV |  | WEC_CALN | California | 6 | San Mateo | 81 | 06081 | 2.4 | 0 | 2019 | 9999 |  |  | N | Solar | [13 empty] | 0 | 0 | 0 | 0 | [11 empty] | Vista Solar Inc | 100 | Vista Solar Inc | 100
solar pv | RIT Henrietta Solar 1, LLC | 62810_G_13500 | 62810 | G | 13500 |  | Solar PV |  | NY_Z_B | New York | 36 | Monroe | 55 | 36055 | 1.6 | 0 | 2018 | 9999 |  |  | N | Solar | [13 empty] | 0 | 0 | 0 | 0 | [11 empty] | RIT Henrietta Solar 1 LLC | 100 | SolRiver LLC | 100
onshore wind | Gichi Noodin Wind Farm | 62815_G_GNWF1 | 62815 | G | GNWF1 |  | Onshore Wind |  | MIS_WUMS | Michigan | 26 | Delta | 41 | 26041 | 72.8 | 0 | 2020 | 9999 |  |  | N | Wind | [13 empty] | 0 | 0 | 0 | 0 | [11 empty] | DTE Electric Co | 100 | DTE Energy Co | 100
solar pv | GSPP Devens, LLC | 62824_G_DEVEN | 62824 | G | DEVEN |  | Solar PV |  | NENGREST | Massachusetts | 25 | Middlesex | 17 | 25017 | 2.2 | 0 | 2019 | 9999 |  |  | N | Solar | [13 empty] | 0 | 0 | 0 | 0 | [11 empty] | GSPP Devens LLC | 100 | Green Street Power Partners LLC | 100
solar pv | GSPP Terrawatt Westfield LLC CSG | 62825_G_WESTF | 62825 | G | WESTF |  | Solar PV |  | NENGREST | Massachusetts | 25 | Hampden | 13 | 25013 | 3.6 | 0 | 2019 | 9999 |  |  | N | Solar | [13 empty] | 0 | 0 | 0 | 0 | [11 empty] | GSPP Terawatt Westfield LLC | 100 | Green Street Power Partners LLC | 100
solar pv | GSPP Raynham TMLP, LLC CSG | 62826_G_RAYN | 62826 | G | RAYN |  | Solar PV |  | NENGREST | Massachusetts | 25 | Bristol | 5 | 25005 | 2.3 | 0 | 2019 | 9999 |  |  | N | Solar | [13 empty] | 0 | 0 | 0 | 0 | [11 empty] | GSPP Raynham TMLP LLC | 100 | Green Street Power Partners LLC | 100
solar pv | Ajax Solar, LLC (MA) | 62827_G_AJAXS | 62827 | G | AJAXS |  | Solar PV |  | NENGREST | Massachusetts | 25 | Plymouth | 23 | 25023 | 3.8 | 0 | 2017 | 9999 |  |  | N | Solar | [13 empty] | 0 | 0 | 0 | 0 | [11 empty] | Green Street Power Partners LLC | 100 | Green Street Power Partners LLC | 100
solar pv | TWE Bowman Solar Project | 62828_G_BOW | 62828 | G | BOW |  | Solar PV |  | S_VACA | South Carolina | 45 | Orangeburg | 75 | 45075 | 73.1 | 0 | 2020 | 9999 |  |  | N | Solar | [13 empty] | 0 | 0 | 0 | 0 | [11 empty] | TWE Bowman Solar Project LLC | 100 | Enel SpA | 100
solar pv | GSPP Held LLC CSG | 62829_G_HELDM | 62829 | G | HELDM |  | Solar PV |  | MIS_MNWI | Minnesota | 27 | Stearns | 145 | 27145 | 3 | 0 | 2019 | 9999 |  |  | N | Solar | [13 empty] | 0 | 0 | 0 | 0 | [11 empty] | Green Street Power Partners LLC | 100 | Green Street Power Partners LLC | 100
solar pv | GSPP Imholte CSG | 62830_G_IMHOL | 62830 | G | IMHOL |  | Solar PV |  | MIS_MNWI | Minnesota | 27 | Stearns | 145 | 27145 | 1 | 0 | 2019 | 9999 |  |  | N | Solar | [13 empty] | 0 | 0 | 0 | 0 | [11 empty] | Green Street Power Partners LLC | 100 | Green Street Power Partners LLC | 100
solar pv | Hickory Grove #1 | 62831_G_25 | 62831 | G | 25 |  | Solar PV |  | NY_Z_C&E | New York | 36 | Chemung | 15 | 36015 | 2 | 0 | 2019 | 9999 |  |  | N | Solar | [13 empty] | 0 | 0 | 0 | 0 | [11 empty] | NY Horseheads I LLC | 100 | NY Horseheads I LLC | 100
solar pv | Hickory Grove #2 | 62832_G_309 | 62832 | G | 309 |  | Solar PV |  | NY_Z_C&E | New York | 36 | Chemung | 15 | 36015 | 1.7 | 0 | 2019 | 9999 |  |  | N | Solar | [13 empty] | 0 | 0 | 0 | 0 | [11 empty] | NY Horseheads II LLC | 100 | NY Horseheads II LLC | 100
solar pv | Hastings Community Solar Farm | 62833_G_PV | 62833 | G | PV |  | Solar PV |  | SPP_NEBR | Nebraska | 31 | Adams | 1 | 31001 | 0.3 | 0 | 2019 | 9999 |  |  | N | Solar | [13 empty] | 0 | 0 | 0 | 0 | [11 empty] | Hastings Utilities (NE) | 100 | Hastings Utilities (NE) | 100
solar pv | Podunk Road | 62834_G_871 | 62834 | G | 871 |  | Solar PV |  | NY_Z_C&E | New York | 36 | Tompkins | 109 | 36109 | 2.2 | 0 | 2019 | 9999 |  |  | N | Solar | [13 empty] | 0 | 0 | 0 | 0 | [11 empty] | Delaware River Solar | 100 | Delaware River Solar | 100
0 | 98th Street Battery Storage Station | 62839_G_ESS98 | 62839 | G | ESS98 |  | Energy Storage |  | NY_Z_J | New York | 36 | Queens | 81 | 36081 | 1.8 | 0 | 2019 | 9999 |  |  | N | Energy Storage | [13 empty] | 0 | 0 | 0 | 0 | [11 empty] | Consolidated Edison Co of New York Inc | 100 | Consolidated Edison Inc | 100
solar pv | Nextsun Energy Littleton | 62842_G_1-003 | 62842 | G | 1-003 |  | Solar PV |  | NENGREST | Massachusetts | 25 | Middlesex | 17 | 25017 | 4 | 0 | 2013 | 9999 |  |  | N | Solar | [13 empty] | 0 | 0 | 0 | 0 | [11 empty] | Greenbacker Renewable Energy Co LLC | 100 | Greenbacker Renewable Energy Corp | 100
solar pv | Garnet Solar (NY) | 62843_G_PV1 | 62843 | G | PV1 |  | Solar PV |  | NY_Z_F | New York | 36 | Warren | 113 | 36113 | 1.9 | 0 | 2018 | 9999 |  |  | N | Solar | [13 empty] | 0 | 0 | 0 | 0 | [11 empty] | AEP OnSite Partners LLC | 100 | American Electric Power Co Inc | 100
solar pv | ENGIE Long Draw Solar LLC | 62845_G_SP1 | 62845 | G | SP1 |  | Solar PV |  | ERC_WEST | Texas | 48 | Borden | 33 | 48033 | 225 | 0 | 2020 | 9999 |  |  | N | Solar | [13 empty] | 0 | 0 | 0 | 0 | [11 empty] | ENGIE Long Draw Solar LLC | 100 | ENGIE SA | 100
solar pv | Fennimore Solar | 62847_G_FEN6 | 62847 | G | FEN6 |  | Solar PV |  | MIS_WUMS | Wisconsin | 55 | Grant | 43 | 55043 | 3 | 0 | 2019 | 9999 |  |  | N | Solar | [13 empty] | 0 | 0 | 0 | 0 | [11 empty] | Butter Solar LLC | 100 | OneEnergy Inc | 100
solar pv | New Lisbon Solar | 62848_G_NEW9 | 62848 | G | NEW9 |  | Solar PV |  | MIS_WUMS | Wisconsin | 55 | Juneau | 57 | 55057 | 2.5 | 0 | 2019 | 9999 |  |  | N | Solar | [13 empty] | 0 | 0 | 0 | 0 | [11 empty] | Butter Solar LLC | 100 | OneEnergy Inc | 100
solar pv | Cumberland Solar | 62849_G_CUM4 | 62849 | G | CUM4 |  | Solar PV |  | MIS_MNWI | Wisconsin | 55 | Barron | 5 | 55005 | 2.5 | 0 | 2019 | 9999 |  |  | N | Solar | [13 empty] | 0 | 0 | 0 | 0 | [11 empty] | Butter Solar LLC | 100 | OneEnergy Inc | 100
0 | Marengo Battery Storage LLC | 62856_G_MBSS | 62856 | G | MBSS |  | Energy Storage |  | PJM_COMD | Illinois | 17 | McHenry | 111 | 17111 | 20 | 0 | 2018 | 9999 |  |  | N | Energy Storage | [13 empty] | 0 | 0 | 0 | 0 | [11 empty] | Marengo Battery Storage LLC | 100 | Swiss Green Electricity Management Holding SA | 100
onshore wind | RoxWind | 62857_G_WIND1 | 62857 | G | WIND1 |  | Onshore Wind |  | NENG_ME | Maine | 23 | Oxford | 17 | 23017 | 15.3 | 0 | 2020 | 9999 |  |  | N | Wind | [13 empty] | 0 | 0 | 0 | 0 | [11 empty] | Greenbacker Renewable Energy Co LLC | 100 | Greenbacker Renewable Energy Corp | 100
solar pv | Cashton Solar | 62858_G_CAS3 | 62858 | G | CAS3 |  | Solar PV |  | MIS_WUMS | Wisconsin | 55 | Monroe | 81 | 55081 | 2 | 0 | 2019 | 9999 |  |  | N | Solar | [13 empty] | 0 | 0 | 0 | 0 | [11 empty] | Butter Solar LLC | 100 | OneEnergy Inc | 100
solar pv | Chambers Road Solar | 62860_G_263 | 62860 | G | 263 |  | Solar PV |  | NY_Z_C&E | New York | 36 | Chemung | 15 | 36015 | 4 | 0 | 2019 | 9999 |  |  | N | Solar | [13 empty] | 0 | 0 | 0 | 0 | [11 empty] | NY Big Flats I LLC | 100 | NY Big Flats I LLC | 100
solar pv | Forest City Solar | 62861_G_FOR7 | 62861 | G | FOR7 |  | Solar PV |  | MIS_IA | Iowa | 19 | Winnebago | 189 | 19189 | 3 | 0 | 2019 | 9999 |  |  | N | Solar | [13 empty] | 0 | 0 | 0 | 0 | [11 empty] | Butter Solar LLC | 100 | OneEnergy Inc | 100
0 | Nabb Battery Energy Storage System | 62862_G_ES1 | 62862 | G | ES1 |  | Energy Storage |  | MIS_INKY | Indiana | 18 | Clark | 19 | 18019 | 5 | 0 | 2020 | 9999 |  |  | N | Energy Storage | [13 empty] | 0 | 0 | 0 | 0 | [11 empty] | Duke Energy Indiana | 100 | Duke Energy Corp | 100
solar pv | Elroy Solar | 62868_G_ELR5 | 62868 | G | ELR5 |  | Solar PV |  | MIS_WUMS | Wisconsin | 55 | Juneau | 57 | 55057 | 1.5 | 0 | 2019 | 9999 |  |  | N | Solar | [13 empty] | 0 | 0 | 0 | 0 | [11 empty] | Butter Solar LLC | 100 | OneEnergy Inc | 100
solar pv | St. Charles Solar | 62869_G_STC10 | 62869 | G | STC10 |  | Solar PV |  | MIS_MNWI | Minnesota | 27 | Winona | 169 | 27169 | 2 | 0 | 2019 | 9999 |  |  | N | Solar | [13 empty] | 0 | 0 | 0 | 0 | [11 empty] | Butter Solar LLC | 100 | OneEnergy Inc | 100
solar pv | Gardner - Otter River Road | 62870_G_79711 | 62870 | G | 79711 |  | Solar PV |  | NENGREST | Massachusetts | 25 | Worcester | 27 | 25027 | 2.5 | 0 | 2019 | 9999 |  |  | N | Solar | [13 empty] | 0 | 0 | 0 | 0 | [11 empty] | Otter River Road Solar LLC | 100 | Otter River Road Solar LLC | 100
biomass | Carolina Poultry Power Farmville | 62873_G_7474 | 62873 | G | 7474 |  | Biomass |  | S_VACA | North Carolina | 37 | Pitt | 147 | 37147 | 0.8 | 7611 | 2019 | 9999 |  |  | Y | Biomass | [13 empty] | 0.02 | 0.02 | 0.02 | 0.02 | [11 empty] | Carolina Poultry Power RG1 LLC | 100 | Carolina Poultry Power RG1 LLC | 100
biomass | Carolina Poultry Power Farmville | 62873_G_7475 | 62873 | G | 7475 |  | Biomass |  | S_VACA | North Carolina | 37 | Pitt | 147 | 37147 | 0.8 | 7611 | 2019 | 9999 |  |  | Y | Biomass | [13 empty] | 0.02 | 0.02 | 0.02 | 0.02 | [11 empty] | Carolina Poultry Power RG1 LLC | 100 | Carolina Poultry Power RG1 LLC | 100
biomass | Carolina Poultry Power Farmville | 62873_G_7476 | 62873 | G | 7476 |  | Biomass |  | S_VACA | North Carolina | 37 | Pitt | 147 | 37147 | 0.1 | 13500 | 2019 | 9999 |  |  | N | Biomass | [13 empty] | 0.02 | 0.02 | 0.02 | 0.02 | [11 empty] | Carolina Poultry Power RG1 LLC | 100 | Carolina Poultry Power RG1 LLC | 100
solar pv | Amazon Maryland DCA1 | 62876_G_DCA1 | 62876 | G | DCA1 |  | Solar PV |  | PJM_SMAC | Maryland | 24 | Baltimore | 5 | 24005 | 1.3 | 0 | 2019 | 9999 |  |  | N | Solar | [13 empty] | 0 | 0 | 0 | 0 | [11 empty] | Westbound Solar LLC | 100 | Duke Energy Corp | 100
solar pv | Amazon Denver DEN3 | 62877_G_ADEN3 | 62877 | G | ADEN3 |  | Solar PV |  | WECC_CO | Colorado | 8 | Adams | 1 | 08001 | 4.6 | 0 | 2019 | 9999 |  |  | N | Solar | [13 empty] | 0 | 0 | 0 | 0 | [11 empty] | Westbound Solar LLC | 100 | Duke Energy Corp | 100
solar pv | McCleskey Cotton | 62878_G_MCCOT | 62878 | G | MCCOT |  | Solar PV |  | S_SOU | Georgia | 13 | Terrell | 273 | 13273 | 1.9 | 0 | 2019 | 9999 |  |  | N | Solar | [13 empty] | 0 | 0 | 0 | 0 | [11 empty] | Westbound Solar LLC | 100 | Duke Energy Corp | 100
solar pv | Columbia Bryson | 62879_G_COBRY | 62879 | G | COBRY |  | Solar PV |  | S_VACA | Georgia | 13 | Columbia | 73 | 13073 | 1.4 | 0 | 2018 | 9999 |  |  | N | Solar | [13 empty] | 0 | 0 | 0 | 0 | [11 empty] | Westbound Solar LLC | 100 | Duke Energy Corp | 100
solar pv | Bibb Jones | 62880_G_BIBBJ | 62880 | G | BIBBJ |  | Solar PV |  | S_SOU | Georgia | 13 | Bibb | 21 | 13021 | 1 | 0 | 2019 | 9999 |  |  | N | Solar | [13 empty] | 0 | 0 | 0 | 0 | [11 empty] | Westbound Solar LLC | 100 | Duke Energy Corp | 100
solar pv | Muscogee Public Works | 62881_G_MUSPW | 62881 | G | MUSPW |  | Solar PV |  | S_SOU | Georgia | 13 | Muscogee | 215 | 13215 | 1.5 | 0 | 2019 | 9999 |  |  | N | Solar | [13 empty] | 0 | 0 | 0 | 0 | [11 empty] | Westbound Solar LLC | 100 | Duke Energy Corp | 100
solar pv | Oil Dri 2 Solar | 62882_G_OLDRY | 62882 | G | OLDRY |  | Solar PV |  | S_SOU | Georgia | 13 | Thomas | 275 | 13275 | 1.4 | 0 | 2019 | 9999 |  |  | N | Solar | [13 empty] | 0 | 0 | 0 | 0 | [11 empty] | Westbound Solar LLC | 100 | Duke Energy Corp | 100
solar pv | Telfair Thompson | 62883_G_TELTO | 62883 | G | TELTO |  | Solar PV |  | S_SOU | Georgia | 13 | Telfair | 271 | 13271 | 1.9 | 0 | 2018 | 9999 |  |  | N | Solar | [13 empty] | 0 | 0 | 0 | 0 | [11 empty] | Westbound Solar LLC | 100 | Duke Energy Corp | 100
solar pv | Richmond Hayes Solar | 62884_G_RICHA | 62884 | G | RICHA |  | Solar PV |  | S_SOU | Georgia | 13 | Richmond | 245 | 13245 | 2.3 | 0 | 2019 | 9999 |  |  | N | Solar | [13 empty] | 0 | 0 | 0 | 0 | [11 empty] | Westbound Solar LLC | 100 | Duke Energy Corp | 100
solar pv | Troup RC50 | 62885_G_TROUP | 62885 | G | TROUP |  | Solar PV |  | S_SOU | Georgia | 13 | Harris | 145 | 13145 | 2.3 | 0 | 2019 | 9999 |  |  | N | Solar | [13 empty] | 0 | 0 | 0 | 0 | [11 empty] | Westbound Solar LLC | 100 | Duke Energy Corp | 100
solar pv | Wilkinson DeFore | 62886_G_WILKD | 62886 | G | WILKD |  | Solar PV |  | S_SOU | Georgia | 13 | Wilkinson | 319 | 13319 | 2.3 | 0 | 2019 | 9999 |  |  | N | Solar | [13 empty] | 0 | 0 | 0 | 0 | [11 empty] | Westbound Solar LLC | 100 | Duke Energy Corp | 100
solar pv | Freeman Avenue | 62887_G_FREAV | 62887 | G | FREAV |  | Solar PV |  | S_SOU | Georgia | 13 | Sumter | 261 | 13261 | 1.4 | 0 | 2019 | 9999 |  |  | N | Solar | [13 empty] | 0 | 0 | 0 | 0 | [11 empty] | Westbound Solar LLC | 100 | Duke Energy Corp | 100
solar pv | GSPP Boxborough Littleton (MA) | 62890_G_BOXBR | 62890 | G | BOXBR |  | Solar PV |  | NENGREST | Massachusetts | 25 | Middlesex | 17 | 25017 | 4 | 0 | 2019 | 9999 |  |  | N | Solar | [13 empty] | 0 | 0 | 0 | 0 | [11 empty] | GSPP Boxborough Littleton LLC | 100 | Green Street Power Partners LLC | 100
onshore wind | Holiday Hill Community Wind | 62897_G_HHCW1 | 62897 | G | HHCW1 |  | Onshore Wind |  | NENGREST | Massachusetts | 25 | Hampden | 13 | 25013 | 5 | 0 | 2019 | 9999 |  |  | N | Wind | [13 empty] | 0 | 0 | 0 | 0 | [11 empty] | Greenbacker Renewable Energy Co LLC | 100 | Greenbacker Renewable Energy Corp | 100
solar pv | Town of Burrillville Solar | 62898_G_X0042 | 62898 | G | X0042 |  | Solar PV |  | NENGREST | Rhode Island | 44 | Providence | 7 | 44007 | 4.2 | 0 | 2019 | 9999 |  |  | N | Solar | [13 empty] | 0 | 0 | 0 | 0 | [11 empty] | Standard Solar Inc | 100 | Standard Solar Inc | 100
solar pv | Somerville Solar | 62900_G_PV | 62900 | G | PV |  | Solar PV |  | S_C_TVA | Tennessee | 47 | Fayette | 47 | 47047 | 2.3 | 0 | 2019 | 9999 |  |  | N | Solar | [13 empty] | 0 | 0 | 0 | 0 | [11 empty] | Somerville Solar LLC | 100 | Vis Solis Consulting LLC | 100
solar pv | Windsor Floating Solar | 62902_G_WUS15 | 62902 | G | WUS15 |  | Solar PV |  | WEC_CALN | California | 6 | Sonoma | 97 | 06097 | 1.5 | 0 | 2019 | 9999 |  |  | N | Solar | [13 empty] | 0 | 0 | 0 | 0 | [11 empty] | C2 Energy Capital LLC | 100 | C2 Energy Capital LLC | 100
solar pv | NorthPark Solar | 62903_G_NPSP1 | 62903 | G | NPSP1 |  | Solar PV |  | PJM_EMAC | New Jersey | 34 | Burlington | 5 | 34005 | 6.1 | 0 | 2016 | 9999 |  |  | N | Solar | [13 empty] | 0 | 0 | 0 | 0 | [11 empty] | Northpark Solar LLC | 100 | True Green Capital Management LLC | 100
solar pv | NorthPark Solar | 62903_G_NPSP2 | 62903 | G | NPSP2 |  | Solar PV |  | PJM_EMAC | New Jersey | 34 | Burlington | 5 | 34005 | 4.5 | 0 | 2016 | 9999 |  |  | N | Solar | [13 empty] | 0 | 0 | 0 | 0 | [11 empty] | Northpark Solar LLC | 100 | True Green Capital Management LLC | 100
solar pv | Milhurst Solar | 62904_G_NPSMH | 62904 | G | NPSMH |  | Solar PV |  | PJM_EMAC | New Jersey | 34 | Monmouth | 25 | 34025 | 1.3 | 0 | 2015 | 9999 |  |  | N | Solar | [13 empty] | 0 | 0 | 0 | 0 | [11 empty] | Northpark Solar Holdings LLC | 100 | True Green Capital Management LLC | 100
solar pv | Day Four Solar LLC | 62905_G_DAY04 | 62905 | G | DAY04 |  | Solar PV |  | PJM_EMAC | New Jersey | 34 | Burlington | 5 | 34005 | 4.5 | 0 | 2016 | 9999 |  |  | N | Solar | [13 empty] | 0 | 0 | 0 | 0 | [11 empty] | Day Four Solar LLC | 100 | Ralph Laks | 100
solar pv | Augusta Solar Farm | 62906_G_AUGSF | 62906 | G | AUGSF |  | Solar PV |  | PJM_EMAC | New Jersey | 34 | Sussex | 37 | 34037 | 2.9 | 0 | 2016 | 9999 |  |  | N | Solar | [13 empty] | 0 | 0 | 0 | 0 | [11 empty] | Augusta Solar Farm LLC | 100 | True Green Capital Management LLC | 100
0 | VEC Energy Storage | 62907_G_VEC | 62907 | G | VEC |  | Energy Storage |  | NENGREST | Vermont | 50 | Chittenden | 7 | 50007 | 1.9 | 0 | 2019 | 9999 |  |  | N | Energy Storage | [13 empty] | 0 | 0 | 0 | 0 | [11 empty] | VESIVEC LLC | 100 | Ormat Technologies Inc | 100
0 | Anoka BESS | 62908_G_BA | 62908 | G | BA |  | Energy Storage |  | MIS_MNWI | Minnesota | 27 | Anoka | 3 | 27003 | 6 | 0 | 2018 | 9999 |  |  | N | Energy Storage | [13 empty] | 0 | 0 | 0 | 0 | [11 empty] | Gopher Energy Storage LLC | 100 | Gopher Energy Storage LLC | 100
solar pv | MNCPPC Germantown Solar | 62910_G_X0008 | 62910 | G | X0008 |  | Solar PV |  | PJM_SMAC | Maryland | 24 | Montgomery | 31 | 24031 | 1 | 0 | 2018 | 9999 |  |  | N | Solar | [13 empty] | 0 | 0 | 0 | 0 | [11 empty] | Standard Solar Inc | 100 | Standard Solar Inc | 100
solar pv | Kearsarge Gill | 62911_G_GILL | 62911 | G | GILL |  | Solar PV |  | NENGREST | Massachusetts | 25 | Franklin | 11 | 25011 | 2 | 0 | 2018 | 9999 |  |  | N | Solar | [13 empty] | 0 | 0 | 0 | 0 | [11 empty] | Abingdon Wind Farm Consortium | 100 | Abingdon Wind Farm Consortium | 100
hydro | Notre Dame Hydro | 62918_G_HYD1 | 62918 | G | HYD1 |  | Hydro |  | PJM_West | Indiana | 18 | St Joseph | 141 | 18141 | 2.5 | 0 | 2022 | 9999 |  |  | N | Hydro | [13 empty] | 0 | 0 | 0 | 0 | [11 empty] | University of Notre Dame | 100 | University of Notre Dame | 100
natural gas peaker | Burrstone Energy Center | 62920_G_CG-1 | 62920 | G | CG-1 |  | Combustion Turbine | IC Engine | NY_Z_C&E | New York | 36 | Oneida | 65 | 36065 | 1.1 | 8700 | 2009 | 9999 |  |  | Y | Natural Gas | [13 empty] | 1.061 | 1.061 | 1.061 | 1.061 | [11 empty] | Burrstone Energy Center LLC | 100 | Burrstone Energy Center LLC | 100
natural gas peaker | Burrstone Energy Center | 62920_G_CG-2 | 62920 | G | CG-2 |  | Combustion Turbine | IC Engine | NY_Z_C&E | New York | 36 | Oneida | 65 | 36065 | 1.1 | 8700 | 2009 | 9999 |  |  | Y | Natural Gas | [13 empty] | 1.061 | 1.061 | 1.061 | 1.061 | [11 empty] | Burrstone Energy Center LLC | 100 | Burrstone Energy Center LLC | 100
natural gas peaker | Burrstone Energy Center | 62920_G_CG-3 | 62920 | G | CG-3 |  | Combustion Turbine | IC Engine | NY_Z_C&E | New York | 36 | Oneida | 65 | 36065 | 1.1 | 8700 | 2009 | 9999 |  |  | Y | Natural Gas | [13 empty] | 1.061 | 1.061 | 1.061 | 1.061 | [11 empty] | Burrstone Energy Center LLC | 100 | Burrstone Energy Center LLC | 100
natural gas peaker | Burrstone Energy Center | 62920_G_CG-4 | 62920 | G | CG-4 |  | Combustion Turbine | IC Engine | NY_Z_C&E | New York | 36 | Oneida | 65 | 36065 | 0.3 | 8700 | 2009 | 9999 |  |  | Y | Natural Gas | [13 empty] | 1.061 | 1.061 | 1.061 | 1.061 | [11 empty] | Burrstone Energy Center LLC | 100 | Burrstone Energy Center LLC | 100
solar pv | City of Pratt Solar | 62931_G_PRATT | 62931 | G | PRATT |  | Solar PV |  | SPP_N | Kansas | 20 | Pratt | 151 | 20151 | 6 | 0 | 2019 | 9999 |  |  | N | Solar | [13 empty] | 0 | 0 | 0 | 0 | [11 empty] | Kenyon Energy KS Solar 1 LLC | 100 | Tortoise Capital Advisors | 100
solar pv | Oberon IB | 62932_G_OBR1B | 62932 | G | OBR1B |  | Solar PV |  | ERC_WEST | Texas | 48 | Ector | 135 | 48135 | 30 | 0 | 2020 | 9999 |  |  | N | Solar | [13 empty] | 0 | 0 | 0 | 0 | [11 empty] | Oberon Solar IA LLC | 83.3 | Hanwha Group | 100
solar pv | Oberon IA | 62933_G_OBR1A | 62933 | G | OBR1A |  | Solar PV |  | ERC_WEST | Texas | 48 | Ector | 135 | 48135 | 150 | 0 | 2020 | 9999 |  |  | N | Solar | [13 empty] | 0 | 0 | 0 | 0 | [11 empty] | Oberon Solar IA LLC | 83.3 | Hanwha Group | 100
solar pv | Lovelock Solar | 62934_G_GEN1 | 62934 | G | GEN1 |  | Solar PV |  | WECC_NNV | Nevada | 32 | Lander | 15 | 32015 | 190 | 0 | 2020 | 9999 |  |  | N | Solar | [13 empty] | 0 | 0 | 0 | 0 | [11 empty] | Invenergy LLC | 100 | Invenergy LLC | 100
0 | Athens BESS | 62937_G_BA | 62937 | G | BA |  | Energy Storage |  | MIS_MNWI | Minnesota | 27 | Isanti | 59 | 27059 | 6 | 0 | 2018 | 9999 |  |  | N | Energy Storage | [13 empty] | 0 | 0 | 0 | 0 | [11 empty] | Connexus Energy | 100 | Connexus Energy | 100
onshore wind | Glen Ullin Energy Center | 62938_G_39001 | 62938 | G | 39001 |  | Onshore Wind |  | MIS_MAPP | North Dakota | 38 | Morton | 59 | 38059 | 106.7 | 0 | 2019 | 9999 |  |  | N | Wind | [13 empty] | 0 | 0 | 0 | 0 | [11 empty] | Glen Ullin Energy Center LLC | 100 | ALLETE Inc | 100
onshore wind | South Peak Wind | 62939_G_41001 | 62939 | G | 41001 |  | Onshore Wind |  | WECC_MT | Montana | 30 | Judith Basin | 45 | 30045 | 80 | 0 | 2019 | 9999 |  |  | N | Wind | [13 empty] | 0 | 0 | 0 | 0 | [11 empty] | South Peak Wind LLC | 100 | ALLETE Inc | 100
solar pv | Starratt Solar | 62940_G_PV | 62940 | G | PV |  | Solar PV |  | FRCC | Florida | 12 | Duval | 31 | 12031 | 5 | 0 | 2017 | 9999 |  |  | N | Solar | [13 empty] | 0 | 0 | 0 | 0 | [11 empty] | JEA | 100 | JEA | 100
solar pv | DG AMP Rittman Rd | 62941_G_AMPRR | 62941 | G | AMPRR |  | Solar PV |  | PJM_ATSI | Ohio | 39 | Medina | 103 | 39103 | 2.6 | 0 | 2019 | 9999 |  |  | N | Solar | [13 empty] | 0 | 0 | 0 | 0 | [11 empty] | DG AMP Solar LLC | 100 | NextEra Energy Inc | 100
solar pv | DG AMP 1048 Wadsworth | 62942_G_A1048 | 62942 | G | A1048 |  | Solar PV |  | PJM_ATSI | Ohio | 39 | Medina | 103 | 39103 | 6.3 | 0 | 2019 | 9999 |  |  | N | Solar | [13 empty] | 0 | 0 | 0 | 0 | [11 empty] | DG AMP Solar LLC | 100 | NextEra Energy Inc | 100
onshore wind | Deuel Harvest Wind Energy LLC | 62943_G_GEN1 | 62943 | G | GEN1 |  | Onshore Wind |  | SPP_WAUE | South Dakota | 46 | Deuel | 39 | 46039 | 300 | 0 | 2020 | 9999 |  |  | N | Wind | [13 empty] | 0 | 0 | 0 | 0 | [11 empty] | Deuel Harvest Wind Energy LLC | 100 | Southern Co | 100
onshore wind | Timber Road IV | 62944_G_TRIV | 62944 | G | TRIV |  | Onshore Wind |  | PJM_West | Ohio | 39 | Paulding | 125 | 39125 | 125.1 | 0 | 2019 | 9999 |  |  | N | Wind | [13 empty] | 0 | 0 | 0 | 0 | [11 empty] | Paulding Wind Farm IV LLC | 100 | Energias de Portugal SA | 100
solar pv | Dickinson Solar | 62946_G_DICK | 62946 | G | DICK |  | Solar PV |  | PJM_WMAC | Pennsylvania | 42 | Cumberland | 41 | 42041 | 3 | 0 | 2016 | 9999 |  |  | N | Solar | [13 empty] | 0 | 0 | 0 | 0 | [11 empty] | Dickinson Solar LLC | 100 | NextEra Energy Inc | 100
onshore wind | Canisteo Wind Farm | 62947_G_GEN1 | 62947 | G | GEN1 |  | Onshore Wind |  | NY_Z_C&E | New York | 36 | Steuben | 101 | 36101 | 290.7 | 0 | 2021 | 9999 |  |  | N | Wind | [13 empty] | 0 | 0 | 0 | 0 | [11 empty] | Canisteo Wind Energy LLC | 100 | Invenergy LLC | 100
solar pv | NASA Wallops Flight Facility Solar | 62948_G_CRPT5 | 62948 | G | CRPT5 |  | Solar PV |  | PJM_EMAC | Virginia | 51 | Accomack | 1 | 51001 | 0.1 | 0 | 2019 | 9999 |  |  | N | Solar | [13 empty] | 0 | 0 | 0 | 0 | [11 empty] | Ameresco Federal Solutions Inc | 100 | Ameresco Inc | 100
solar pv | NASA Wallops Flight Facility Solar | 62948_G_CRPT6 | 62948 | G | CRPT6 |  | Solar PV |  | PJM_EMAC | Virginia | 51 | Accomack | 1 | 51001 | 0.1 | 0 | 2019 | 9999 |  |  | N | Solar | [13 empty] | 0 | 0 | 0 | 0 | [11 empty] | Ameresco Federal Solutions Inc | 100 | Ameresco Inc | 100
solar pv | NASA Wallops Flight Facility Solar | 62948_G_CRPT7 | 62948 | G | CRPT7 |  | Solar PV |  | PJM_EMAC | Virginia | 51 | Accomack | 1 | 51001 | 0.1 | 0 | 2019 | 9999 |  |  | N | Solar | [13 empty] | 0 | 0 | 0 | 0 | [11 empty] | Ameresco Federal Solutions Inc | 100 | Ameresco Inc | 100
solar pv | NASA Wallops Flight Facility Solar | 62948_G_TRCK1 | 62948 | G | TRCK1 |  | Solar PV |  | PJM_EMAC | Virginia | 51 | Accomack | 1 | 51001 | 4 | 0 | 2019 | 9999 |  |  | N | Solar | [13 empty] | 0 | 0 | 0 | 0 | [11 empty] | Ameresco Federal Solutions Inc | 100 | Ameresco Inc | 100
solar pv | Griffin Solar | 62953_G_1080 | 62953 | G | 1080 |  | Solar PV |  | ERC_REST | Texas | 48 | McLennan | 309 | 48309 | 5 | 0 | 2019 | 9999 |  |  | N | Solar | [13 empty] | 0 | 0 | 0 | 0 | [11 empty] | Griffin Solar LLC | 100 | Cypress Creek Holdings LLC | 100
onshore wind | Alle-Catt Wind Energy LLC | 62954_G_GEN1 | 62954 | G | GEN1 |  | Onshore Wind |  | NY_Z_B | New York | 36 | Allegany | 3 | 36003 | 340 | 0 | 2021 | 9999 |  |  | N | Wind | [13 empty] | 0 | 0 | 0 | 0 | [11 empty] | Invenergy Wind Development LLC | 100 | Invenergy LLC | 100
solar pv | Badger Hollow I | 62955_G_GEN1 | 62955 | G | GEN1 |  | Solar PV |  | MIS_WUMS | Wisconsin | 55 | Iowa | 49 | 55049 | 150 | 0 | 2020 | 9999 |  |  | N | Solar | [13 empty] | 0 | 0 | 0 | 0 | [11 empty] | Badger Hollow Solar Farm LLC | 100 | Invenergy LLC | 100
onshore wind | Thunderhead Wind Energy LLC | 62956_G_GEN1 | 62956 | G | GEN1 |  | Onshore Wind |  | SPP_NEBR | Nebraska | 31 | Antelope | 3 | 31003 | 300 | 0 | 2020 | 9999 |  |  | N | Wind | [13 empty] | 0 | 0 | 0 | 0 | [11 empty] | Thunderhead Wind Energy LLC | 100 | WEC Energy Group Inc | 100
solar pv | DG Iron Mountain | 62957_G_IRNMT | 62957 | G | IRNMT |  | Solar PV |  | PJM_EMAC | New Jersey | 34 | Middlesex | 23 | 34023 | 5.4 | 0 | 2019 | 9999 |  |  | N | Solar | [13 empty] | 0 | 0 | 0 | 0 | [11 empty] | DG Edison New Jersey LLC | 100 | NextEra Energy Inc | 100
solar pv | DG Infineum | 62958_G_INFNM | 62958 | G | INFNM |  | Solar PV |  | PJM_EMAC | New Jersey | 34 | Union | 39 | 34039 | 2 | 0 | 2019 | 9999 |  |  | N | Solar | [13 empty] | 0 | 0 | 0 | 0 | [11 empty] | DG Linden New Jersey LLC | 100 | NextEra Energy Inc | 100
solar pv | Kimberly-Clark Solar | 62960_G_KC | 62960 | G | KC |  | Solar PV |  | S_SOU | Georgia | 13 | Troup | 285 | 13285 | 2.3 | 0 | 2019 | 9999 |  |  | N | Solar | [13 empty] | 0 | 0 | 0 | 0 | [11 empty] | DG Georgia Solar II LLC | 100 | NextEra Energy Inc | 100
solar pv | Novel Brooten Solar CSG | 62961_G_BROOT | 62961 | G | BROOT |  | Solar PV |  | MIS_MNWI | Minnesota | 27 | Stearns | 145 | 27145 | 1 | 0 | 2019 | 9999 |  |  | N | Solar | [13 empty] | 0 | 0 | 0 | 0 | [11 empty] | Novel Brooten Solar LLC CSG | 100 | Novel Energy Solutions | 100
solar pv | Novel Reber Solar CSG | 62962_G_REBER | 62962 | G | REBER |  | Solar PV |  | MIS_MNWI | Minnesota | 27 | Stearns | 145 | 27145 | 1 | 0 | 2019 | 9999 |  |  | N | Solar | [13 empty] | 0 | 0 | 0 | 0 | [11 empty] | Renewable Energy Alternatives LLC | 100 | Renewable Energy Alternatives LLC | 100
solar pv | Novel Historical Society Solar CSG | 62963_G_HIST | 62963 | G | HIST |  | Solar PV |  | MIS_MNWI | Minnesota | 27 | Renville | 129 | 27129 | 1 | 0 | 2019 | 9999 |  |  | N | Solar | [13 empty] | 0 | 0 | 0 | 0 | [11 empty] | Renewable Energy Alternatives LLC | 100 | Renewable Energy Alternatives LLC | 100
solar pv | Novel Herber Solar CSG | 62966_G_HERB | 62966 | G | HERB |  | Solar PV |  | MIS_MNWI | Minnesota | 27 | Winona | 169 | 27169 | 1 | 0 | 2020 | 9999 |  |  | N | Solar | [13 empty] | 0 | 0 | 0 | 0 | [11 empty] | Novel Herber Solar LLC CSG | 100 | Novel Energy Solutions | 100
solar pv | Novel Herickhoff Solar CSG | 62967_G_HERIC | 62967 | G | HERIC |  | Solar PV |  | MIS_MNWI | Minnesota | 27 | Douglas | 41 | 27041 | 1 | 0 | 2020 | 9999 |  |  | N | Solar | [13 empty] | 0 | 0 | 0 | 0 | [11 empty] | Novel Herickhoff Solar CSG | 100 | Novel Energy Solutions | 100
0 | Syncarpha Puddon I Hybrid | 62969_G_SYP1B | 62969 | G | SYP1B |  | Energy Storage |  | NENGREST | Massachusetts | 25 | Worcester | 27 | 25027 | 4 | 0 | 2020 | 9999 |  |  | N | Energy Storage | [13 empty] | 0 | 0 | 0 | 0 | [11 empty] | Syncarpha Solar CF II LLC | 100 | Syncarpha Capital | 100
solar pv | Syncarpha Puddon I Hybrid | 62969_G_SYP1S | 62969 | G | SYP1S |  | Solar PV |  | NENGREST | Massachusetts | 25 | Worcester | 27 | 25027 | 5 | 0 | 2020 | 9999 |  |  | N | Solar | [13 empty] | 0 | 0 | 0 | 0 | [11 empty] | Syncarpha Solar CF II LLC | 100 | Syncarpha Capital | 100
0 | Syncarpha Puddon II Hybrid | 62970_G_SYP2B | 62970 | G | SYP2B |  | Energy Storage |  | NENGREST | Massachusetts | 25 | Worcester | 27 | 25027 | 4 | 0 | 2020 | 9999 |  |  | N | Energy Storage | [13 empty] | 0 | 0 | 0 | 0 | [11 empty] | Syncarpha Puddon II LLC | 100 | Syncarpha Capital | 100
solar pv | Syncarpha Puddon II Hybrid | 62970_G_SYP2S | 62970 | G | SYP2S |  | Solar PV |  | NENGREST | Massachusetts | 25 | Worcester | 27 | 25027 | 5 | 0 | 2020 | 9999 |  |  | N | Solar | [13 empty] | 0 | 0 | 0 | 0 | [11 empty] | Syncarpha Puddon II LLC | 100 | Syncarpha Capital | 100
0 | Syncarpha Westminster Hybrid | 62971_G_SYWEB | 62971 | G | SYWEB |  | Energy Storage |  | NENGREST | Massachusetts | 25 | Worcester | 27 | 25027 | 2.9 | 0 | 2020 | 9999 |  |  | N | Energy Storage | [13 empty] | 0 | 0 | 0 | 0 | [11 empty] | SPME Holdings 2019 LLC | 100 | US Bancorp | 100
solar pv | Syncarpha Westminster Hybrid | 62971_G_SYWES | 62971 | G | SYWES |  | Solar PV |  | NENGREST | Massachusetts | 25 | Worcester | 27 | 25027 | 4.7 | 0 | 2020 | 9999 |  |  | N | Solar | [13 empty] | 0 | 0 | 0 | 0 | [11 empty] | SPME Holdings 2019 LLC | 100 | US Bancorp | 100
0 | Syncarpha Millbury Hybrid | 62974_G_SYMIB | 62974 | G | SYMIB |  | Energy Storage |  | NENGREST | Massachusetts | 25 | Worcester | 27 | 25027 | 3.8 | 0 | 2020 | 9999 |  |  | N | Energy Storage | [13 empty] | 0 | 0 | 0 | 0 | [11 empty] | SPME Holdings 2019 LLC | 100 | US Bancorp | 100
solar pv | Syncarpha Millbury Hybrid | 62974_G_SYMIS | 62974 | G | SYMIS |  | Solar PV |  | NENGREST | Massachusetts | 25 | Worcester | 27 | 25027 | 5 | 0 | 2020 | 9999 |  |  | N | Solar | [13 empty] | 0 | 0 | 0 | 0 | [11 empty] | SPME Holdings 2019 LLC | 100 | US Bancorp | 100
0 | Syncarpha Blandford Hybrid | 62975_G_SYBLB | 62975 | G | SYBLB |  | Energy Storage |  | NENGREST | Massachusetts | 25 | Hampden | 13 | 25013 | 3.5 | 0 | 2020 | 9999 |  |  | N | Energy Storage | [13 empty] | 0 | 0 | 0 | 0 | [11 empty] | SPME Holdings 2019 LLC | 100 | US Bancorp | 100
solar pv | Syncarpha Blandford Hybrid | 62975_G_SYBLS | 62975 | G | SYBLS |  | Solar PV |  | NENGREST | Massachusetts | 25 | Hampden | 13 | 25013 | 4.9 | 0 | 2020 | 9999 |  |  | N | Solar | [13 empty] | 0 | 0 | 0 | 0 | [11 empty] | SPME Holdings 2019 LLC | 100 | US Bancorp | 100
0 | Syncarpha Northampton Hybrid | 62976_G_SYNOB | 62976 | G | SYNOB |  | Energy Storage |  | NENGREST | Massachusetts | 25 | Hampshire | 15 | 25015 | 2 | 0 | 2020 | 9999 |  |  | N | Energy Storage | [13 empty] | 0 | 0 | 0 | 0 | [11 empty] | Syncarpha Solar CF II LLC | 100 | Syncarpha Capital | 100
solar pv | Syncarpha Northampton Hybrid | 62976_G_SYNOS | 62976 | G | SYNOS |  | Solar PV |  | NENGREST | Massachusetts | 25 | Hampshire | 15 | 25015 | 3.6 | 0 | 2020 | 9999 |  |  | N | Solar | [13 empty] | 0 | 0 | 0 | 0 | [11 empty] | Syncarpha Solar CF II LLC | 100 | Syncarpha Capital | 100
0 | Syncarpha Northbridge I Hybrid | 62977_G_SYN1B | 62977 | G | SYN1B |  | Energy Storage |  | NENGREST | Massachusetts | 25 | Worcester | 27 | 25027 | 4 | 0 | 2020 | 9999 |  |  | N | Energy Storage | [13 empty] | 0 | 0 | 0 | 0 | [11 empty] | SPME Holdings 2019 LLC | 100 | US Bancorp | 100
solar pv | Syncarpha Northbridge I Hybrid | 62977_G_SYN1S | 62977 | G | SYN1S |  | Solar PV |  | NENGREST | Massachusetts | 25 | Worcester | 27 | 25027 | 5 | 0 | 2020 | 9999 |  |  | N | Solar | [13 empty] | 0 | 0 | 0 | 0 | [11 empty] | SPME Holdings 2019 LLC | 100 | US Bancorp | 100
0 | Syncarpha Northbridge II Hybrid | 62978_G_SYN2B | 62978 | G | SYN2B |  | Energy Storage |  | NENGREST | Massachusetts | 25 | Worcester | 27 | 25027 | 3 | 0 | 2020 | 9999 |  |  | N | Energy Storage | [13 empty] | 0 | 0 | 0 | 0 | [11 empty] | Syncarpha Northbridge II LLC | 100 | SPME Finance MA I LLC | 100
solar pv | Syncarpha Northbridge II Hybrid | 62978_G_SYN2S | 62978 | G | SYN2S |  | Solar PV |  | NENGREST | Massachusetts | 25 | Worcester | 27 | 25027 | 5 | 0 | 2020 | 9999 |  |  | N | Solar | [13 empty] | 0 | 0 | 0 | 0 | [11 empty] | Syncarpha Northbridge II LLC | 100 | SPME Finance MA I LLC | 100
solar pv | Turquoise Liberty Solar | 62980_G_PV | 62980 | G | PV |  | Solar PV |  | WECC_NNV | Nevada | 32 | Washoe | 31 | 32031 | 10 | 0 | 2019 | 9999 |  |  | N | Solar | [13 empty] | 0 | 0 | 0 | 0 | [11 empty] | Turquoise Solar LLC | 100 | Turquoise Solar LLC | 100
0 | East Pulaski BESS | 62981_G_BESS | 62981 | G | BESS |  | Energy Storage |  | NY_Z_C&E | New York | 36 | Oswego | 75 | 36075 | 2 | 0 | 2018 | 9999 |  |  | N | Energy Storage | [13 empty] | 0 | 0 | 0 | 0 | [11 empty] | National Grid USA | 100 | National Grid Plc | 100
solar pv | Novel Pederson Solar CSG | 62983_G_PED | 62983 | G | PED |  | Solar PV |  | MIS_MNWI | Minnesota | 27 | Benton | 9 | 27009 | 1 | 0 | 2020 | 9999 |  |  | N | Solar | [13 empty] | 0 | 0 | 0 | 0 | [11 empty] | Novel Pederson Solar LLC CSG | 100 | Novel Energy Solutions | 100
solar pv | Grossmont HS Solar Project | 62987_G_GHSP | 62987 | G | GHSP |  | Solar PV |  | WEC_SDGE | California | 6 | San Diego | 73 | 06073 | 1.3 | 0 | 2018 | 9999 |  |  | N | Solar | [13 empty] | 0 | 0 | 0 | 0 | [11 empty] | Solar Star Grossmont St CR LLC | 100 | SunPower Corp | 100
solar pv | Whitetail Solar 1 | 62989_G_PAWT1 | 62989 | G | PAWT1 |  | Solar PV |  | PJM_AP | Pennsylvania | 42 | Franklin | 55 | 42055 | 13.5 | 0 | 2019 | 9999 |  |  | N | Solar | [13 empty] | 0 | 0 | 0 | 0 | [11 empty] | Whitetail Solar 1 LLC | 100 | LightSource BP | 100
solar pv | Whitetail Solar 2 | 62990_G_PAWT2 | 62990 | G | PAWT2 |  | Solar PV |  | PJM_AP | Pennsylvania | 42 | Franklin | 55 | 42055 | 20 | 0 | 2020 | 9999 |  |  | N | Solar | [13 empty] | 0 | 0 | 0 | 0 | [11 empty] | Whitetail Solar 3 LLC | 100 | LightSource BP | 100
solar pv | Whitetail Solar 3 | 62991_G_PAWT3 | 62991 | G | PAWT3 |  | Solar PV |  | PJM_AP | Pennsylvania | 42 | Franklin | 55 | 42055 | 20 | 0 | 2020 | 9999 |  |  | N | Solar | [13 empty] | 0 | 0 | 0 | 0 | [11 empty] | Whitetail Solar 2 LLC | 100 | LightSource BP | 100
solar pv | Goose Pond Solar | 62992_G_GPNOR | 62992 | G | GPNOR |  | Solar PV |  | NENGREST | Massachusetts | 25 | Hampden | 13 | 25013 | 2 | 0 | 2019 | 9999 |  |  | N | Solar | [13 empty] | 0 | 0 | 0 | 0 | [11 empty] | Lse Dorado LLC | 100 | Lse Dorado LLC | 100
solar pv | Goose Pond Solar | 62992_G_GPSOU | 62992 | G | GPSOU |  | Solar PV |  | NENGREST | Massachusetts | 25 | Hampden | 13 | 25013 | 2 | 0 | 2019 | 9999 |  |  | N | Solar | [13 empty] | 0 | 0 | 0 | 0 | [11 empty] | Lse Dorado LLC | 100 | Lse Dorado LLC | 100
solar pv | Johnson Corner Solar 1 | 62993_G_KSJC1 | 62993 | G | KSJC1 |  | Solar PV |  | SPP_N | Kansas | 20 | Stanton | 187 | 20187 | 20 | 0 | 2020 | 9999 |  |  | N | Solar | [13 empty] | 0 | 0 | 0 | 0 | [11 empty] | LightSource BP | 100 | LightSource BP | 100
solar pv | Bluewater CDEC 1 | 62994_G_NMBW1 | 62994 | G | NMBW1 |  | Solar PV |  | WECC_NM | New Mexico | 35 | Cibola | 6 | 35006 | 2.4 | 0 | 2019 | 9999 |  |  | N | Solar | [13 empty] | 0 | 0 | 0 | 0 | [11 empty] | LightSource BP | 100 | LightSource BP | 100
solar pv | Grants CDEC 2 | 62995_G_NMGR1 | 62995 | G | NMGR1 |  | Solar PV |  | WECC_NM | New Mexico | 35 | Cibola | 6 | 35006 | 4.5 | 0 | 2019 | 9999 |  |  | N | Solar | [13 empty] | 0 | 0 | 0 | 0 | [11 empty] | LightSource BP | 100 | LightSource BP | 100
solar pv | ESA Four Oaks 2 NC LLC | 62996_G_PGR08 | 62996 | G | PGR08 |  | Solar PV |  | S_VACA | North Carolina | 37 | Johnston | 101 | 37101 | 2 | 0 | 2019 | 9999 |  |  | N | Solar | [13 empty] | 0 | 0 | 0 | 0 | [11 empty] | ESA Four Oaks 2 NC LLC | 100 | ESA Renewables LLC | 100
solar pv | 25 Ashdown Road Solar, LLC | 62998_G_ASHDO | 62998 | G | ASHDO |  | Solar PV |  | NY_Z_F | New York | 36 | Saratoga | 91 | 36091 | 4 | 0 | 2019 | 9999 |  |  | N | Solar | [13 empty] | 0 | 0 | 0 | 0 | [11 empty] | 25 Ashdown Road Solar LLC | 100 | AES Corp (The) | 100
solar pv | Finchville Solar, LLC | 62999_G_FINCH | 62999 | G | FINCH |  | Solar PV |  | NY_Z_G-I | New York | 36 | Orange | 71 | 36071 | 5 | 0 | 2020 | 9999 |  |  | N | Solar | [13 empty] | 0 | 0 | 0 | 0 | [11 empty] | AES Distributed Energy Inc | 100 | AES Corp (The) | 100
solar pv | RT 52 Walden Solar 1, LLC | 63000_G_WALDN | 63000 | G | WALDN |  | Solar PV |  | NY_Z_G-I | New York | 36 | Orange | 71 | 36071 | 5 | 0 | 2019 | 9999 |  |  | N | Solar | [13 empty] | 0 | 0 | 0 | 0 | [11 empty] | AES Distributed Energy Inc | 100 | AES Corp (The) | 100
geothermal | Whitegrass No. 1 | 63001_G_OH1 | 63001 | G | OH1 |  | Geothermal |  | WECC_NNV | Nevada | 32 | Lyon | 19 | 32019 | 1.9 | 9770 | 2018 | 9999 |  |  | N | Geothermal | [13 empty] | 0 | 0 | 0 | 0 | 0.4563 | 0.4563 | 0.4563 | [8 empty] | Open Mountain Energy | 100 | Open Mountain Energy | 100
geothermal | Whitegrass No. 1 | 63001_G_OH2 | 63001 | G | OH2 |  | Geothermal |  | WECC_NNV | Nevada | 32 | Lyon | 19 | 32019 | 1.9 | 9770 | 2018 | 9999 |  |  | N | Geothermal | [13 empty] | 0 | 0 | 0 | 0 | 0.4563 | 0.4563 | 0.4563 | [8 empty] | Open Mountain Energy | 100 | Open Mountain Energy | 100
geothermal | Whitegrass No. 1 | 63001_G_OL1 | 63001 | G | OL1 |  | Geothermal |  | WECC_NNV | Nevada | 32 | Lyon | 19 | 32019 | 1.3 | 9770 | 2018 | 9999 |  |  | N | Geothermal | [13 empty] | 0 | 0 | 0 | 0 | 0.4563 | 0.4563 | 0.4563 | [8 empty] | Open Mountain Energy | 100 | Open Mountain Energy | 100
geothermal | Whitegrass No. 1 | 63001_G_OL2 | 63001 | G | OL2 |  | Geothermal |  | WECC_NNV | Nevada | 32 | Lyon | 19 | 32019 | 1.3 | 9770 | 2018 | 9999 |  |  | N | Geothermal | [13 empty] | 0 | 0 | 0 | 0 | 0.4563 | 0.4563 | 0.4563 | [8 empty] | Open Mountain Energy | 100 | Open Mountain Energy | 100
solar pv | Cronin Road Solar 1, LLC | 63011_G_CRONI | 63011 | G | CRONI |  | Solar PV |  | NENGREST | Massachusetts | 25 | Worcester | 27 | 25027 | 1.5 | 0 | 2019 | 9999 |  |  | N | Solar | [13 empty] | 0 | 0 | 0 | 0 | [11 empty] | AES Distributed Energy Inc | 100 | AES Corp (The) | 100
solar pv | Ransomville Solar 1, LLC | 63012_G_SWANN | 63012 | G | SWANN |  | Solar PV |  | NY_Z_A | New York | 36 | Niagara | 63 | 36063 | 5 | 0 | 2019 | 9999 |  |  | N | Solar | [13 empty] | 0 | 0 | 0 | 0 | [11 empty] | AES Distributed Energy Inc | 100 | AES Corp (The) | 100
solar pv | Johnstown Solar 1, LLC | 63013_G_STATE | 63013 | G | STATE |  | Solar PV |  | NY_Z_F | New York | 36 | Fulton | 35 | 36035 | 4 | 0 | 2019 | 9999 |  |  | N | Solar | [13 empty] | 0 | 0 | 0 | 0 | [11 empty] | Onyx Asset Services Group LLC | 100 | Onyx Renewable Partners LP | 100
solar pv | Green Lake Solar | 63019_G_GRN1 | 63019 | G | GRN1 |  | Solar PV |  | MIS_LMI | Michigan | 26 | Grand Traverse | 55 | 26055 | 1 | 0 | 2018 | 9999 |  |  | N | Solar | [13 empty] | 0 | 0 | 0 | 0 | [11 empty] | Heritage Sustainable Energy LLC | 100 | Heritage Sustainable Energy LLC | 100
solar pv | TCLP Solar Phase 1 | 63020_G_TCLP1 | 63020 | G | TCLP1 |  | Solar PV |  | MIS_LMI | Michigan | 26 | Leelanau | 89 | 26089 | 1 | 0 | 2017 | 9999 |  |  | N | Solar | [13 empty] | 0 | 0 | 0 | 0 | [11 empty] | Heritage Sustainable Energy LLC | 100 | Heritage Sustainable Energy LLC | 100
solar pv | SCCCD - Clovis Community College | 63021_G_232 | 63021 | G | 232 |  | Solar PV |  | WEC_CALN | California | 6 | Fresno | 19 | 06019 | 1.3 | 0 | 2018 | 9999 |  |  | N | Solar | [13 empty] | 0 | 0 | 0 | 0 | [11 empty] | FFP Fund I Lessee1 LLC | 100 | Mitsui & Co Ltd | 100
0 | Fort Carson Battery Energy Storage System | 63022_G_1 | 63022 | G | 1 |  | Energy Storage |  | WECC_CO | Colorado | 8 | El Paso | 41 | 08041 | 4.2 | 0 | 2018 | 9999 |  |  | N | Energy Storage | [13 empty] | 0 | 0 | 0 | 0 | [11 empty] | United States Army | 100 | United States Army | 100
natural gas peaker | Jefferson Torresdale Hospital | 63023_G_COGEN | 63023 | G | COGEN |  | Combustion Turbine | IC Engine | PJM_EMAC | Pennsylvania | 42 | Philadelphia | 101 | 42101 | 1.1 | 11686 | 2016 | 9999 |  |  | N | Natural Gas | [13 empty] | 1.061 | 1.061 | 1.061 | 1.061 | [11 empty] | Jefferson Torresdale Hospital | 100 | Jefferson Torresdale Hospital | 100
onshore wind | Clear Creek Wind | 63025_G_V110 | 63025 | G | V110 |  | Onshore Wind |  | S_D_AECI | Missouri | 29 | Nodaway | 147 | 29147 | 22 | 0 | 2019 | 9999 |  |  | N | Wind | [13 empty] | 0 | 0 | 0 | 0 | [11 empty] | Tenaska Clear Creek Wind LLC | 100 | Tenaska Inc | 100
onshore wind | Clear Creek Wind | 63025_G_V120 | 63025 | G | V120 |  | Onshore Wind |  | S_D_AECI | Missouri | 29 | Nodaway | 147 | 29147 | 220 | 0 | 2019 | 9999 |  |  | N | Wind | [13 empty] | 0 | 0 | 0 | 0 | [11 empty] | Tenaska Clear Creek Wind LLC | 100 | Tenaska Inc | 100
solar pv | Yum Yum Solar LLC | 63026_G_GEN1 | 63026 | G | GEN1 |  | Solar PV |  | S_C_TVA | Tennessee | 47 | Fayette | 47 | 47047 | 147 | 0 | 2021 | 9999 |  |  | N | Solar | [13 empty] | 0 | 0 | 0 | 0 | [11 empty] | Invenergy LLC | 100 | Invenergy LLC | 100
solar pv | Mars Solar | 63027_G_20 | 63027 | G | 20 |  | Solar PV |  | ERC_REST | Texas | 48 | Webb | 479 | 48479 | 10 | 0 | 2019 | 9999 |  |  | N | Solar | [13 empty] | 0 | 0 | 0 | 0 | [11 empty] | Mars Solar LLC | 100 | Cypress Creek Holdings LLC | 100
onshore wind | Canadian Breaks, LLC | 63030_G_CBRKS | 63030 | G | CBRKS |  | Onshore Wind |  | ERC_PHDL | Texas | 48 | Deaf Smith | 117 | 48117 | 210.1 | 0 | 2019 | 9999 |  |  | N | Wind | [13 empty] | 0 | 0 | 0 | 0 | [11 empty] | Canadian Breaks LLC | 100 | Macquarie Group Limited | 100
solar pv | FastSun 19 CSG | 63033_G_FS19 | 63033 | G | FS19 |  | Solar PV |  | MIS_MNWI | Minnesota | 27 | Dakota | 37 | 27037 | 1 | 0 | 2020 | 9999 |  |  | N | Solar | [13 empty] | 0 | 0 | 0 | 0 | [11 empty] | FastSun 19 LLC | 100 | Altus Power America Management LLC | 100
solar pv | FastSun 18 CSG | 63034_G_FS18 | 63034 | G | FS18 |  | Solar PV |  | MIS_MNWI | Minnesota | 27 | Winona | 169 | 27169 | 1 | 0 | 2020 | 9999 |  |  | N | Solar | [13 empty] | 0 | 0 | 0 | 0 | [11 empty] | FastSun 18 LLC | 100 | Altus Power America Management LLC | 100
solar pv | FastSun 13 CSG | 63035_G_FS13 | 63035 | G | FS13 |  | Solar PV |  | MIS_MNWI | Minnesota | 27 | Douglas | 41 | 27041 | 1 | 0 | 2020 | 9999 |  |  | N | Solar | [13 empty] | 0 | 0 | 0 | 0 | [11 empty] | FastSun 13 LLC | 100 | Altus Power America Management LLC | 100
solar pv | FastSun 14 CSG | 63036_G_FS14 | 63036 | G | FS14 |  | Solar PV |  | MIS_MNWI | Minnesota | 27 | Blue Earth | 13 | 27013 | 1 | 0 | 2020 | 9999 |  |  | N | Solar | [13 empty] | 0 | 0 | 0 | 0 | [11 empty] | FastSun 14 LLC | 100 | Altus Power America Management LLC | 100
solar pv | FastSun 11 CSG | 63037_G_FS11 | 63037 | G | FS11 |  | Solar PV |  | MIS_MNWI | Minnesota | 27 | Goodhue | 49 | 27049 | 1 | 0 | 2020 | 9999 |  |  | N | Solar | [13 empty] | 0 | 0 | 0 | 0 | [11 empty] | FastSun 11 LLC | 100 | Altus Power America Management LLC | 100
solar pv | FastSun 10 CSG | 63038_G_FS10 | 63038 | G | FS10 |  | Solar PV |  | MIS_MNWI | Minnesota | 27 | Goodhue | 49 | 27049 | 1 | 0 | 2020 | 9999 |  |  | N | Solar | [13 empty] | 0 | 0 | 0 | 0 | [11 empty] | FastSun 10 LLC | 100 | Altus Power America Management LLC | 100
solar pv | FastSun 8 CSG | 63039_G_FS8 | 63039 | G | FS8 |  | Solar PV |  | MIS_MNWI | Minnesota | 27 | Nicollet | 103 | 27103 | 1 | 0 | 2020 | 9999 |  |  | N | Solar | [13 empty] | 0 | 0 | 0 | 0 | [11 empty] | FastSun 8 LLC | 100 | Altus Power America Management LLC | 100
solar pv | FastSun 9 CSG | 63040_G_FS9 | 63040 | G | FS9 |  | Solar PV |  | MIS_MNWI | Minnesota | 27 | Goodhue | 49 | 27049 | 1 | 0 | 2020 | 9999 |  |  | N | Solar | [13 empty] | 0 | 0 | 0 | 0 | [11 empty] | FastSun 9 LLC | 100 | Altus Power America Management LLC | 100
solar pv | Lane Ave Solar LLC | 63041_G_HANRA | 63041 | G | HANRA |  | Solar PV |  | NENGREST | Massachusetts | 25 | Worcester | 27 | 25027 | 1.5 | 0 | 2020 | 9999 |  |  | N | Solar | [13 empty] | 0 | 0 | 0 | 0 | [11 empty] | NB Development LLC | 100 | NB Development LLC | 100
solar pv | FastSun 3 CSG | 63042_G_FS3 | 63042 | G | FS3 |  | Solar PV |  | MIS_MNWI | Minnesota | 27 | Stearns | 145 | 27145 | 1 | 0 | 2020 | 9999 |  |  | N | Solar | [13 empty] | 0 | 0 | 0 | 0 | [11 empty] | FastSun 3 LLC | 100 | Altus Power America Management LLC | 100
solar pv | FastSun 7 CSG | 63043_G_FS7 | 63043 | G | FS7 |  | Solar PV |  | MIS_MNWI | Minnesota | 27 | McLeod | 85 | 27085 | 1 | 0 | 2020 | 9999 |  |  | N | Solar | [13 empty] | 0 | 0 | 0 | 0 | [11 empty] | FastSun 7 LLC | 100 | Altus Power America Management LLC | 100
solar pv | Ryan Road Solar LLC | 63044_G_ORCHA | 63044 | G | ORCHA |  | Solar PV |  | NENGREST | Massachusetts | 25 | Worcester | 27 | 25027 | 4.3 | 0 | 2020 | 9999 |  |  | N | Solar | [13 empty] | 0 | 0 | 0 | 0 | [11 empty] | NB Development LLC | 100 | NB Development LLC | 100
solar pv | FastSun 5 CSG | 63045_G_FS5 | 63045 | G | FS5 |  | Solar PV |  | MIS_MNWI | Minnesota | 27 | Winona | 169 | 27169 | 1 | 0 | 2020 | 9999 |  |  | N | Solar | [13 empty] | 0 | 0 | 0 | 0 | [11 empty] | FastSun 5 LLC | 100 | Altus Power America Management LLC | 100
solar pv | FastSun 1 CSG | 63046_G_FS1 | 63046 | G | FS1 |  | Solar PV |  | MIS_MNWI | Minnesota | 27 | Meeker | 93 | 27093 | 1 | 0 | 2020 | 9999 |  |  | N | Solar | [13 empty] | 0 | 0 | 0 | 0 | [11 empty] | FastSun 1 LLC | 100 | Altus Power America Management LLC | 100
solar pv | Prineville Solar Energy LLC | 63049_G_GEN1 | 63049 | G | GEN1 |  | Solar PV |  | WECC_PNW | Oregon | 41 | Crook | 13 | 41013 | 46.2 | 0 | 2020 | 9999 |  |  | N | Solar | [13 empty] | 0 | 0 | 0 | 0 | [11 empty] | Prineville Solar Energy LLC | 100 | Invenergy LLC | 100
solar pv | Millican Solar Energy LLC | 63050_G_GEN1 | 63050 | G | GEN1 |  | Solar PV |  | WECC_PNW | Oregon | 41 | Crook | 13 | 41013 | 71.4 | 0 | 2020 | 9999 |  |  | N | Solar | [13 empty] | 0 | 0 | 0 | 0 | [11 empty] | Millican Solar Energy LLC | 100 | Invenergy LLC | 100
solar pv | Hollygrove CSG | 63051_G_32 | 63051 | G | 32 |  | Solar PV |  | NY_Z_B | New York | 36 | Wayne | 117 | 36117 | 2 | 0 | 2018 | 9999 |  |  | N | Solar | [13 empty] | 0 | 0 | 0 | 0 | [11 empty] | Hollygrove Solar LLC | 100 | Mitsui & Co Ltd | 100
solar pv | Guildlerland CSG | 63052_G_106 | 63052 | G | 106 |  | Solar PV |  | NY_Z_F | New York | 36 | Albany | 1 | 36001 | 2 | 0 | 2018 | 9999 |  |  | N | Solar | [13 empty] | 0 | 0 | 0 | 0 | [11 empty] | FFP NY Guilderland Project1 LLC | 100 | Mitsui & Co Ltd | 100
onshore wind | Palo Alto Wind Farm | 63053_G_PAWF | 63053 | G | PAWF |  | Onshore Wind |  | MIS_IA | Iowa | 19 | Palo Alto | 147 | 19147 | 250 | 0 | 2019 | 9999 |  |  | N | Wind | [13 empty] | 0 | 0 | 0 | 0 | [11 empty] | Palo Alto Wind Energy LLC | 100 | Invenergy LLC | 100
solar pv | Howland CSG | 63055_G_26 | 63055 | G | 26 |  | Solar PV |  | NY_Z_C&E | New York | 36 | Oswego | 75 | 36075 | 2 | 0 | 2018 | 9999 |  |  | N | Solar | [13 empty] | 0 | 0 | 0 | 0 | [11 empty] | Howland Solar LLC | 100 | Mitsui & Co Ltd | 100
solar pv | Gifford CSG | 63056_G_131 | 63056 | G | 131 |  | Solar PV |  | NY_Z_F | New York | 36 | Schenectady | 93 | 36093 | 2 | 0 | 2018 | 9999 |  |  | N | Solar | [13 empty] | 0 | 0 | 0 | 0 | [11 empty] | ForeFront Power LLC | 100 | Mitsui & Co Ltd | 100
solar pv | Czub CSG | 63057_G_114 | 63057 | G | 114 |  | Solar PV |  | NY_Z_F | New York | 36 | Rensselaer | 83 | 36083 | 2 | 0 | 2018 | 9999 |  |  | N | Solar | [13 empty] | 0 | 0 | 0 | 0 | [11 empty] | FFP NY Schagticoke Project1 LLC | 100 | Mitsui & Co Ltd | 100
solar pv | Mereand CSG | 63058_G_199 | 63058 | G | 199 |  | Solar PV |  | NY_Z_C&E | New York | 36 | Jefferson | 45 | 36045 | 2 | 0 | 2018 | 9999 |  |  | N | Solar | [13 empty] | 0 | 0 | 0 | 0 | [11 empty] | FFP NY Watertown Project1 LLC | 100 | Mitsui & Co Ltd | 100
solar pv | Aegis CSG | 63059_G_19 | 63059 | G | 19 |  | Solar PV |  | NY_Z_C&E | New York | 36 | Ontario | 69 | 36069 | 2 | 0 | 2018 | 9999 |  |  | N | Solar | [13 empty] | 0 | 0 | 0 | 0 | [11 empty] | Aegis Solar LLC | 100 | Mitsui & Co Ltd | 100
solar pv | Pearl CSG | 63060_G_28 | 63060 | G | 28 |  | Solar PV |  | NY_Z_B | New York | 36 | Genesee | 37 | 36037 | 2 | 0 | 2018 | 9999 |  |  | N | Solar | [13 empty] | 0 | 0 | 0 | 0 | [11 empty] | Pearl Solar I LLC | 100 | Mitsui & Co Ltd | 100
solar pv | Pearl CSG | 63060_G_29 | 63060 | G | 29 |  | Solar PV |  | NY_Z_B | New York | 36 | Genesee | 37 | 36037 | 2 | 0 | 2018 | 9999 |  |  | N | Solar | [13 empty] | 0 | 0 | 0 | 0 | [11 empty] | Pearl Solar II LLC | 100 | Mitsui & Co Ltd | 100
solar pv | Fort Valley State University Solar | 63062_G_1 | 63062 | G | 1 |  | Solar PV |  | S_SOU | Georgia | 13 | Bibb | 21 | 13021 | 10.8 | 0 | 2019 | 9999 |  |  | N | Solar | [13 empty] | 0 | 0 | 0 | 0 | [11 empty] | Georgia Power Co | 100 | Southern Co | 100
natural gas peaker | Duke Energy CHP at Clemson University | 63063_G_GT01 | 63063 | G | GT01 |  | Combustion Turbine |  | S_VACA | South Carolina | 45 | Pickens | 77 | 45077 | 12.8 | 12369 | 2019 | 9999 |  |  | N | Natural Gas | [13 empty] | 0.011 | 0.011 | 0.011 | 0.011 | [11 empty] | Duke Energy Carolinas | 100 | Duke Energy Corp | 100
0 | Asheville-Rock Hill Battery | 63064_G_ES1 | 63064 | G | ES1 |  | Energy Storage |  | S_VACA | North Carolina | 37 | Buncombe | 21 | 37021 | 8.8 | 0 | 2020 | 9999 |  |  | N | Energy Storage | [13 empty] | 0 | 0 | 0 | 0 | [11 empty] | Duke Energy Carolinas | 100 | Duke Energy Corp | 100
solar pv | SCCCD - Fresno Community College | 63068_G_231 | 63068 | G | 231 |  | Solar PV |  | WEC_CALN | California | 6 | Fresno | 19 | 06019 | 2.2 | 0 | 2019 | 9999 |  |  | N | Solar | [13 empty] | 0 | 0 | 0 | 0 | [11 empty] | FFP Fund I Lessee1 LLC | 100 | Mitsui & Co Ltd | 100
solar pv | Kingsville CSG | 63072_G_18 | 63072 | G | 18 |  | Solar PV |  | PJM_SMAC | Maryland | 24 | Baltimore | 5 | 24005 | 2 | 0 | 2019 | 9999 |  |  | N | Solar | [13 empty] | 0 | 0 | 0 | 0 | [11 empty] | ForeFront Power LLC | 100 | Mitsui & Co Ltd | 100
solar pv | Reedley Community College Solar | 63074_G_234 | 63074 | G | 234 |  | Solar PV |  | WEC_CALN | California | 6 | Fresno | 19 | 06019 | 2.6 | 0 | 2018 | 9999 |  |  | N | Solar | [13 empty] | 0 | 0 | 0 | 0 | [11 empty] | FFP Fund I Lessee1 LLC | 100 | Mitsui & Co Ltd | 100
solar pv | Upper Marlboro 1 CSG | 63075_G_20 | 63075 | G | 20 |  | Solar PV |  | PJM_SMAC | Maryland | 24 | Prince Georges | 33 | 24033 | 2 | 0 | 2019 | 9999 |  |  | N | Solar | [13 empty] | 0 | 0 | 0 | 0 | [11 empty] | ForeFront Power LLC | 100 | Mitsui & Co Ltd | 100
solar pv | Bethlehem Solar | 63079_G_157 | 63079 | G | 157 |  | Solar PV |  | NY_Z_F | New York | 36 | Albany | 1 | 36001 | 1.7 | 0 | 2019 | 9999 |  |  | N | Solar | [13 empty] | 0 | 0 | 0 | 0 | [11 empty] | FFP NY Bethlehem Project1 LLC | 100 | Mitsui & Co Ltd | 100
solar pv | Harry Allen Solar Energy LLC | 63080_G_GEN1 | 63080 | G | GEN1 |  | Solar PV |  | WECC_SNV | Nevada | 32 | Clark | 3 | 32003 | 100 | 0 | 2020 | 9999 |  |  | N | Solar | [13 empty] | 0 | 0 | 0 | 0 | [11 empty] | Harry Allen Solar Energy LLC | 100 | Invenergy LLC | 100
solar pv | San Miguel I Solar Energy Center | 63081_G_SMI | 63081 | G | SMI |  | Solar PV |  | WECC_NM | New Mexico | 35 | San Miguel | 47 | 35047 | 10 | 0 | 2019 | 9999 |  |  | N | Solar | [13 empty] | 0 | 0 | 0 | 0 | [11 empty] | Public Service Co of New Mexico | 100 | PNM Resources Inc | 100
solar pv | San Miguel II Solar Energy Center | 63082_G_SMII | 63082 | G | SMII |  | Solar PV |  | WECC_NM | New Mexico | 35 | San Miguel | 47 | 35047 | 10 | 0 | 2019 | 9999 |  |  | N | Solar | [13 empty] | 0 | 0 | 0 | 0 | [11 empty] | Public Service Co of New Mexico | 100 | PNM Resources Inc | 100
solar pv | White CSG | 63085_G_15124 | 63085 | G | 15124 |  | Solar PV |  | PJM_SMAC | Maryland | 24 | Baltimore | 5 | 24005 | 2 | 0 | 2019 | 9999 |  |  | N | Solar | [13 empty] | 0 | 0 | 0 | 0 | [11 empty] | FFP Fund II Partnership2 LLC | 100 | Mitsui & Co Ltd | 100
solar pv | Frog Hollow CSG | 63086_G_1731 | 63086 | G | 1731 |  | Solar PV |  | NY_Z_G-I | New York | 36 | Ulster | 111 | 36111 | 2 | 0 | 2019 | 9999 |  |  | N | Solar | [13 empty] | 0 | 0 | 0 | 0 | [11 empty] | FFP NY Community Solar II LLC | 100 | Mitsui & Co Ltd | 100
solar pv | Gibbons CSG | 63089_G_15122 | 63089 | G | 15122 |  | Solar PV |  | PJM_EMAC | Maryland | 24 | Worcester | 47 | 24047 | 2 | 0 | 2019 | 9999 |  |  | N | Solar | [13 empty] | 0 | 0 | 0 | 0 | [11 empty] | FFP Fund II Partnership2 LLC | 100 | Mitsui & Co Ltd | 100
0 | Athens - Coopers Corner BESS | 63090_G_COOPR | 63090 | G | COOPR |  | Energy Storage |  | MIS_MNWI | Minnesota | 27 | Isanti | 59 | 27059 | 3 | 0 | 2018 | 9999 |  |  | N | Energy Storage | [13 empty] | 0 | 0 | 0 | 0 | [11 empty] | Gopher Energy Storage LLC | 100 | Gopher Energy Storage LLC | 100
solar pv | UC Santa Cruz Solar | 63091_G_246 | 63091 | G | 246 |  | Solar PV |  | WEC_CALN | California | 6 | Santa Cruz | 87 | 06087 | 1.8 | 0 | 2020 | 9999 |  |  | N | Solar | [13 empty] | 0 | 0 | 0 | 0 | [11 empty] | ForeFront Power LLC | 100 | Mitsui & Co Ltd | 100
solar pv | Riverview Solar | 63092_G_RIVER | 63092 | G | RIVER |  | Solar PV |  | WECC_CO | Colorado | 8 | Logan | 75 | 08075 | 1.5 | 0 | 2019 | 9999 |  |  | N | Solar | [13 empty] | 0 | 0 | 0 | 0 | [11 empty] | Highline Services LLC | 100 | Highline Services LLC | 100
municipal solid waste | ReSource Center | 63094_G_SBAD1 | 63094 | G | SBAD1 |  | Non-Fossil Waste |  | WECC_SCE | California | 6 | Santa Barbara | 83 | 06083 | 1.1 | 11084 | 2020 | 9999 |  |  | N | Non-Fossil Waste | [13 empty] | 0 | 0 | 0 | 0 | [11 empty] | MSB Investors LLC | 100 | MSB Investors LLC | 100
municipal solid waste | ReSource Center | 63094_G_SBAD2 | 63094 | G | SBAD2 |  | Non-Fossil Waste |  | WECC_SCE | California | 6 | Santa Barbara | 83 | 06083 | 1.1 | 11084 | 2020 | 9999 |  |  | N | Non-Fossil Waste | [13 empty] | 0 | 0 | 0 | 0 | [11 empty] | MSB Investors LLC | 100 | MSB Investors LLC | 100
solar pv | Horseshoe Solar Energy | 63096_G_GEN1 | 63096 | G | GEN1 |  | Solar PV |  | NY_Z_B | New York | 36 | Livingston | 51 | 36051 | 180 | 0 | 2021 | 9999 |  |  | N | Solar | [13 empty] | 0 | 0 | 0 | 0 | [11 empty] | Invenergy Solar Development LLC | 100 | Invenergy LLC | 100
solar pv | Two Creeks Solar | 63105_G_1 | 63105 | G | 1 |  | Solar PV |  | MIS_WUMS | Wisconsin | 55 | Manitowoc | 71 | 55071 | 150 | 0 | 2020 | 9999 |  |  | N | Solar | [13 empty] | 0 | 0 | 0 | 0 | [11 empty] | NextEra Energy Inc | 100 | NextEra Energy Inc | 100
solar pv | Dover CSG | 63106_G_21 | 63106 | G | 21 |  | Solar PV |  | NY_Z_G-I | New York | 36 | Dutchess | 27 | 36027 | 2 | 0 | 2019 | 9999 |  |  | N | Solar | [13 empty] | 0 | 0 | 0 | 0 | [11 empty] | FFP NY Community Solar II LLC | 100 | Mitsui & Co Ltd | 100
solar pv | Howell CSG | 63107_G_1725 | 63107 | G | 1725 |  | Solar PV |  | NY_Z_G-I | New York | 36 | Orange | 71 | 36071 | 2 | 0 | 2019 | 9999 |  |  | N | Solar | [13 empty] | 0 | 0 | 0 | 0 | [11 empty] | FFP Fund II Partnership2 LLC | 100 | Mitsui & Co Ltd | 100
solar pv | Ellsworth I CSG | 63112_G_22 | 63112 | G | 22 |  | Solar PV |  | NY_Z_F | New York | 36 | Saratoga | 91 | 36091 | 2 | 0 | 2019 | 9999 |  |  | N | Solar | [13 empty] | 0 | 0 | 0 | 0 | [11 empty] | FFP NY Community Solar II LLC | 100 | Mitsui & Co Ltd | 100
solar pv | Syncarpha El Rito | 63124_G_SYNEL | 63124 | G | SYNEL |  | Solar PV |  | WECC_NM | New Mexico | 35 | Rio Arriba | 39 | 35039 | 1.6 | 0 | 2019 | 9999 |  |  | N | Solar | [13 empty] | 0 | 0 | 0 | 0 | [11 empty] | Syncarpha El Rito I LLC | 100 | Syncarpha El Rito I LLC | 100
solar pv | Syncarpha Questa | 63125_G_SYNQU | 63125 | G | SYNQU |  | Solar PV |  | WECC_NM | New Mexico | 35 | Taos | 55 | 35055 | 1.6 | 0 | 2019 | 9999 |  |  | N | Solar | [13 empty] | 0 | 0 | 0 | 0 | [11 empty] | Syncarpha Questa I LLC | 100 | Syncarpha Questa I LLC | 100
solar pv | Allis Medina Solar LLC | 63129_G_ALLIS | 63129 | G | ALLIS |  | Solar PV |  | NY_Z_B | New York | 36 | Orleans | 73 | 36073 | 5 | 0 | 2020 | 9999 |  |  | N | Solar | [13 empty] | 0 | 0 | 0 | 0 | [11 empty] | Allis Medina Solar LLC | 100 | AES Corp (The) | 100
solar pv | Beals Medina Solar LLC | 63130_G_BEALS | 63130 | G | BEALS |  | Solar PV |  | NY_Z_B | New York | 36 | Orleans | 73 | 36073 | 3.5 | 0 | 2020 | 9999 |  |  | N | Solar | [13 empty] | 0 | 0 | 0 | 0 | [11 empty] | AES Distributed Energy Inc | 100 | AES Corp (The) | 100
solar pv | West Street Solar 1 LLC | 63131_G_GRDNR | 63131 | G | GRDNR |  | Solar PV |  | NENGREST | Massachusetts | 25 | Worcester | 27 | 25027 | 5 | 0 | 2019 | 9999 |  |  | N | Solar | [13 empty] | 0 | 0 | 0 | 0 | [11 empty] | AES Distributed Energy Inc | 100 | AES Corp (The) | 100
onshore wind | Roundhouse Wind Energy Project | 63133_G_82059 | 63133 | G | 82059 |  | Onshore Wind |  | WECC_WY | Wyoming | 56 | Laramie | 21 | 56021 | 124 | 0 | 2020 | 9999 |  |  | N | Wind | [13 empty] | 0 | 0 | 0 | 0 | [11 empty] | Roundhouse Renewable Energy LLC | 100 | NextEra Energy Inc | 100
onshore wind | Roundhouse Wind Energy Project | 63133_G_82060 | 63133 | G | 82060 |  | Onshore Wind |  | WECC_WY | Wyoming | 56 | Laramie | 21 | 56021 | 79 | 0 | 2020 | 9999 |  |  | N | Wind | [13 empty] | 0 | 0 | 0 | 0 | [11 empty] | Roundhouse Renewable Energy LLC | 100 | NextEra Energy Inc | 100
onshore wind | Roundhouse Wind Energy Project | 63133_G_82061 | 63133 | G | 82061 |  | Onshore Wind |  | WECC_WY | Wyoming | 56 | Laramie | 21 | 56021 | 23 | 0 | 2020 | 9999 |  |  | N | Wind | [13 empty] | 0 | 0 | 0 | 0 | [11 empty] | Roundhouse Renewable Energy LLC | 100 | NextEra Energy Inc | 100
solar pv | Hopkins Hill CSG | 63136_G_HH1 | 63136 | G | HH1 |  | Solar PV |  | NENGREST | Rhode Island | 44 | Kent | 3 | 44003 | 4.8 | 0 | 2021 | 9999 |  |  | N | Solar | [13 empty] | 0 | 0 | 0 | 0 | [11 empty] | TPE Hopkins Solar Holdings 1 LLC | 100 | Tpe Hopkins Solar Holdings 1 LLC | 100
solar pv | Hopkins Hill CSG | 63136_G_HH2 | 63136 | G | HH2 |  | Solar PV |  | NENGREST | Rhode Island | 44 | Kent | 3 | 44003 | 4.7 | 0 | 2021 | 9999 |  |  | N | Solar | [13 empty] | 0 | 0 | 0 | 0 | [11 empty] | TPE Hopkins Solar Holdings 1 LLC | 100 | Tpe Hopkins Solar Holdings 1 LLC | 100
solar pv | Tippecanoe Solar Power Plant | 63137_G_PV1 | 63137 | G | PV1 |  | Solar PV |  | MIS_INKY | Indiana | 18 | Tippecanoe | 157 | 18157 | 1.6 | 0 | 2019 | 9999 |  |  | N | Solar | [13 empty] | 0 | 0 | 0 | 0 | [11 empty] | Duke Energy Indiana | 100 | Duke Energy Corp | 100
solar pv | USS Haven Solar LLC CSG | 63138_G_USHAV | 63138 | G | USHAV |  | Solar PV |  | MIS_MNWI | Minnesota | 27 | Sherburne | 141 | 27141 | 1 | 0 | 2019 | 9999 |  |  | N | Solar | [13 empty] | 0 | 0 | 0 | 0 | [11 empty] | US Solar DG Development LLC | 100 | US Solar DG Development LLC | 100
solar pv | USS White Cloud LLC CSG | 63139_G_USSWC | 63139 | G | USSWC |  | Solar PV |  | MIS_MNWI | Minnesota | 27 | Sherburne | 141 | 27141 | 1 | 0 | 2019 | 9999 |  |  | N | Solar | [13 empty] | 0 | 0 | 0 | 0 | [11 empty] | USS White Cloud Solar LLC | 100 | US Solar DG Development LLC | 100
solar pv | USS Westeros Solar LLC CSG | 63140_G_USSWS | 63140 | G | USSWS |  | Solar PV |  | MIS_MNWI | Minnesota | 27 | Carver | 19 | 27019 | 1 | 0 | 2019 | 9999 |  |  | N | Solar | [13 empty] | 0 | 0 | 0 | 0 | [11 empty] | US Solar DG Development LLC | 100 | US Solar DG Development LLC | 100
solar pv | USS Sunrise Solar LLC CSG | 63141_G_SNRSE | 63141 | G | SNRSE |  | Solar PV |  | MIS_MNWI | Minnesota | 27 | Chisago | 25 | 27025 | 1 | 0 | 2019 | 9999 |  |  | N | Solar | [13 empty] | 0 | 0 | 0 | 0 | [11 empty] | US Solar DG Development LLC | 100 | US Solar DG Development LLC | 100
solar pv | USS Milkweed Solar LLC CSG | 63142_G_MLKWD | 63142 | G | MLKWD |  | Solar PV |  | MIS_MNWI | Minnesota | 27 | Stearns | 145 | 27145 | 1 | 0 | 2019 | 9999 |  |  | N | Solar | [13 empty] | 0 | 0 | 0 | 0 | [11 empty] | US Solar DG Development LLC | 100 | US Solar DG Development LLC | 100
solar pv | USS Greenhouse Solar LLC CSG | 63143_G_GRHSE | 63143 | G | GRHSE |  | Solar PV |  | MIS_MNWI | Minnesota | 27 | Goodhue | 49 | 27049 | 1 | 0 | 2019 | 9999 |  |  | N | Solar | [13 empty] | 0 | 0 | 0 | 0 | [11 empty] | US Solar DG Development LLC | 100 | US Solar DG Development LLC | 100
solar pv | USS Mayhew Solar LLC CSG | 63144_G_MAYHW | 63144 | G | MAYHW |  | Solar PV |  | MIS_MNWI | Minnesota | 27 | Benton | 9 | 27009 | 1 | 0 | 2019 | 9999 |  |  | N | Solar | [13 empty] | 0 | 0 | 0 | 0 | [11 empty] | US Solar DG Development LLC | 100 | US Solar DG Development LLC | 100
solar pv | USS Cheyenne Solar LLC CSG | 63145_G_CHYNE | 63145 | G | CHYNE |  | Solar PV |  | MIS_MNWI | Minnesota | 27 | Chisago | 25 | 27025 | 1 | 0 | 2019 | 9999 |  |  | N | Solar | [13 empty] | 0 | 0 | 0 | 0 | [11 empty] | US Solar DG Development LLC | 100 | US Solar DG Development LLC | 100
solar pv | USS Midtown Solar LLC CSG | 63146_G_MDTWN | 63146 | G | MDTWN |  | Solar PV |  | MIS_MNWI | Minnesota | 27 | Stearns | 145 | 27145 | 1 | 0 | 2019 | 9999 |  |  | N | Solar | [13 empty] | 0 | 0 | 0 | 0 | [11 empty] | US Solar DG Development LLC | 100 | US Solar DG Development LLC | 100
solar pv | USS Monarch Solar LLC CSG | 63147_G_MNRCH | 63147 | G | MNRCH |  | Solar PV |  | MIS_MNWI | Minnesota | 27 | Pope | 121 | 27121 | 1 | 0 | 2019 | 9999 |  |  | N | Solar | [13 empty] | 0 | 0 | 0 | 0 | [11 empty] | US Solar DG Development LLC | 100 | US Solar DG Development LLC | 100
solar pv | USS Turkey Solar LLC CSG | 63148_G_TURKY | 63148 | G | TURKY |  | Solar PV |  | MIS_MNWI | Minnesota | 27 | Meeker | 93 | 27093 | 1 | 0 | 2019 | 9999 |  |  | N | Solar | [13 empty] | 0 | 0 | 0 | 0 | [11 empty] | US Solar DG Development LLC | 100 | US Solar DG Development LLC | 100
solar pv | Franklin Solar | 63149_G_FRANK | 63149 | G | FRANK |  | Solar PV |  | PJM_EMAC | New Jersey | 34 | Warren | 41 | 34041 | 8.8 | 0 | 2020 | 9999 |  |  | N | Solar | [13 empty] | 0 | 0 | 0 | 0 | [11 empty] | NJR Clean Energy Ventures Corp | 100 | New Jersey Resources Corp | 100
solar pv | Pohatcong Solar Farm | 63150_G_POHAT | 63150 | G | POHAT |  | Solar PV |  | PJM_EMAC | New Jersey | 34 | Warren | 41 | 34041 | 8 | 0 | 2020 | 9999 |  |  | N | Solar | [13 empty] | 0 | 0 | 0 | 0 | [11 empty] | Pohatcong Solar Farm LLC | 100 | Eai Investments LLC | 100
solar pv | USS Solar Sources LLC CSG | 63151_G_SOURC | 63151 | G | SOURC |  | Solar PV |  | MIS_MNWI | Minnesota | 27 | Washington | 163 | 27163 | 1 | 0 | 2019 | 9999 |  |  | N | Solar | [13 empty] | 0 | 0 | 0 | 0 | [11 empty] | US Solar DG Development LLC | 100 | US Solar DG Development LLC | 100
solar pv | USS Christoffer Solar LLC CSG | 63152_G_CHRST | 63152 | G | CHRST |  | Solar PV |  | MIS_MNWI | Minnesota | 27 | Chippewa | 23 | 27023 | 1 | 0 | 2019 | 9999 |  |  | N | Solar | [13 empty] | 0 | 0 | 0 | 0 | [11 empty] | US Solar DG Development LLC | 100 | US Solar DG Development LLC | 100
solar pv | USS Buckaroo Solar LLC CSG | 63153_G_BUCKR | 63153 | G | BUCKR |  | Solar PV |  | SPP_WAUE | Minnesota | 27 | Clay | 27 | 27027 | 1 | 0 | 2020 | 9999 |  |  | N | Solar | [13 empty] | 0 | 0 | 0 | 0 | [11 empty] | US Solar DG Development LLC | 100 | US Solar DG Development LLC | 100
solar pv | USS Horne North Solar LLC CSG | 63154_G_HORNN | 63154 | G | HORNN |  | Solar PV |  | SPP_WAUE | Minnesota | 27 | Clay | 27 | 27027 | 1 | 0 | 2020 | 9999 |  |  | N | Solar | [13 empty] | 0 | 0 | 0 | 0 | [11 empty] | US Solar DG Development LLC | 100 | US Solar DG Development LLC | 100
solar pv | USS Horne South Solar LLC CSG | 63155_G_HORNS | 63155 | G | HORNS |  | Solar PV |  | SPP_WAUE | Minnesota | 27 | Clay | 27 | 27027 | 1 | 0 | 2020 | 9999 |  |  | N | Solar | [13 empty] | 0 | 0 | 0 | 0 | [11 empty] | US Solar DG Development LLC | 100 | US Solar DG Development LLC | 100
solar pv | USS JJ Clay Solar LLC CSG | 63156_G_JJCLY | 63156 | G | JJCLY |  | Solar PV |  | SPP_WAUE | Minnesota | 27 | Clay | 27 | 27027 | 1 | 0 | 2020 | 9999 |  |  | N | Solar | [13 empty] | 0 | 0 | 0 | 0 | [11 empty] | US Solar DG Development LLC | 100 | US Solar DG Development LLC | 100
solar pv | USS Verde Solar LLC CSG | 63157_G_VERDE | 63157 | G | VERDE |  | Solar PV |  | SPP_WAUE | Minnesota | 27 | Clay | 27 | 27027 | 1 | 0 | 2020 | 9999 |  |  | N | Solar | [13 empty] | 0 | 0 | 0 | 0 | [11 empty] | USS Verde Solar LLC | 100 | US Solar DG Development LLC | 100
solar pv | USS Cougar Solar LLC CSG | 63158_G_COUGR | 63158 | G | COUGR |  | Solar PV |  | MIS_MNWI | Minnesota | 27 | Redwood | 127 | 27127 | 1 | 0 | 2020 | 9999 |  |  | N | Solar | [13 empty] | 0 | 0 | 0 | 0 | [11 empty] | US Solar DG Development LLC | 100 | US Solar DG Development LLC | 100
solar pv | USS Flower Solar LLC CSG | 63159_G_FLOWR | 63159 | G | FLOWR |  | Solar PV |  | MIS_MNWI | Minnesota | 27 | Nicollet | 103 | 27103 | 1 | 0 | 2020 | 9999 |  |  | N | Solar | [13 empty] | 0 | 0 | 0 | 0 | [11 empty] | US Solar DG Development LLC | 100 | US Solar DG Development LLC | 100
solar pv | USS All In Solar LLC CSG | 63160_G_ALLIN | 63160 | G | ALLIN |  | Solar PV |  | MIS_MNWI | Minnesota | 27 | Freeborn | 47 | 27047 | 1 | 0 | 2020 | 9999 |  |  | N | Solar | [13 empty] | 0 | 0 | 0 | 0 | [11 empty] | US Solar DG Development LLC | 100 | US Solar DG Development LLC | 100
solar pv | Tom Sifers Solar | 63163_G_SIFRS | 63163 | G | SIFRS |  | Solar PV |  | WECC_CO | Colorado | 8 | Grand | 49 | 08049 | 1 | 0 | 2019 | 9999 |  |  | N | Solar | [13 empty] | 0 | 0 | 0 | 0 | [11 empty] | Mountain Parks Services Inc | 100 | Mountain Parks Services Inc | 100
solar pv | Whiskey Hill Solar | 63164_G_WHSKY | 63164 | G | WHSKY |  | Solar PV |  | WECC_CO | Colorado | 8 | Jackson | 57 | 08057 | 1 | 0 | 2019 | 9999 |  |  | N | Solar | [13 empty] | 0 | 0 | 0 | 0 | [11 empty] | Mountain Parks Services Inc | 100 | Mountain Parks Services Inc | 100
solar pv | USS Reindeer Solar LLC CSG | 63165_G_RENDR | 63165 | G | RENDR |  | Solar PV |  | MIS_MNWI | Minnesota | 27 | Benton | 9 | 27009 | 1 | 0 | 2020 | 9999 |  |  | N | Solar | [13 empty] | 0 | 0 | 0 | 0 | [11 empty] | USS Reindeer Solar LLC | 100 | US Solar DG Development LLC | 100
solar pv | USS Bush Solar LLC CSG | 63166_G_BUSH | 63166 | G | BUSH |  | Solar PV |  | MIS_MNWI | Minnesota | 27 | Steele | 147 | 27147 | 1 | 0 | 2020 | 9999 |  |  | N | Solar | [13 empty] | 0 | 0 | 0 | 0 | [11 empty] | USS Bush Solar LLC | 100 | US Solar DG Development LLC | 100
solar pv | USS Hancock Solar LLC CSG | 63167_G_HNCCK | 63167 | G | HNCCK |  | Solar PV |  | MIS_MNWI | Minnesota | 27 | Carver | 19 | 27019 | 1 | 0 | 2020 | 9999 |  |  | N | Solar | [13 empty] | 0 | 0 | 0 | 0 | [11 empty] | USS Hancock Solar LLC | 100 | US Solar DG Development LLC | 100
solar pv | USS Pheasant Solar LLC | 63168_G_HNCCK | 63168 | G | HNCCK |  | Solar PV |  | MIS_MNWI | Minnesota | 27 | Chippewa | 23 | 27023 | 1 | 0 | 2020 | 9999 |  |  | N | Solar | [13 empty] | 0 | 0 | 0 | 0 | [11 empty] | USS Pheasant Solar LLC | 100 | US Solar DG Development LLC | 100
solar pv | USS KVPV Solar LLC | 63169_G_KVPV | 63169 | G | KVPV |  | Solar PV |  | SPP_WAUE | Minnesota | 27 | Clay | 27 | 27027 | 1 | 0 | 2020 | 9999 |  |  | N | Solar | [13 empty] | 0 | 0 | 0 | 0 | [11 empty] | USS KVPV Solar LLC | 100 | US Solar DG Development LLC | 100
solar pv | USS Kass Solar LLC | 63170_G_KASS | 63170 | G | KASS |  | Solar PV |  | MIS_MNWI | Minnesota | 27 | Lyon | 83 | 27083 | 1 | 0 | 2020 | 9999 |  |  | N | Solar | [13 empty] | 0 | 0 | 0 | 0 | [11 empty] | USS Kass Solar LLC | 100 | US Solar DG Development LLC | 100
solar pv | USS Chariot Solar LLC | 63171_G_CHROT | 63171 | G | CHROT |  | Solar PV |  | MIS_MNWI | Minnesota | 27 | Renville | 129 | 27129 | 1 | 0 | 2020 | 9999 |  |  | N | Solar | [13 empty] | 0 | 0 | 0 | 0 | [11 empty] | USS Chariot Solar LLC | 100 | US Solar DG Development LLC | 100
natural gas peaker | Orange Street G1 | 63173_G_1 | 63173 | G | 1 |  | Combustion Turbine | IC Engine | PJM_West | Virginia | 51 | Bedford | 19 | 51019 | 1.8 | 13469 | 2005 | 9999 |  |  | N | Distillate Fuel Oil | [13 empty] | 1.6498 | 1.6498 | 1.6498 | 1.6498 | [11 empty] | Bedford County Public Service Authority | 100 | Bedford County Public Service Authority | 100
solar pv | Hartmann Project CSG | 63174_G_TC3 | 63174 | G | TC3 |  | Solar PV |  | MIS_MNWI | Minnesota | 27 | Sherburne | 141 | 27141 | 1 | 0 | 2019 | 9999 |  |  | N | Solar | [13 empty] | 0 | 0 | 0 | 0 | [11 empty] | Hartmann Community Solar LLC | 100 | Hartmann Community Solar LLC | 100
solar pv | E. Goenner Project CSG | 63175_G_TC3 | 63175 | G | TC3 |  | Solar PV |  | MIS_MNWI | Minnesota | 27 | Sherburne | 141 | 27141 | 1 | 0 | 2019 | 9999 |  |  | N | Solar | [13 empty] | 0 | 0 | 0 | 0 | [11 empty] | E Goenner Community Solar LLC | 100 | E Goenner Community Solar LLC | 100
solar pv | Prawer Project CSG | 63176_G_TC3 | 63176 | G | TC3 |  | Solar PV |  | MIS_MNWI | Minnesota | 27 | Rice | 131 | 27131 | 1 | 0 | 2019 | 9999 |  |  | N | Solar | [13 empty] | 0 | 0 | 0 | 0 | [11 empty] | Prawer Community Solar LLC | 100 | Prawer Community Solar LLC | 100
solar pv | Schwinghamer Project CSG | 63177_G_TC3 | 63177 | G | TC3 |  | Solar PV |  | MIS_MNWI | Minnesota | 27 | Stearns | 145 | 27145 | 1 | 0 | 2019 | 9999 |  |  | N | Solar | [13 empty] | 0 | 0 | 0 | 0 | [11 empty] | Schwinghamer Community Solar LLC | 100 | Schwinghamer Community Solar LLC | 100
solar pv | STAG St. Paul Project CSG | 63178_G_TC3 | 63178 | G | TC3 |  | Solar PV |  | MIS_MNWI | Minnesota | 27 | Dakota | 37 | 27037 | 1 | 0 | 2019 | 9999 |  |  | N | Solar | [13 empty] | 0 | 0 | 0 | 0 | [11 empty] | STAG St Paul Community Solar LLC | 100 | Stag St Paul Community Solar LLC | 100
solar pv | Linden 01 CSG | 63179_G_KANE1 | 63179 | G | KANE1 |  | Solar PV |  | MIS_MNWI | Minnesota | 27 | Scott | 139 | 27139 | 1 | 0 | 2020 | 9999 |  |  | N | Solar | [13 empty] | 0 | 0 | 0 | 0 | [11 empty] | Sunshare Management | 100 | Sunshare Management | 100
solar pv | TPE Whitney Solar, LLC | 63180_G_TXWHT | 63180 | G | TXWHT |  | Solar PV |  | ERC_REST | Texas | 48 | Bosque | 35 | 48035 | 9.9 | 0 | 2017 | 9999 |  |  | N | Solar | [13 empty] | 0 | 0 | 0 | 0 | [11 empty] | Alchemy Renewable Energy LLC | 100 | Alchemy Renewable Energy LLC | 100
solar pv | Monroeville Solar | 63181_G_MNVL | 63181 | G | MNVL |  | Solar PV |  | PJM_ATSI | Ohio | 39 | Huron | 77 | 39077 | 3.2 | 0 | 2017 | 9999 |  |  | N | Solar | [13 empty] | 0 | 0 | 0 | 0 | [11 empty] | Eitri Foundry | 100 | Eitri Foundry | 100
solar pv | Linden 02 CSG | 63182_G_LIND2 | 63182 | G | LIND2 |  | Solar PV |  | MIS_MNWI | Minnesota | 27 | Scott | 139 | 27139 | 1 | 0 | 2020 | 9999 |  |  | N | Solar | [13 empty] | 0 | 0 | 0 | 0 | [11 empty] | Sunshare Management | 100 | Sunshare Management | 100
solar pv | Linden 03 CSG | 63183_G_LIND3 | 63183 | G | LIND3 |  | Solar PV |  | MIS_MNWI | Minnesota | 27 | Scott | 139 | 27139 | 1 | 0 | 2020 | 9999 |  |  | N | Solar | [13 empty] | 0 | 0 | 0 | 0 | [11 empty] | Sunshare Management | 100 | Sunshare Management | 100
solar pv | Battle Creek Solar | 63212_G_BC1 | 63212 | G | BC1 |  | Solar PV |  | NENGREST | Vermont | 50 | Bennington | 3 | 50003 | 2.2 | 0 | 2018 | 9999 |  |  | N | Solar | [13 empty] | 0 | 0 | 0 | 0 | [11 empty] | Otter Creek Solar LLC | 100 | Allco Renewable Energy Limited | 100
solar pv | GSPP Gilman, LLC | 63368_G_GILMA | 63368 | G | GILMA |  | Solar PV |  | NENGREST | Vermont | 50 | Essex | 9 | 50009 | 2.1 | 0 | 2018 | 9999 |  |  | N | Solar | [13 empty] | 0 | 0 | 0 | 0 | [11 empty] | GSPP Gilman LLC | 100 | Green Street Power Partners LLC | 100
solar pv | IGS CC, LLC | 63428_G_254 | 63428 | G | 254 |  | Solar PV |  | PJM_SMAC | District of Columbia | 11 | District of Columbia | 1 | 11001 | 1.5 | 0 | 2020 | 9999 |  |  | N | Solar | [13 empty] | 0 | 0 | 0 | 0 | [11 empty] | IGS CC LLC | 100 | Greenbacker Renewable Energy Corp | 100
geothermal | CD4 | 63490_G_OEC1 | 63490 | G | OEC1 |  | Geothermal |  | WECC_SCE | California | 6 | Mono | 51 | 06051 | 17 | 30000 | 2022 | 9999 |  |  | N | Geothermal | [13 empty] | 0 | 0 | 0 | 0 | 0.3713 | 0.3713 | 0.3713 | [8 empty] | CD4 | 100 | CD4 | 100
municipal solid waste | OES Biogas Power | 63622_G_OES01 | 63622 | G | OES01 |  | Non-Fossil Waste |  | WECC_SCE | California | 6 | San Bernardino | 71 | 06071 | 1.3 | 13500 | 2020 | 9999 |  |  | N | Non-Fossil Waste | [13 empty] | 0 | 0 | 0 | 0 | [11 empty] | Organic Energy Solutions LLC | 100 | Organic Energy Solutions LLC | 100
municipal solid waste | OES Biogas Power | 63622_G_OES02 | 63622 | G | OES02 |  | Non-Fossil Waste |  | WECC_SCE | California | 6 | San Bernardino | 71 | 06071 | 1.3 | 13500 | 2020 | 9999 |  |  | N | Non-Fossil Waste | [13 empty] | 0 | 0 | 0 | 0 | [11 empty] | Organic Energy Solutions LLC | 100 | Organic Energy Solutions LLC | 100
natural gas steam turbine | POET Biorefining - Shelbyville | 63921_G_1 | 63921 | G | 1 |  | O/G Steam |  | MIS_INKY | Indiana | 18 | Shelby | 145 | 18145 | 5.5 | 8300 | 2020 | 9999 |  |  | N | Natural Gas | [13 empty] | 0.23063 | 0.23063 | 0.23063 | 0.23063 | [11 empty] | POET Biorefining Shelbyville | 100 | POET Biorefining | 100
natural gas combined cycle | West Riverside Energy Center | 64020_G_CTG3 | 64020 | G | CTG3 |  | Combined Cycle |  | MIS_WUMS | Wisconsin | 55 | Rock | 105 | 55105 | 225 | 7050 | 2019 | 9999 |  |  | N | Natural Gas |  |  |  | DLNB | SCR | [8 empty] | 0.011 | 0.011 | 0.011 | 0.011 | [11 empty] | Hanwha Q Cells USA Corp | 100 | Hanwha Group | 100
natural gas combined cycle | West Riverside Energy Center | 64020_G_CTG4 | 64020 | G | CTG4 |  | Combined Cycle |  | MIS_WUMS | Wisconsin | 55 | Rock | 105 | 55105 | 225 | 7050 | 2019 | 9999 |  |  | N | Natural Gas |  |  |  | DLNB | SCR | [8 empty] | 0.011 | 0.011 | 0.011 | 0.011 | [11 empty] | Hanwha Q Cells USA Corp | 100 | Hanwha Group | 100
natural gas combined cycle | West Riverside Energy Center | 64020_G_STG2 | 64020 | G | STG2 |  | Combined Cycle |  | MIS_WUMS | Wisconsin | 55 | Rock | 105 | 55105 | 250 | 7050 | 2019 | 9999 | other |  | N | Natural Gas |  |  |  | LNB | SCR | [8 empty] | 0.011 | 0.011 | 0.011 | 0.011 | [11 empty] | Hanwha Q Cells USA Corp | 100 | Hanwha Group | 100
solar pv | Shaftsbury Solar | 64064_G_SHAFT | 64064 | G | SHAFT |  | Solar PV |  | NENGREST | Vermont | 50 | Bennington | 3 | 50003 | 20 | 0 | 2023 | 9999 |  |  | N | Solar | [13 empty] | 0 | 0 | 0 | 0 | [11 empty] | Freepoint Commodities LLC | 100 | Freepoint Commodities LLC | 100
hydro | James W. Broderick Hydropower Plant | 64123_G_GEN35 | 64123 | G | GEN35 |  | Hydro |  | WECC_CO | Colorado | 8 | Pueblo | 101 | 08101 | 3.3 | 0 | 2019 | 9999 |  |  | N | Hydro | [13 empty] | 0 | 0 | 0 | 0 | [11 empty] | Southeastern Colorado Water Conservancy District | 100 | Southeastern Colorado Water Conservancy District | 100
hydro | James W. Broderick Hydropower Plant | 64123_G_GEN40 | 64123 | G | GEN40 |  | Hydro |  | WECC_CO | Colorado | 8 | Pueblo | 101 | 08101 | 3.8 | 0 | 2019 | 9999 |  |  | N | Hydro | [13 empty] | 0 | 0 | 0 | 0 | [11 empty] | Southeastern Colorado Water Conservancy District | 100 | Southeastern Colorado Water Conservancy District | 100
municipal solid waste | Still Water Power | 64141_G_4 | 64141 | G | 4 |  | Non-Fossil Waste |  | WEC_CALN | California | 6 | Kings | 31 | 06031 | 1 | 13500 | 2020 | 9999 |  |  | N | Non-Fossil Waste | [13 empty] | 0 | 0 | 0 | 0 | [11 empty] | Still Water Power LLC | 100 | Still Water Power LLC | 100
hydro | St. Cloud Hydro | 64242_G_GEN#1 | 64242 | G | GEN#1 |  | Hydro |  | MIS_MNWI | Minnesota | 27 | Stearns | 145 | 27145 | 4.3 | 0 | 1988 | 9999 |  |  | N | Hydro | [13 empty] | 0 | 0 | 0 | 0 | [11 empty] | St Cloud FL (City of) | 100 | St Cloud (City of) | 100
hydro | St. Cloud Hydro | 64242_G_GEN#2 | 64242 | G | GEN#2 |  | Hydro |  | MIS_MNWI | Minnesota | 27 | Stearns | 145 | 27145 | 4.3 | 0 | 1988 | 9999 |  |  | N | Hydro | [13 empty] | 0 | 0 | 0 | 0 | [11 empty] | St Cloud FL (City of) | 100 | St Cloud (City of) | 100
solar pv | Pickford Solar | 64251_G_PICK1 | 64251 | G | PICK1 |  | Solar PV |  | MIS_WUMS | Michigan | 26 | Chippewa | 33 | 26033 | 6.9 | 0 | 2021 | 9999 |  |  | N | Solar | [13 empty] | 0 | 0 | 0 | 0 | [11 empty] | Craig J Tester | 50 | Craig J Tester | 50
solar pv | Lawrence Brook | 64268_G_280 | 64268 | G | 280 |  | Solar PV |  | NENGREST | Vermont | 50 | Lamoille | 15 | 50015 | 2.2 | 0 | 2020 | 9999 |  |  | N | Solar | [13 empty] | 0 | 0 | 0 | 0 | [11 empty] | ER Lawrence Brook Solar LLC | 100 | Encore Renewable Energy | 100
solar pv | Amazon JFK8 Solar Project | 64351_G_JFK8 | 64351 | G | JFK8 |  | Solar PV |  | NY_Z_J | New York | 36 | Richmond | 85 | 36085 | 4.9 | 0 | 2021 | 9999 |  |  | N | Solar | [13 empty] | 0 | 0 | 0 | 0 | [11 empty] | Solar Star Prime 2 LLC | 100 | TOTAL SA | 100
solar pv | Golden Solar | 64443_G_GOLD | 64443 | G | GOLD |  | Solar PV |  | NENGREST | Vermont | 50 | Caledonia | 5 | 50005 | 2.2 | 0 | 2021 | 9999 |  |  | N | Solar | [13 empty] | 0 | 0 | 0 | 0 | [11 empty] | Norwich Solar Technologies | 100 | Norwich Solar Technologies | 100
hard coal | 3 MW LLC | 64592_G_GEN1 | 64592 | G | GEN1 |  | Fossil Waste |  | WECC_CO | Colorado | 8 | Gunnison | 51 | 08051 | 1 | 8785 | 2013 | 9999 |  |  | N | Fossil Waste | [13 empty] | 0.05352 | 0.05352 | 0.05352 | 0.05352 | [11 empty] | 3MW LLC | 100 | Vessels Corbon Solutions Inc | 100
hard coal | 3 MW LLC | 64592_G_GEN2 | 64592 | G | GEN2 |  | Fossil Waste |  | WECC_CO | Colorado | 8 | Gunnison | 51 | 08051 | 1 | 8785 | 2013 | 9999 |  |  | N | Fossil Waste | [13 empty] | 0.05352 | 0.05352 | 0.05352 | 0.05352 | [11 empty] | 3MW LLC | 100 | Vessels Corbon Solutions Inc | 100
hard coal | 3 MW LLC | 64592_G_GEN3 | 64592 | G | GEN3 |  | Fossil Waste |  | WECC_CO | Colorado | 8 | Gunnison | 51 | 08051 | 1 | 8785 | 2013 | 9999 |  |  | N | Fossil Waste | [13 empty] | 0.05352 | 0.05352 | 0.05352 | 0.05352 | [11 empty] | 3MW LLC | 100 | Vessels Corbon Solutions Inc | 100
hydro | MC6 Hydro Facility | 64607_G_GEN1 | 64607 | G | GEN1 |  | Hydro |  | WECC_ID | Idaho | 16 | Ada | 1 | 16001 | 2.3 | 0 | 2021 | 9999 |  |  | N | Hydro | [13 empty] | 0 | 0 | 0 | 0 | [11 empty] | MC6 Hydro Facility | 100 | Sorenson Engineering Inc | 100
municipal solid waste | Diamond H Dairy Power | 64622_G_GEN1 | 64622 | G | GEN1 |  | Non-Fossil Waste |  | WEC_CALN | California | 6 | Madera | 39 | 06039 | 1 | 13500 | 2021 | 9999 |  |  | N | Non-Fossil Waste | [13 empty] | 0 | 0 | 0 | 0 | [11 empty] | Madera DP 2 LLC | 100 | MDP Holding Co LLC | 100
municipal solid waste | Diamond H Dairy Power | 64622_G_GEN2 | 64622 | G | GEN2 |  | Non-Fossil Waste |  | WEC_CALN | California | 6 | Madera | 39 | 06039 | 1 | 13500 | 2021 | 9999 |  |  | N | Non-Fossil Waste | [13 empty] | 0 | 0 | 0 | 0 | [11 empty] | Madera DP 2 LLC | 100 | MDP Holding Co LLC | 100
municipal solid waste | WLWPCF Cogeneration Facility | 64663_G_EG075 | 64663 | G | EG075 |  | Non-Fossil Waste |  | WECC_PNW | Oregon | 41 | Marion | 47 | 41047 | 1.1 | 13500 | 2020 | 9999 |  |  | N | Non-Fossil Waste | [13 empty] | 0 | 0 | 0 | 0 | [11 empty] | Salem OR (City of) | 100 | Salem OR (City of) | 100
solar pv | Billings Road | 64860_G_286 | 64860 | G | 286 |  | Solar PV |  | NENGREST | Vermont | 50 | Caledonia | 5 | 50005 | 1.7 | 0 | 2022 | 9999 |  |  | N | Solar | [13 empty] | 0 | 0 | 0 | 0 | [11 empty] | ER Billings Road Solar LLC | 100 | Encore Renewable Energy | 100
solar pv | ER Salvage Yard | 64863_G_284 | 64863 | G | 284 |  | Solar PV |  | NENGREST | Vermont | 50 | Lamoille | 15 | 50015 | 2.1 | 0 | 2021 | 9999 |  |  | N | Solar | [13 empty] | 0 | 0 | 0 | 0 | [11 empty] | ER Salvage Yard Solar LLC | 100 | Encore Renewable Energy | 100
solar pv | Park St | 64975_G_628 | 64975 | G | 628 |  | Solar PV |  | NENGREST | Vermont | 50 | Rutland | 21 | 50021 | 1.8 | 0 | 2014 | 9999 |  |  | N | Solar | [13 empty] | 0 | 0 | 0 | 0 | [11 empty] | Nextsun Energy Rutland LLC | 100 | Greenbacker Renewable Energy Corp | 100
hydro | Kings River Syphon | 65033_G_UNIT1 | 65033 | G | UNIT1 |  | Hydro |  | WEC_CALN | California | 6 | Fresno | 19 | 06019 | 0.2 | 0 | 1990 | 9999 |  |  | N | Hydro | [13 empty] | 0 | 0 | 0 | 0 | [11 empty] | Orange Cove Irrigation District | 100 | Orange Cove Irrigation District | 100
hydro | Kings River Syphon | 65033_G_UNIT2 | 65033 | G | UNIT2 |  | Hydro |  | WEC_CALN | California | 6 | Fresno | 19 | 06019 | 0.2 | 0 | 1990 | 9999 |  |  | N | Hydro | [13 empty] | 0 | 0 | 0 | 0 | [11 empty] | Orange Cove Irrigation District | 100 | Orange Cove Irrigation District | 100
hydro | Kings River Syphon | 65033_G_UNIT3 | 65033 | G | UNIT3 |  | Hydro |  | WEC_CALN | California | 6 | Fresno | 19 | 06019 | 0.2 | 0 | 1990 | 9999 |  |  | N | Hydro | [13 empty] | 0 | 0 | 0 | 0 | [11 empty] | Orange Cove Irrigation District | 100 | Orange Cove Irrigation District | 100
hydro | Kings River Syphon | 65033_G_UNIT4 | 65033 | G | UNIT4 |  | Hydro |  | WEC_CALN | California | 6 | Fresno | 19 | 06019 | 0.2 | 0 | 1990 | 9999 |  |  | N | Hydro | [13 empty] | 0 | 0 | 0 | 0 | [11 empty] | Orange Cove Irrigation District | 100 | Orange Cove Irrigation District | 100
solar pv | ER Bone Hill Solar, LLC | 65135_G_288 | 65135 | G | 288 |  | Solar PV |  | NENGREST | Vermont | 50 | Washington | 23 | 50023 | 1.2 | 0 | 2022 | 9999 |  |  | N | Solar | [13 empty] | 0 | 0 | 0 | 0 | [11 empty] | ER Bone Hill Solar, LLC | 100 | ER Bone Hill Solar, LLC | 100
solar pv | ER Center Road Solar, LLC | 65166_G_287 | 65166 | G | 287 |  | Solar PV |  | NENGREST | Vermont | 50 | Caledonia | 5 | 50005 | 2.1 | 0 | 2022 | 9999 |  |  | N | Solar | [13 empty] | 0 | 0 | 0 | 0 | [11 empty] | ER Center Road Solar LLC | 100 | Encore Renewable Energy | 100
solar pv | Gaucho Solar | 65214_G_GCHOS | 65214 | G | GCHOS |  | Solar PV |  | PJM_ATSI | Pennsylvania | 42 | Beaver | 7 | 42007 | 20 | 0 | 2022 | 9999 |  |  | N | Solar | [13 empty] | 0 | 0 | 0 | 0 | [11 empty] | Gaucho Solar | 100 | Gaucho Solar | 100
onshore wind | Cedar Creek Wind, LLC | 65311_G_CDCRK | 65311 | G | CDCRK |  | Onshore Wind |  | WECC_ID | Idaho | 16 | Bingham | 11 | 16011 | 160 | 0 | 2023 | 9999 |  |  | N | Wind | [13 empty] | 0 | 0 | 0 | 0 | [11 empty] | Cedar Creek Wind, LLC | 100 | Cedar Creek Wind, LLC | 100
natural gas peaker | French Island | 4005_G_3 | 4005 | G | 3 | 90016 | Combustion Turbine |  | MIS_MNWI | Wisconsin |  | La Crosse | 63 | 55063 | 61 | 20422 | 1974 | 2030 |  |  | N | Distillate Fuel Oil | [13 empty] | 1.2 | 1.2 | 1.2 | 1.2 | [11 empty] | Northern States Power Co (Wisconsin) | 100 | Xcel Energy Inc | 100
natural gas peaker | French Island | 4005_G_4 | 4005 | G | 4 | 90032 | Combustion Turbine |  | MIS_MNWI | Wisconsin |  | La Crosse | 63 | 55063 | 58 | 21386 | 1974 | 2030 |  |  | N | Distillate Fuel Oil | [13 empty] | 1.1999 | 1.1999 | 1.1999 | 1.1999 | [11 empty] | Northern States Power Co (Wisconsin) | 100 | Xcel Energy Inc | 100
natural gas combined cycle | Nevada Cogen Associates 2 Black Mountain | 54349_G_GTA | 54349 | G | GTA |  | Combined Cycle |  | WECC_SNV | Nevada | 32 | Clark | 3 | 32003 | 21.7 | 9202 | 1992 | 2031 |  |  | Y | Natural Gas |  |  |  |  | SCR | [8 empty] | 0.02111 | 0.02111 | 0.02111 | 0.02111 | [11 empty] | Panwest NCA2 Holdings LLC | 100 | Panwest NCA2 Holdings LLC | 100
natural gas combined cycle | Nevada Cogen Associates 2 Black Mountain | 54349_G_GTB | 54349 | G | GTB |  | Combined Cycle |  | WECC_SNV | Nevada | 32 | Clark | 3 | 32003 | 21.7 | 9202 | 1992 | 2031 |  |  | Y | Natural Gas |  |  |  |  | SCR | [8 empty] | 0.02111 | 0.02111 | 0.02111 | 0.02111 | [11 empty] | Panwest NCA2 Holdings LLC | 100 | Panwest NCA2 Holdings LLC | 100
natural gas combined cycle | Nevada Cogen Associates 2 Black Mountain | 54349_G_GTC | 54349 | G | GTC |  | Combined Cycle |  | WECC_SNV | Nevada | 32 | Clark | 3 | 32003 | 21.7 | 9202 | 1992 | 2031 |  |  | Y | Natural Gas |  |  |  |  | SCR | [8 empty] | 0.02111 | 0.02111 | 0.02111 | 0.02111 | [11 empty] | Panwest NCA2 Holdings LLC | 100 | Panwest NCA2 Holdings LLC | 100
natural gas combined cycle | Nevada Cogen Associates 2 Black Mountain | 54349_G_STM | 54349 | G | STM |  | Combined Cycle |  | WECC_SNV | Nevada | 32 | Clark | 3 | 32003 | 28 | 9202 | 1992 | 2031 |  |  | Y | Natural Gas |  |  |  | NH3 + STM | SCR | 1992 | [7 empty] | 0.02111 | 0.02111 | 0.02111 | 0.02111 | [11 empty] | Panwest NCA2 Holdings LLC | 100 | Panwest NCA2 Holdings LLC | 100
1020
Note on J2032: Due to model restriction, we model this unit in S_C_KY region.
Note on J2033: Due to model restriction, we model this unit in S_C_KY region.
Note on J2034: Due to model restriction, we model this unit in S_C_KY region.
Note on V6753: Zhao, Jihong: CC Cogen
Note on V6766: Zhao, Jihong: CC Cogen
Note on V7633: Zhao, Jihong: CC Cogen
Note on V7733: Zhao, Jihong: CC Cogen
Note on V9671: Zhao, Jihong: CC Cogen
Note on V9672: Zhao, Jihong: CC Cogen
Note on V10866: Zhao, Jihong: CC Cogen
Note on V13073: Zhao, Jihong: CC Cogen
Note on V13783: Zhao, Jihong: CC Cogen
Note on V14675: Zhao, Jihong: CC Cogen
Note on V14676: Zhao, Jihong: CC Cogen
Note on J15723: Due to model restriction, we model this unit in S_C_KY region.
Note on J17678: Due to model restriction, we model this unit in S_C_KY region.
Note on J18858: Due to model restriction, we model this unit in S_C_KY region.
Note on J18959: Due to model restriction, we model this unit in S_C_KY region.
Note on J18960: Due to model restriction, we model this unit in S_C_KY region.
Note on J18961: Due to model restriction, we model this unit in S_C_KY region.
Note on J18962: Due to model restriction, we model this unit in S_C_KY region.
Note on J18963: Due to model restriction, we model this unit in S_C_KY region.

## NEEDS_Summer2023_Retire_By_2028
EPS Fuel | Plant Name | UniqueID_Final | ORIS Plant Code | Boiler/Generator/Committed Unit | Unit ID | CAMD Database UnitID | PlantType | Combustion Turbine/IC Engine | Region Name | State Name | State Code | County | County Code | FIPS5 | Capacity (MW) | Heat Rate (Btu/kWh) | On Line Year | Retirement Year | Firing | Bottom | Cogen? | Modeled Fuels | Wet/DryScrubber | Scrubber_Online_Year | Scrubber Efficiency | NOx Comb Control | NOx Post-Comb Control | SCR_Online_Year | SNCR_Online_Year | PM Control | FlueGasConditioning_Flag | Mercury_Controls | ACI_Online_Year | Mercury_Controls Efficiency | SO2 Permit Rate (lbs/mmBtu) | Mode 1 NOx Rate (lbs/mmBtu) | Mode 2 NOx Rate (lbs/mmBtu) | Mode 3 NOx Rate (lbs/mmBtu) | Mode 4 NOx Rate (lbs/mmBtu) | Hg EMF for BIT | Hg EMF for SUB | Hg EMF for LIG | HCL Removal | DSI Unit | DSI Online Year | CCS | CCS Removal | C2G | C2G Online Year | BART Affected Unit
natural gas steam turbine | Gadsden | 7_B_1 | 7 | B | 1 | 11 | O/G Steam |  | S_SOU | Alabama | 1 | Etowah | 55 | 01055 | 64 | 10947 | 1949 | 2023 | tangential | dry | Y | Natural Gas | [12 empty] | 4 | 0.12337 | 0.12337 | 0.12337 | 0.12337
natural gas steam turbine | Gadsden | 7_B_2 | 7 | B | 2 | 12 | O/G Steam |  | S_SOU | Alabama | 1 | Etowah | 55 | 01055 | 66 | 10947 | 1949 | 2023 | tangential | dry | Y | Natural Gas | [12 empty] | 4 | 0.11885 | 0.11885 | 0.11885 | 0.11885
natural gas steam turbine | Greene County | 10_B_1 | 10 | B | 1 | 19 | O/G Steam |  | S_SOU | Alabama | 1 | Greene | 63 | 01063 | 258 | 10471 | 1965 | 2025 | cell | dry | N | Natural Gas |  |  |  | LNCB | [8 empty] | 4 | 0.17278 | 0.17278 | 0.17278 | 0.17278
natural gas steam turbine | Greene County | 10_B_2 | 10 | B | 2 | 20 | O/G Steam |  | S_SOU | Alabama | 1 | Greene | 63 | 01063 | 258 | 10306 | 1966 | 2026 | wall | dry | N | Natural Gas |  |  |  | LNB | [8 empty] | 4 | 0.16838 | 0.16838 | 0.16838 | 0.16838
hard coal | Dolet Hills | 51_B_1 | 51 | B | 1 | 48 | Coal Steam |  | MIS_LA | Louisiana | 22 | DeSoto | 31 | 22031 | 642 | 11591 | 1986 | 2021 | wall | dry | N | Lignite, Subbituminous | Wet Scrubber | 1986 | 0.76 | LNBO | SNCR |  | 2013 | B | NA | ACI | 2014 |  | 1.2 | 0.22382 | 0.22382 | 0.22382 | 0.22382 | 0.1 | 0.1 | 0.1 | 0.98 | Yes | 2014
hard coal | Cholla | 113_B_1 | 113 | B | 1 | 62 | Coal Steam |  | WECC_AZ | Arizona | 4 | Navajo | 17 | 04017 | 116 | 10762 | 1980 | 2025 | tangential | dry | N | Bituminous, Subbituminous | Wet Scrubber | 1973 | 0.9 | LNC2 |  |  |  | B | NA | ACI | 2016 |  | 1 | 0.17342 | 0.17342 | 0.1469 | 0.1469 | 0.05 | 0.1 | 0.1 | 0.95 | [6 empty] | Yes
hard coal | Cholla | 113_B_3 | 113 | B | 3 | 64 | Coal Steam |  | WECC_AZ | Arizona | 4 | Navajo | 17 | 04017 | 271 | 11027 | 1980 | 2025 | tangential | dry | N | Bituminous, Subbituminous | Wet Scrubber | 2009 | 0.94 | LNC3 |  |  |  | B | NA | ACI | 2016 |  | 0.8 | 0.19068 | 0.19068 | 0.19068 | 0.19068 | 0.05 | 0.1 | 0.1 | 0.99 | [6 empty] | Yes
hard coal | Cholla | 113_B_4 | 113 | B | 4 | 65 | Coal Steam |  | WECC_AZ | Arizona | 4 | Navajo | 17 | 04017 | 380 | 10709 | 1981 | 2020 | tangential | dry | N | Bituminous, Subbituminous | Wet Scrubber | 2008 | 0.94 | LNC3 |  |  |  | B | NA | ACI | 2016 |  | 0.15 | 0.1752 | 0.1752 | 0.1752 | 0.1752 | 0.05 | 0.1 | 0.1 | 0.99 | [6 empty] | Yes
hard coal | Oklaunion | 127_B_1 | 127 | B | 1 | 81 | Coal Steam |  | ERC_WEST | Texas | 48 | Wilbarger | 487 | 48487 | 650 | 10658 | 1986 | 2020 | wall | dry | N | Subbituminous | Wet Scrubber | 1986 | 0.868 | LNB |  |  |  | ESPC | No | ACI | 2015 |  | 0.5 | 0.33699 | 0.33699 | 0.1987 | 0.1987 | 0.1 | 0.1 | 0.1 | 0.918
hard coal | Seminole (FL) | 136_B_1 | 136 | B | 1 | 84 | Coal Steam |  | FRCC | Florida | 12 | Putnam | 107 | 12107 | 652 | 9889 | 1984 | 2023 | wall | dry | N | Bituminous | Wet Scrubber | 1984 | 0.95 | LNBO | SCR | 2009 |  | ESPC | No |  |  |  | 0.2 | 0.2034 | 0.06303 | 0.2034 | 0.06303 | 0.05 | 0.1 | 0.56 | 0.99 | [6 empty] | Yes
natural gas steam turbine | GREC | 165_B_1 | 165 | B | 1 | 95 | O/G Steam |  | SPP_WEST | Oklahoma | 40 | Mayes | 97 | 40097 | 40 | 12224 | 1982 | 2020 | wall | dry | N | Natural Gas |  |  |  | OFA | [8 empty] | 1.2 | 0.06581 | 0.06581 | 0.06581 | 0.06581
natural gas steam turbine | Lake Catherine | 170_B_4 | 170 | B | 4 | 107 | O/G Steam |  | MIS_AR | Arkansas | 5 | Hot Spring | 59 | 05059 | 522 | 11972 | 1970 | 2025 | wall | dry | N | Natural Gas |  |  |  | BOOS | [9 empty] | 0.21792 | 0.21792 | 0.21792 | 0.21792
natural gas peaker | Osceola (AR) | 172_G_13 | 172 | G | 13 |  | Combustion Turbine | IC Engine | MIS_AR | Arkansas | 5 | Mississippi | 93 | 05093 | 1.6 | 12283 | 1999 | 2015 |  |  | N | Distillate Fuel Oil | [13 empty] | 1.6498 | 1.6498 | 1.6498 | 1.6498
natural gas peaker | Osceola (AR) | 172_G_14 | 172 | G | 14 |  | Combustion Turbine | IC Engine | MIS_AR | Arkansas | 5 | Mississippi | 93 | 05093 | 1.6 | 12283 | 1999 | 2015 |  |  | N | Distillate Fuel Oil | [13 empty] | 1.6498 | 1.6498 | 1.6498 | 1.6498
hydro | Kerckhoff | 250_G_H1 | 250 | G | H1 |  | Hydro |  | WEC_CALN | California | 6 | Fresno | 19 | 06019 | 12.6 | 0 | 1920 | 2028 |  |  | N | Hydro | [13 empty] | 0 | 0 | 0 | 0
hydro | Kerckhoff | 250_G_H3 | 250 | G | H3 |  | Hydro |  | WEC_CALN | California | 6 | Fresno | 19 | 06019 | 12.6 | 0 | 1920 | 2028 |  |  | N | Hydro | [13 empty] | 0 | 0 | 0 | 0
hydro | San Joaquin 3 | 277_G_3 | 277 | G | 3 |  | Hydro |  | WEC_CALN | California | 6 | Madera | 39 | 06039 | 4.2 | 0 | 1923 | 2028 |  |  | N | Hydro | [13 empty] | 0 | 0 | 0 | 0
hydro | Tule River | 289_G_1 | 289 | G | 1 |  | Hydro |  | WECC_SCE | California | 6 | Tulare | 107 | 06107 | 3.2 | 0 | 1914 | 2028 |  |  | N | Hydro | [13 empty] | 0 | 0 | 0 | 0
hydro | Tule River | 289_G_2 | 289 | G | 2 |  | Hydro |  | WECC_SCE | California | 6 | Tulare | 107 | 06107 | 3.2 | 0 | 1914 | 2028 |  |  | N | Hydro | [13 empty] | 0 | 0 | 0 | 0
natural gas steam turbine | AES Alamitos LLC | 315_B_3 | 315 | B | 3 | 201 | O/G Steam |  | WECC_SCE | California | 6 | Los Angeles | 37 | 06037 | 332 | 11157 | 1961 | 2024 |  |  | N | Natural Gas |  |  |  |  | SCR | [7 empty] | 0.74 | 0.024388 | 0.024388 | 0.024388 | 0.024388
natural gas steam turbine | AES Alamitos LLC | 315_B_4 | 315 | B | 4 | 202 | O/G Steam |  | WECC_SCE | California | 6 | Los Angeles | 37 | 06037 | 335 | 11055 | 1962 | 2024 |  |  | N | Natural Gas |  |  |  |  | SCR | [7 empty] | 0.74 | 0.0071729 | 0.0071729 | 0.0071729 | 0.0071729
natural gas steam turbine | AES Alamitos LLC | 315_B_5 | 315 | B | 5 | 203 | O/G Steam |  | WECC_SCE | California | 6 | Los Angeles | 37 | 06037 | 485 | 10843 | 1964 | 2024 |  |  | N | Natural Gas |  |  |  |  | SCR | [7 empty] | 0.74 | 0.011918 | 0.011918 | 0.011918 | 0.011918
hydro | Borel | 328_G_1 | 328 | G | 1 |  | Hydro |  | WECC_SCE | California | 6 | Kern | 29 | 06029 | 2.1 | 0 | 1904 | 2017 |  |  | N | Hydro | [13 empty] | 0 | 0 | 0 | 0
hydro | Borel | 328_G_2 | 328 | G | 2 |  | Hydro |  | WECC_SCE | California | 6 | Kern | 29 | 06029 | 2.5 | 0 | 1904 | 2017 |  |  | N | Hydro | [13 empty] | 0 | 0 | 0 | 0
hydro | Borel | 328_G_3 | 328 | G | 3 |  | Hydro |  | WECC_SCE | California | 6 | Kern | 29 | 06029 | 6 | 0 | 1932 | 2017 |  |  | N | Hydro | [13 empty] | 0 | 0 | 0 | 0
natural gas steam turbine | AES Huntington Beach LLC | 335_B_2 | 335 | B | 2 | 224 | O/G Steam |  | WECC_SCE | California | 6 | Orange | 59 | 06059 | 225.8 | 11225 | 1958 | 2024 |  |  | N | Natural Gas |  |  |  |  | SCR | [7 empty] | 0.74 | 0.04181 | 0.04181 | 0.04181 | 0.04181
natural gas steam turbine | Ormond Beach | 350_B_1 | 350 | B | 1 | 229 | O/G Steam |  | WECC_SCE | California | 6 | Ventura | 111 | 06111 | 741 | 10745 | 1971 | 2024 |  |  | N | Natural Gas |  |  |  |  | SCR | [8 empty] | 0.00711 | 0.00711 | 0.00711 | 0.00711
natural gas steam turbine | Ormond Beach | 350_B_2 | 350 | B | 2 | 230 | O/G Steam |  | WECC_SCE | California | 6 | Ventura | 111 | 06111 | 750 | 10745 | 1973 | 2024 |  |  | N | Natural Gas |  |  |  |  | SCR | [8 empty] | 0.00801 | 0.00801 | 0.00801 | 0.00801
natural gas steam turbine | AES Redondo Beach LLC | 356_B_5 | 356 | B | 5 | 238 | O/G Steam |  | WECC_SCE | California | 6 | Los Angeles | 37 | 06037 | 175 | 13781 | 1954 | 2024 |  |  | N | Natural Gas |  |  |  |  | SCR | [7 empty] | 0.74 | 0.025191 | 0.025191 | 0.025191 | 0.025191
natural gas steam turbine | AES Redondo Beach LLC | 356_B_6 | 356 | B | 6 | 239 | O/G Steam |  | WECC_SCE | California | 6 | Los Angeles | 37 | 06037 | 175 | 13635 | 1957 | 2024 |  |  | N | Natural Gas |  |  |  |  | SCR | [7 empty] | 0.74 | 0.022851 | 0.022851 | 0.022851 | 0.022851
natural gas steam turbine | AES Redondo Beach LLC | 356_B_8 | 356 | B | 8 | 241 | O/G Steam |  | WECC_SCE | California | 6 | Los Angeles | 37 | 06037 | 480 | 11612 | 1967 | 2024 |  |  | N | Natural Gas |  |  |  |  | SCR | [7 empty] | 0.74 | 0.108 | 0.108 | 0.108 | 0.108
hydro | Lower Tule River | 365_G_1 | 365 | G | 1 |  | Hydro |  | WECC_SCE | California | 6 | Tulare | 107 | 06107 | 1.3 | 0 | 1909 | 2028 |  |  | N | Hydro | [13 empty] | 0 | 0 | 0 | 0
hydro | Lower Tule River | 365_G_2 | 365 | G | 2 |  | Hydro |  | WECC_SCE | California | 6 | Tulare | 107 | 06107 | 1.3 | 0 | 1909 | 2028 |  |  | N | Hydro | [13 empty] | 0 | 0 | 0 | 0
biomass | Grayson | 377_B_3 | 377 | B | 3 |  | Landfill Gas |  | WEC_LADW | California | 6 | Los Angeles | 37 | 06037 | 18 | 16663 | 1977 | 2028 | wall | dry | N | Landfill Gas |  |  |  | FR + LA + LNB | [9 empty] | 0.048 | 0.048 | 0.048 | 0.048
natural gas steam turbine | Joliet 29 | 384_B_71 | 384 | B | 71 | 250 | O/G Steam |  | PJM_COMD | Illinois | 17 | Will | 197 | 17197 | 259 | 11615 | 1965 | 2023 | tangential | dry | N | Natural Gas |  |  |  | LNC3 | SNCR | [7 empty] | 1.8 | 0.07909 | 0.07909 | 0.07909 | 0.07909
natural gas steam turbine | Joliet 29 | 384_B_72 | 384 | B | 72 | 251 | O/G Steam |  | PJM_COMD | Illinois | 17 | Will | 197 | 17197 | 259 | 11615 | 1965 | 2023 | tangential | dry | N | Natural Gas |  |  |  | LNC3 | SNCR | [7 empty] | 1.8 | 0.08024 | 0.08024 | 0.08024 | 0.08024
natural gas steam turbine | Joliet 29 | 384_B_81 | 384 | B | 81 | 252 | O/G Steam |  | PJM_COMD | Illinois | 17 | Will | 197 | 17197 | 259 | 11615 | 1965 | 2023 | tangential | dry | N | Natural Gas |  |  |  | LNC3 | SNCR | [7 empty] | 1.8 | 0.09174 | 0.09174 | 0.09174 | 0.09174
natural gas steam turbine | Joliet 29 | 384_B_82 | 384 | B | 82 | 253 | O/G Steam |  | PJM_COMD | Illinois | 17 | Will | 197 | 17197 | 259 | 11615 | 1965 | 2023 | tangential | dry | N | Natural Gas |  |  |  | LNC3 | SNCR | [7 empty] | 1.8 | 0.09185 | 0.09185 | 0.09185 | 0.09185
natural gas steam turbine | Scattergood | 404_B_1 | 404 | B | 1 | 277 | O/G Steam |  | WEC_LADW | California | 6 | Los Angeles | 37 | 06037 | 112 | 11975 | 1959 | 2024 | wall | dry | N | Natural Gas |  |  |  |  | SCR | [7 empty] | 0.74 | 0.00145 | 0.00145 | 0.00145 | 0.00145
natural gas steam turbine | Scattergood | 404_B_2 | 404 | B | 2 | 278 | O/G Steam |  | WEC_LADW | California | 6 | Los Angeles | 37 | 06037 | 156 | 11853 | 1959 | 2024 | wall | dry | N | Natural Gas |  |  |  |  | SCR | [7 empty] | 0.74 | 0.006 | 0.006 | 0.006 | 0.006
hydro | White Rock/Slab Creek | 435_G_H4 | 435 | G | H4 |  | Hydro |  | WEC_BANC | California | 6 | El Dorado | 17 | 06017 | 0.5 | 0 | 1983 | 2022 |  |  | N | Hydro | [13 empty] | 0 | 0 | 0 | 0
natural gas peaker | Alamosa | 464_G_CT1 | 464 | G | CT1 |  | Combustion Turbine |  | WECC_CO | Colorado | 8 | Alamosa | 3 | 08003 | 13 | 16581 | 1973 | 2025 |  |  | N | Natural Gas, Distillate Fuel Oil | [12 empty] | 0.06 | 0.47388 | 0.47388 | 0.47388 | 0.47388
natural gas peaker | Alamosa | 464_G_CT2 | 464 | G | CT2 |  | Combustion Turbine |  | WECC_CO | Colorado | 8 | Alamosa | 3 | 08003 | 14 | 16581 | 1977 | 2025 |  |  | N | Natural Gas, Distillate Fuel Oil | [12 empty] | 0.06 | 0.47388 | 0.47388 | 0.47388 | 0.47388
natural gas steam turbine | Cherokee | 469_B_4 | 469 | B | 4 | 298 | O/G Steam |  | WECC_CO | Colorado | 8 | Adams | 1 | 08001 | 310 | 10700 | 1968 | 2027 | tangential | dry | N | Natural Gas |  |  |  | LNC3 | [8 empty] | 0.88 | 0.06881 | 0.06881 | 0.06881 | 0.06881 | [10 empty] | Yes
hard coal | Comanche (CO) | 470_B_2 | 470 | B | 2 | 300 | Coal Steam |  | WECC_CO | Colorado | 8 | Pueblo | 101 | 08101 | 335 | 10809 | 1975 | 2025 | wall | dry | N | Subbituminous | Dry Scrubber | 2008 | 0.94 | LNBO |  |  |  | B | NA | ACI | 2009 |  | 0.1 | 0.15919 | 0.15919 | 0.15919 | 0.15919 | 0.1 | 0.1 | 0.1 | 0.99 | [6 empty] | Yes
natural gas peaker | Fruita | 471_G_1 | 471 | G | 1 |  | Combustion Turbine |  | WECC_CO | Colorado | 8 | Mesa | 77 | 08077 | 14 | 10745 | 1973 | 2025 |  |  | N | Natural Gas, Distillate Fuel Oil | [12 empty] | 0.06 | 0.47388 | 0.47388 | 0.47388 | 0.47388
hydro | Grand Valley Project Power Plant | 473_G_1 | 473 | G | 1 |  | Hydro |  | WECC_CO | Colorado | 8 | Mesa | 77 | 08077 | 1.8 | 0 | 1932 | 2023 |  |  | N | Hydro | [13 empty] | 0 | 0 | 0 | 0
hydro | Grand Valley Project Power Plant | 473_G_2 | 473 | G | 2 |  | Hydro |  | WECC_CO | Colorado | 8 | Mesa | 77 | 08077 | 1.9 | 0 | 1932 | 2017 |  |  | N | Hydro | [13 empty] | 0 | 0 | 0 | 0
hydro | Salida | 474_G_2 | 474 | G | 2 |  | Hydro |  | WECC_CO | Colorado | 8 | Chaffee | 15 | 08015 | 0.6 | 0 | 1908 | 2027 |  |  | N | Hydro | [13 empty] | 0 | 0 | 0 | 0
natural gas peaker | Valmont | 477_G_6 | 477 | G | 6 |  | Combustion Turbine |  | WECC_CO | Colorado | 8 | Boulder | 13 | 08013 | 43 | 23608 | 1973 | 2025 |  |  | N | Natural Gas | [12 empty] | 1.2 | 0.08365 | 0.08365 | 0.08365 | 0.08365
natural gas peaker | Center | 491_G_5 | 491 | G | 5 |  | Combustion Turbine | IC Engine | WECC_CO | Colorado | 8 | Saguache | 109 | 08109 | 1 | 12283 | 1959 | 2021 |  |  | N | Distillate Fuel Oil | [12 empty] | 1.2 | 1.6498 | 1.6498 | 1.6498 | 1.6498
natural gas peaker | Center | 491_G_3 | 491 | G | 3 |  | Combustion Turbine | IC Engine | WECC_CO | Colorado | 8 | Saguache | 109 | 08109 | 0.5 | 12283 | 1963 | 2021 |  |  | N | Distillate Fuel Oil | [12 empty] | 1.2 | 1.6498 | 1.6498 | 1.6498 | 1.6498
hard coal | Martin Drake | 492_B_6 | 492 | B | 6 | 314 | Coal Steam |  | WECC_CO | Colorado | 8 | El Paso | 41 | 08041 | 77 | 11438 | 1968 | 2022 | wall | dry | N | Bituminous, Subbituminous | Wet Scrubber | 2017 | 0.92 | LNB + OFA |  |  |  | B | NA | ACI | 2015 |  | 0.13 | 0.21896 | 0.21896 | 0.21896 | 0.21896 | 0.05 | 0.1 | 0.1 | 0.97 | [6 empty] | Yes
hard coal | Martin Drake | 492_B_7 | 492 | B | 7 | 315 | Coal Steam |  | WECC_CO | Colorado | 8 | El Paso | 41 | 08041 | 131 | 11479 | 1974 | 2022 | wall | dry | N | Bituminous, Subbituminous | Wet Scrubber | 2017 | 0.92 | LNB + LNBO + OFA |  |  |  | B | NA | ACI | 2015 |  | 0.13 | 0.22202 | 0.22202 | 0.22202 | 0.22202 | 0.05 | 0.1 | 0.1 | 0.97 | [6 empty] | Yes
natural gas peaker | La Junta | 506_G_2 | 506 | G | 2 |  | Combustion Turbine | IC Engine | WECC_CO | Colorado | 8 | Otero | 89 | 08089 | 0.5 | 12283 | 1939 | 2020 |  |  | N | Distillate Fuel Oil | [12 empty] | 1.2 | 1.6498 | 1.6498 | 1.6498 | 1.6498
natural gas peaker | La Junta | 506_G_3 | 506 | G | 3 |  | Combustion Turbine | IC Engine | WECC_CO | Colorado | 8 | Otero | 89 | 08089 | 0.4 | 12283 | 1939 | 2020 |  |  | N | Distillate Fuel Oil | [12 empty] | 1.2 | 1.6498 | 1.6498 | 1.6498 | 1.6498
natural gas peaker | La Junta | 506_G_4 | 506 | G | 4 |  | Combustion Turbine | IC Engine | WECC_CO | Colorado | 8 | Otero | 89 | 08089 | 1 | 12283 | 1942 | 2020 |  |  | N | Distillate Fuel Oil | [12 empty] | 1.2 | 1.6498 | 1.6498 | 1.6498 | 1.6498
natural gas peaker | La Junta | 506_G_6 | 506 | G | 6 |  | Combustion Turbine | IC Engine | WECC_CO | Colorado | 8 | Otero | 89 | 08089 | 2.5 | 12283 | 1958 | 2020 |  |  | N | Distillate Fuel Oil | [12 empty] | 1.2 | 1.6498 | 1.6498 | 1.6498 | 1.6498
natural gas peaker | La Junta | 506_G_7 | 506 | G | 7 |  | Combustion Turbine | IC Engine | WECC_CO | Colorado | 8 | Otero | 89 | 08089 | 3 | 12283 | 1962 | 2020 |  |  | N | Distillate Fuel Oil | [12 empty] | 1.2 | 1.6498 | 1.6498 | 1.6498 | 1.6498
natural gas peaker | La Junta | 506_G_8 | 506 | G | 8 |  | Combustion Turbine | IC Engine | WECC_CO | Colorado | 8 | Otero | 89 | 08089 | 3 | 12283 | 1962 | 2020 |  |  | N | Distillate Fuel Oil | [12 empty] | 1.2 | 1.6498 | 1.6498 | 1.6498 | 1.6498
natural gas peaker | La Junta | 506_G_9 | 506 | G | 9 |  | Combustion Turbine | IC Engine | WECC_CO | Colorado | 8 | Otero | 89 | 08089 | 4 | 12283 | 1970 | 2020 |  |  | N | Distillate Fuel Oil | [12 empty] | 1.2 | 1.6498 | 1.6498 | 1.6498 | 1.6498
hard coal | Hayden | 525_B_H2 | 525 | B | H2 | 318 | Coal Steam |  | WECC_CO | Colorado | 8 | Routt | 107 | 08107 | 262 | 10907 | 1976 | 2027 | tangential | dry | N | Bituminous | Dry Scrubber | 1999 | 0.87 | LNC3 | SCR | 2016 |  | B | NA |  |  |  | 0.13 | 0.27396 | 0.05278 | 0.27396 | 0.05278 | 0.05 | 0.1 | 1 | 0.92 | [6 empty] | Yes
natural gas peaker | South Meadow | 563_G_11 | 563 | G | 11 | 357 | Combustion Turbine |  | NENG_CT | Connecticut | 9 | Hartford | 3 | 09003 | 35.7 | 16589 | 1970 | 2023 |  |  | N | Distillate Fuel Oil | [12 empty] | 0.33 | 0.15 | 0.15 | 0.15 | 0.15
natural gas peaker | South Meadow | 563_G_12 | 563 | G | 12 | 360 | Combustion Turbine |  | NENG_CT | Connecticut | 9 | Hartford | 3 | 09003 | 37.7 | 16588 | 1970 | 2023 |  |  | N | Distillate Fuel Oil | [12 empty] | 0.33 | 0.15 | 0.15 | 0.15 | 0.15
natural gas peaker | South Meadow | 563_G_13 | 563 | G | 13 | 363 | Combustion Turbine |  | NENG_CT | Connecticut | 9 | Hartford | 3 | 09003 | 38.3 | 16586 | 1970 | 2023 |  |  | N | Distillate Fuel Oil | [12 empty] | 0.33 | 0.15 | 0.15 | 0.15 | 0.15
natural gas peaker | South Meadow | 563_G_14 | 563 | G | 14 | 365 | Combustion Turbine |  | NENG_CT | Connecticut | 9 | Hartford | 3 | 09003 | 36.7 | 16590 | 1970 | 2023 |  |  | N | Distillate Fuel Oil | [12 empty] | 0.33 | 0.15 | 0.15 | 0.15 | 0.15
hard coal | Stanton Energy Center | 564_B_1 | 564 | B | 1 | 368 | Coal Steam |  | FRCC | Florida | 12 | Orange | 95 | 12095 | 460 | 10643 | 1987 | 2025 | wall | dry | N | Bituminous | Wet Scrubber | 1987 | 0.962 | LNB + OFA |  |  |  | ESPC | No | ACI | 2015 |  | 1.14 | 0.26725 | 0.26725 | 0.26725 | 0.26725 | 0.05 | 0.1 | 0.1 | 0.99 | Yes | 2014
natural gas peaker | Bridgeport Station | 568_G_4 | 568 | G | 4 |  | Combustion Turbine |  | NENG_CT | Connecticut | 9 | Fairfield | 1 | 09001 | 17 | 17445 | 1967 | 2024 |  |  | N | Distillate Fuel Oil | [13 empty] | 0.15 | 0.15 | 0.15 | 0.15
hard coal | Indian River Generating Station | 594_B_4 | 594 | B | 4 | 389 | Coal Steam |  | PJM_EMAC | Delaware | 10 | Sussex | 5 | 10005 | 410 | 12507 | 1980 | 2027 | wall | dry | N | Bituminous | Dry Scrubber | 2012 | 0.96 | LNBO | SCR | 2012 |  | ESPC + B | No | ACI | 2008 |  | 0.2 | 0.3058 | 0.08395 | 0.3058 | 0.08395 | 0.1 | 0.1 | 0.1 | 0.99
natural gas steam turbine | McKee Run | 599_B_3 | 599 | B | 3 | 394 | O/G Steam |  | PJM_EMAC | Delaware | 10 | Kent | 1 | 10001 | 103 | 11790 | 1975 | 2021 | wall | dry | N | Natural Gas, Distillate Fuel Oil |  |  |  | LA + LNB + OFA | SNCR | [7 empty] | 0.05 | 0.28036 | 0.20154 | 0.28036 | 0.20154
hard coal | Brandon Shores | 602_B_1 | 602 | B | 1 | 395 | Coal Steam |  | PJM_SMAC | Maryland | 24 | Anne Arundel | 3 | 24003 | 635 | 11282 | 1984 | 2025 | wall | dry | N | Bituminous | Wet Scrubber | 2009 | 0.98 | AA + LNB + LNBO | SCR | 2001 |  | ESPH + B + C | No | ACI | 2009 |  | 1.2 | 0.4307 | 0.06994 | 0.4307 | 0.06994 | 0.05 | 0.1 | 0.1 | 0.99 | Yes | 2009
hard coal | Brandon Shores | 602_B_2 | 602 | B | 2 | 396 | Coal Steam |  | PJM_SMAC | Maryland | 24 | Anne Arundel | 3 | 24003 | 638 | 11154 | 1991 | 2025 | wall | dry | N | Bituminous | Wet Scrubber | 2010 | 0.98 | BF + LNB + LNBO | SCR | 2000 |  | ESPH + B + C | No | ACI | 2010 |  | 1.2 | 0.2113 | 0.07415 | 0.2113 | 0.07415 | 0.05 | 0.1 | 0.1 | 0.99 | Yes | 2010
hard coal | Big Bend | 645_B_BB03 | 645 | B | BB03 | 469 | Coal Steam |  | FRCC | Florida | 12 | Hillsborough | 57 | 12057 | 395 | 10663 | 1976 | 2023 | wall | wet | N | Bituminous, Natural Gas | Wet Scrubber | 2007 | 0.95 | NH3 + other | SCR | 2008 |  | ESPC | Yes |  |  |  | 6.5 | 0.4455 | 0.09335 | 0.4455 | 0.09335 | 0.05 | 0.1 | 0.56 | 0.99
natural gas combined cycle | Big Bend | 645_G_BBST1 | 645 | G | BBST1 |  | Combined Cycle |  | FRCC | Florida | 12 | Hillsborough | 57 | 12057 | 335 | 7050 | 2023 | 2023 |  |  | N | Natural Gas |  |  |  | DLNB | SCR | [8 empty] | 0.011 | 0.011 | 0.011 | 0.011
natural gas peaker | Deerhaven Generating Station | 663_G_GT1 | 663 | G | GT1 |  | Combustion Turbine |  | FRCC | Florida | 12 | Alachua | 1 | 12001 | 17.5 | 15494 | 1976 | 2026 |  |  | N | Natural Gas, Distillate Fuel Oil | [12 empty] | 0.8 | 0.47388 | 0.47388 | 0.47388 | 0.47388
natural gas peaker | Deerhaven Generating Station | 663_G_GT2 | 663 | G | GT2 |  | Combustion Turbine |  | FRCC | Florida | 12 | Alachua | 1 | 12001 | 17.5 | 15494 | 1976 | 2026 |  |  | N | Natural Gas, Distillate Fuel Oil | [12 empty] | 0.8 | 0.5258 | 0.5258 | 0.5258 | 0.5258
natural gas combined cycle | John R Kelly | 664_G_8 | 664 | G | 8 | 489 | Combined Cycle |  | FRCC | Florida | 12 | Alachua | 1 | 12001 | 37 | 8549 | 1965 | 2021 |  |  | N | Natural Gas, Distillate Fuel Oil |  |  |  | DLNB + H2O | [9 empty] | 0.024813 | 0.024813 | 0.024813 | 0.024813
natural gas steam turbine | C D McIntosh Jr | 676_B_2 | 676 | B | 2 | 513 | O/G Steam |  | FRCC | Florida | 12 | Polk | 105 | 12105 | 106 | 14500 | 1976 | 2020 | wall | dry | N | Natural Gas |  |  |  | CM + FU | [8 empty] | 0.8 | 0.06832 | 0.06832 | 0.06832 | 0.06832
hard coal | C D McIntosh Jr | 676_B_3 | 676 | B | 3 | 514 | Coal Steam |  | FRCC | Florida | 12 | Polk | 105 | 12105 | 342 | 11263 | 1982 | 2021 | wall | dry | N | Bituminous | Wet Scrubber | 1982 | 0.85 | LNB + OFA | SCR | 2009 |  | ESPC | No |  |  |  | 0.718 | 0.20083 | 0.18406 | 0.20083 | 0.18406 | 0.05 | 0.1 | 0.56 | 0.9
natural gas steam turbine | Ponca | 762_B_2 | 762 | B | 2 | 565 | O/G Steam |  | SPP_WEST | Oklahoma | 40 | Kay | 71 | 40071 | 34 | 14500 | 1975 | 2022 | wall | dry | N | Natural Gas |  |  |  | H2O | [8 empty] | 0.8 | 0.1289 | 0.1289 | 0.1289 | 0.1289
hydro | Post Falls | 835_G_6 | 835 | G | 6 |  | Hydro |  | WECC_PNW | Idaho | 16 | Kootenai | 55 | 16055 | 3.5 | 0 | 1980 | 2028 |  |  | N | Hydro | [13 empty] | 0 | 0 | 0 | 0
hard coal | E D Edwards | 856_B_3 | 856 | B | 3 | 570 | Coal Steam |  | MIS_IL | Illinois | 17 | Peoria | 143 | 17143 | 315 | 10627 | 1960 | 2022 | wall | dry | N | Subbituminous |  |  |  | LNB + LNBO + OFA | SCR | 2003 |  | ESPC | Yes | ACI | 2009 |  | 0.429 | 0.2016 | 0.08987 | 0.2016 | 0.08987 | 0.1 | 0.1 | 0.1 | 0
hard coal | E D Edwards | 856_B_2 | 856 | B | 2 | 569 | Coal Steam |  | MIS_IL | Illinois | 17 | Peoria | 143 | 17143 | 245 | 10606 | 1968 | 2022 | wall | dry | N | Subbituminous |  |  |  | LNB + OFA |  |  |  | ESPC | Yes | ACI | 2009 |  | 0.457 | 0.20771 | 0.20771 | 0.20771 | 0.20771 | 0.1 | 0.1 | 0.1 | 0
natural gas steam turbine | Joliet 9 | 874_B_5 | 874 | B | 5 | 590 | O/G Steam |  | PJM_COMD | Illinois | 17 | Will | 197 | 17197 | 314 | 11615 | 1959 | 2023 | cyclone | wet | N | Natural Gas |  |  |  | LNB + OFA | SNCR | [7 empty] | 1.8 | 0.369 | 0.09826 | 0.369 | 0.09826
hard coal | Kincaid Generation LLC | 876_B_1 | 876 | B | 1 | 591 | Coal Steam |  | PJM_COMD | Illinois | 17 | Christian | 21 | 17021 | 554 | 10924 | 1967 | 2027 | cyclone | wet | N | Subbituminous |  |  | 0.7895 | OFA | SCR | 2002 |  | ESPC | No | ACI | 2009 |  | 0.18 | 0.6197 | 0.06252 | 0.6197 | 0.06252 | 0.1 | 0.1 | 0.1 | 0.98 | Yes | 2014
hard coal | Kincaid Generation LLC | 876_B_2 | 876 | B | 2 | 592 | Coal Steam |  | PJM_COMD | Illinois | 17 | Christian | 21 | 17021 | 554 | 10767 | 1968 | 2027 | cyclone | wet | N | Subbituminous |  |  | 0.7888 | OFA | SCR | 2002 |  | ESPC | No | ACI | 2009 |  | 0.18 | 0.605 | 0.05966 | 0.605 | 0.05966 | 0.1 | 0.1 | 0.1 | 0.98 | Yes | 2014
hard coal | Powerton | 879_B_51 | 879 | B | 51 | 593 | Coal Steam |  | PJM_COMD | Illinois | 17 | Tazewell | 179 | 17179 | 384 | 11380 | 1972 | 2027 | cyclone | wet | N | Subbituminous |  |  | 0.7056 | OFA | SNCR |  | 2011 | ESPC | No | ACI | 2009 |  | 1.8 | 0.12027 | 0.09596 | 0.12027 | 0.09596 | 0.1 | 0.1 | 0.1 | 0.98 | Yes | 2016
hard coal | Powerton | 879_B_52 | 879 | B | 52 | 594 | Coal Steam |  | PJM_COMD | Illinois | 17 | Tazewell | 179 | 17179 | 384 | 11380 | 1972 | 2027 | cyclone | wet | N | Subbituminous |  |  | 0.7005 | OFA | SNCR |  | 2011 | ESPC | No | ACI | 2009 |  | 1.8 | 0.3384 | 0.10745 | 0.3384 | 0.10745 | 0.1 | 0.1 | 0.1 | 0.98 | Yes | 2016
hard coal | Powerton | 879_B_61 | 879 | B | 61 | 595 | Coal Steam |  | PJM_COMD | Illinois | 17 | Tazewell | 179 | 17179 | 384 | 11525 | 1975 | 2027 | cyclone | wet | N | Subbituminous |  |  | 0.6946 | OFA | SNCR |  | 2011 | ESPC | No | ACI | 2009 |  | 1.8 | 0.11105 | 0.08433 | 0.11105 | 0.08433 | 0.1 | 0.1 | 0.1 | 0.98 | Yes | 2016
hard coal | Powerton | 879_B_62 | 879 | B | 62 | 596 | Coal Steam |  | PJM_COMD | Illinois | 17 | Tazewell | 179 | 17179 | 384 | 11525 | 1975 | 2027 | cyclone | wet | N | Subbituminous |  |  | 0.6964 | OFA | SNCR |  | 2011 | ESPC | No | ACI | 2009 |  | 1.8 | 0.11251 | 0.08331 | 0.11251 | 0.08331 | 0.1 | 0.1 | 0.1 | 0.98 | Yes | 2016
hard coal | Waukegan | 883_B_7 | 883 | B | 7 | 598 | Coal Steam |  | PJM_COMD | Illinois | 17 | Lake | 97 | 17097 | 328 | 10666 | 1958 | 2022 | tangential | dry | N | Subbituminous |  |  | 0.7375 | LNC3 |  |  |  | ESPH | No | ACI | 2008 |  | 1.8 | 0.11869 | 0.11869 | 0.11869 | 0.11869 | 0.1 | 0.1 | 0.1 | 0.98 | Yes | 2015
hard coal | Waukegan | 883_B_8 | 883 | B | 8 | 599 | Coal Steam |  | PJM_COMD | Illinois | 17 | Lake | 97 | 17097 | 361 | 10890 | 1962 | 2022 | tangential | dry | N | Subbituminous |  |  | 0.7011 | LNC3 |  |  |  | ESPC | No | ACI | 2008 |  | 1.8 | 0.10881 | 0.10881 | 0.10881 | 0.10881 | 0.1 | 0.1 | 0.1 | 0.98 | Yes | 2016
hard coal | Will County | 884_B_4 | 884 | B | 4 | 603 | Coal Steam |  | PJM_COMD | Illinois | 17 | Will | 197 | 17197 | 510 | 10252 | 1963 | 2022 | tangential | dry | N | Subbituminous |  |  | 0.7085 | LNC3 | SNCR |  | 2009 | ESPC | No | ACI | 2009 |  | 1.8 | 0.08992 | 0.08992 | 0.08992 | 0.08992 | 0.1 | 0.1 | 0.1 | 0.98 | Yes | 2016
hard coal | Joppa Steam | 887_B_1 | 887 | B | 1 | 605 | Coal Steam |  | S_C_TVA | Illinois | 17 | Massac | 127 | 17127 | 162 | 10983 | 1953 | 2022 | tangential | dry | N | Subbituminous |  |  | 0.05 | LNC1 |  |  |  | ESPC | Yes | ACI | 2009 |  | 0.498 | 0.11959 | 0.11959 | 0.11959 | 0.11959 | 0.1 | 0.1 | 0.1 | 0
hard coal | Joppa Steam | 887_B_2 | 887 | B | 2 | 606 | Coal Steam |  | S_C_TVA | Illinois | 17 | Massac | 127 | 17127 | 158 | 10919 | 1953 | 2022 | tangential | dry | N | Subbituminous |  |  | 0.05 | LNC1 |  |  |  | ESPC | Yes | ACI | 2009 |  | 0.498 | 0.1208 | 0.1208 | 0.1208 | 0.1208 | 0.1 | 0.1 | 0.1 | 0
hard coal | Joppa Steam | 887_B_3 | 887 | B | 3 | 607 | Coal Steam |  | S_C_TVA | Illinois | 17 | Massac | 127 | 17127 | 161 | 10985 | 1954 | 2022 | tangential | dry | N | Subbituminous |  |  | 0.02 | LNC1 |  |  |  | ESPC | Yes | ACI | 2009 |  | 0.51 | 0.10765 | 0.10765 | 0.10765 | 0.10765 | 0.1 | 0.1 | 0.1 | 0
hard coal | Joppa Steam | 887_B_4 | 887 | B | 4 | 608 | Coal Steam |  | S_C_TVA | Illinois | 17 | Massac | 127 | 17127 | 160 | 10873 | 1954 | 2022 | tangential | dry | N | Subbituminous |  |  | 0.02 | LNC1 |  |  |  | ESPC | Yes | ACI | 2009 |  | 0.51 | 0.10661 | 0.10661 | 0.10661 | 0.10661 | 0.1 | 0.1 | 0.1 | 0
hard coal | Joppa Steam | 887_B_5 | 887 | B | 5 | 609 | Coal Steam |  | S_C_TVA | Illinois | 17 | Massac | 127 | 17127 | 150 | 10982 | 1955 | 2022 | tangential | dry | N | Subbituminous |  |  | 0.03 | LNC1 |  |  |  | ESPC | Yes | ACI | 2009 |  | 0.507 | 0.1134 | 0.1134 | 0.1134 | 0.1134 | 0.1 | 0.1 | 0.1 | 0
hard coal | Joppa Steam | 887_B_6 | 887 | B | 6 | 610 | Coal Steam |  | S_C_TVA | Illinois | 17 | Massac | 127 | 17127 | 158 | 10992 | 1955 | 2022 | tangential | dry | N | Subbituminous |  |  | 0.03 | LNC1 |  |  |  | ESPC | Yes | ACI | 2009 |  | 0.507 | 0.11224 | 0.11224 | 0.11224 | 0.11224 | 0.1 | 0.1 | 0.1 | 0
hard coal | Baldwin Energy Complex | 889_B_1 | 889 | B | 1 | 611 | Coal Steam |  | MIS_IL | Illinois | 17 | Randolph | 157 | 17157 | 576 | 10318 | 1973 | 2025 | cyclone | wet | N | Subbituminous | Dry Scrubber | 2011 | 0.9 | OFA | SCR | 2000 |  | ESPC + B | No | ACI | 2009 |  | 0.075 | 0.08779 | 0.08779 | 0.08779 | 0.08779 | 0.1 | 0.1 | 0.1 | 0.95
hard coal | Baldwin Energy Complex | 889_B_2 | 889 | B | 2 | 612 | Coal Steam |  | MIS_IL | Illinois | 17 | Randolph | 157 | 17157 | 581 | 10270 | 1973 | 2025 | cyclone | wet | N | Subbituminous | Dry Scrubber | 2012 | 0.9 | OFA | SCR | 2000 |  | ESPC + B | No | ACI | 2009 |  | 0.075 | 0.08737 | 0.08737 | 0.08737 | 0.08737 | 0.1 | 0.1 | 0.1 | 0.95
hard coal | Baldwin Energy Complex | 889_B_3 | 889 | B | 3 | 613 | Coal Steam |  | MIS_IL | Illinois | 17 | Randolph | 157 | 17157 | 621 | 10103 | 1975 | 2020 | tangential | dry | N | Subbituminous | Dry Scrubber | 2010 | 0.9 | LNC2 |  |  |  | ESPC + B | Yes | ACI | 2010 |  | 0.1 | 0.09118 | 0.09118 | 0.09118 | 0.09118 | 0.1 | 0.1 | 0.1 | 0.99 | Yes | 2016
natural gas peaker | Carmi | 937_G_11 | 937 | G | 11 |  | Combustion Turbine | IC Engine | MIS_IL | Illinois | 17 | White | 193 | 17193 | 2.7 | 10745 | 1963 | 2019 |  |  | N | Natural Gas, Distillate Fuel Oil | [12 empty] | 1 | 1.6498 | 1.6498 | 1.6498 | 1.6498
natural gas peaker | Fairfield | 940_G_IC5 | 940 | G | IC5 |  | Combustion Turbine | IC Engine | MIS_IL | Illinois | 17 | Wayne | 191 | 17191 | 2.4 | 10745 | 1967 | 2020 |  |  | N | Distillate Fuel Oil | [12 empty] | 1 | 1.6498 | 1.6498 | 1.6498 | 1.6498
natural gas peaker | Fairfield | 940_G_IC6 | 940 | G | IC6 |  | Combustion Turbine | IC Engine | MIS_IL | Illinois | 17 | Wayne | 191 | 17191 | 2.4 | 10745 | 1967 | 2020 |  |  | N | Distillate Fuel Oil | [12 empty] | 1 | 1.6498 | 1.6498 | 1.6498 | 1.6498
natural gas peaker | Fairfield | 940_G_IC7 | 940 | G | IC7 |  | Combustion Turbine | IC Engine | MIS_IL | Illinois | 17 | Wayne | 191 | 17191 | 2.7 | 10745 | 1979 | 2020 |  |  | N | Distillate Fuel Oil | [12 empty] | 1 | 1.6498 | 1.6498 | 1.6498 | 1.6498
hydro | C H Corn Hydroelectric Facility | 956_G_1 | 956 | G | 1 |  | Hydro |  | FRCC | Florida | 12 | Leon | 73 | 12073 | 4 | 0 | 1985 | 2019 |  |  | N | Hydro | [13 empty] | 0 | 0 | 0 | 0
hydro | C H Corn Hydroelectric Facility | 956_G_2 | 956 | G | 2 |  | Hydro |  | FRCC | Florida | 12 | Leon | 73 | 12073 | 4 | 0 | 1985 | 2019 |  |  | N | Hydro | [13 empty] | 0 | 0 | 0 | 0
hydro | C H Corn Hydroelectric Facility | 956_G_3 | 956 | G | 3 |  | Hydro |  | FRCC | Florida | 12 | Leon | 73 | 12073 | 3 | 0 | 1986 | 2019 |  |  | N | Hydro | [13 empty] | 0 | 0 | 0 | 0
hard coal | Dallman | 963_G_1 | 963 | G | 1 | 645 | Coal Steam |  | MIS_IL | Illinois | 17 | Sangamon | 167 | 17167 | 73 | 11637 | 1968 | 2021 | cyclone | wet | N | Bituminous | Wet Scrubber | 2001 | 0.95 |  | SCR | 2003 |  | ESPC | No |  |  |  | 0.25 | 0.2174 | 0.10624 | 0.2174 | 0.10624 | 0.05 | 0.1 | 0.56 | 0.99
hard coal | Dallman | 963_G_2 | 963 | G | 2 | 646 | Coal Steam |  | MIS_IL | Illinois | 17 | Sangamon | 167 | 17167 | 65 | 11713 | 1972 | 2021 | cyclone | wet | N | Bituminous | Wet Scrubber | 2001 | 0.95 |  | SCR | 2003 |  | ESPC | No |  |  |  | 0.25 | 1.0378 | 0.11247 | 1.0378 | 0.11247 | 0.05 | 0.1 | 0.56 | 0.99
hard coal | Dallman | 963_B_33 | 963 | B | 33 | 647 | Coal Steam |  | MIS_IL | Illinois | 17 | Sangamon | 167 | 17167 | 188 | 11452 | 1978 | 2021 | tangential | wet | N | Bituminous | Wet Scrubber | 1980 | 0.95 |  | SCR | 2003 |  | ESPC | No |  |  |  | 0.2 | 0.3806 | 0.07175 | 0.3806 | 0.07175 | 0.05 | 0.1 | 0.56 | 0.99
hard coal | Marion | 976_B_4 | 976 | B | 4 | 655 | Coal Steam |  | MIS_IL | Illinois | 17 | Williamson | 199 | 17199 | 170 | 11483 | 1978 | 2020 | cyclone | wet | N | Bituminous, Waste Coal | Wet Scrubber | 1979 | 0.894 | OFA | SCR | 2003 |  | ESPC + WS | No |  |  |  | 1.2 | 0.5432 | 0.13168 | 0.5432 | 0.13168 | 0.01 | 0.01 | 0.01 | 0.9807
hard coal | AES Petersburg | 994_B_1 | 994 | B | 1 | 692 | Coal Steam |  | MIS_INKY | Indiana | 18 | Pike | 125 | 18125 | 222 | 10879 | 1967 | 2021 | tangential | wet | N | Bituminous | Wet Scrubber | 1996 | 0.95 | LNC3 |  |  |  | ESPC | No | ACI | 2016 |  | 0.15 | 0.21415 | 0.21415 | 0.21415 | 0.21415 | 0.05 | 0.1 | 0.1 | 0.99 | Yes | 2016
hard coal | AES Petersburg | 994_B_2 | 994 | B | 2 | 693 | Coal Steam |  | MIS_INKY | Indiana | 18 | Pike | 125 | 18125 | 422 | 10642 | 1969 | 2023 | tangential | wet | N | Bituminous | Wet Scrubber | 1996 | 0.95 | LNC3 | SCR | 2004 |  | B | NA | ACI | 2016 |  | 0.15 | 0.25014 | 0.08602 | 0.25014 | 0.08602 | 0.05 | 0.1 | 0.1 | 0.99 | Yes | 2016
hard coal | Michigan City | 997_B_12 | 997 | B | 12 | 702 | Coal Steam |  | MIS_INKY | Indiana | 18 | LaPorte | 91 | 18091 | 469 | 10791 | 1974 | 2028 | cyclone | wet | N | Bituminous, Subbituminous | Dry Scrubber | 2016 | 0.961 | OFA | SCR | 2003 |  | ESPC | Yes | ACI | 2016 |  | 0.1 | 0.5877 | 0.08888 | 0.5877 | 0.08888 | 0.1 | 0.1 | 0.1 | 0.99 | Yes | 2016
hard coal | F B Culley | 1012_B_2 | 1012 | B | 2 | 727 | Coal Steam |  | MIS_INKY | Indiana | 18 | Warrick | 173 | 18173 | 90 | 11727 | 1955 | 2024 | wall | dry | N | Bituminous | Wet Scrubber | 1995 | 0.95 | LNB | SCR | 2003 |  | ESPC | No |  |  |  | 0.25 | 0.20563 | 0.16259 | 0.20563 | 0.16259 | 0.05 | 0.1 | 0.56 | 0.99 | Yes | 2016
hard coal | Crawfordsville Power Plant | 1024_B_5 | 1024 | B | 5 |  | Coal Steam |  | MIS_INKY | Indiana | 18 | Montgomery | 107 | 18107 | 10.6 | 14500 | 1956 | 2023 | stoker/SPR | dry | N | Bituminous | [7 empty] | C | NA |  |  |  | 6 | 0.47486 | 0.47486 | 0.47486 | 0.47486 | 1 | 0.1 | 1 | 0
hard coal | Crawfordsville Power Plant | 1024_B_6 | 1024 | B | 6 |  | Coal Steam |  | MIS_INKY | Indiana | 18 | Montgomery | 107 | 18107 | 12.6 | 14500 | 1965 | 2021 | stoker/SPR | dry | N | Bituminous | [7 empty] | ESPC + C | No |  |  |  | 6 | 0.47486 | 0.47486 | 0.47486 | 0.47486 | 0.64 | 0.1 | 1 | 0
hard coal | Lansing | 1047_B_4 | 1047 | B | 4 | 739 | Coal Steam |  | MIS_IA | Iowa | 19 | Allamakee | 5 | 19005 | 248 | 12042 | 1977 | 2022 | wall | dry | N | Subbituminous | Dry Scrubber | 2015 | 0.961 | LNB + NH3 | SCR | 2010 |  | ESPH + B | No | ACI | 2010 |  | 0.075 | 0.4151 | 0.0426 | 0.4151 | 0.0426 | 0.1 | 0.1 | 0.1 | 0.99
natural gas steam turbine | Riverside | 1081_B_9 | 1081 | B | 9 | 753 | O/G Steam |  | MIS_MIDA | Iowa | 19 | Scott | 163 | 19163 | 107 | 10784 | 1961 | 2021 | tangential | dry | N | Natural Gas |  |  |  | LNC2 | [8 empty] | 0.006 | 0.15721 | 0.15721 | 0.15721 | 0.15721
natural gas peaker | Burlington (IA) | 1104_G_GT1 | 1104 | G | GT1 |  | Combustion Turbine |  | MIS_IA | Iowa | 19 | Des Moines | 57 | 19057 | 12.7 | 12369 | 1994 | 2025 |  |  | N | Natural Gas | [12 empty] | 0.00625 | 0.06048 | 0.06048 | 0.06048 | 0.06048
natural gas peaker | Burlington (IA) | 1104_G_GT4 | 1104 | G | GT4 |  | Combustion Turbine |  | MIS_IA | Iowa | 19 | Des Moines | 57 | 19057 | 9.4 | 12369 | 1994 | 2025 |  |  | N | Natural Gas | [12 empty] | 0.00625 | 0.2017 | 0.2017 | 0.2017 | 0.2017
natural gas peaker | Burlington (IA) | 1104_G_GT2 | 1104 | G | GT2 |  | Combustion Turbine |  | MIS_IA | Iowa | 19 | Des Moines | 57 | 19057 | 11.9 | 12369 | 1995 | 2025 |  |  | N | Natural Gas | [12 empty] | 0.00625 | 0.1573 | 0.1573 | 0.1573 | 0.1573
natural gas peaker | Burlington (IA) | 1104_G_GT3 | 1104 | G | GT3 |  | Combustion Turbine |  | MIS_IA | Iowa | 19 | Des Moines | 57 | 19057 | 13 | 12369 | 1996 | 2025 |  |  | N | Natural Gas | [12 empty] | 0.00625 | 0.03766 | 0.03766 | 0.03766 | 0.03766
natural gas peaker | Alta Municipal Utilities | 1121_G_1 | 1121 | G | 1 |  | Combustion Turbine | IC Engine | MIS_MIDA | Iowa | 19 | Buena Vista | 21 | 19021 | 0.9 | 22395 | 1947 | 2021 |  |  | N | Distillate Fuel Oil | [12 empty] | 2.5 | 1.6498 | 1.6498 | 1.6498 | 1.6498
natural gas peaker | Greenfield | 1144_G_1 | 1144 | G | 1 |  | Combustion Turbine | IC Engine | MIS_MIDA | Iowa | 19 | Adair | 1 | 19001 | 2.2 | 10745 | 2020 | 2023 |  |  | N | Distillate Fuel Oil | [13 empty] | 1.6498 | 1.6498 | 1.6498 | 1.6498
natural gas peaker | Greenfield | 1144_G_2 | 1144 | G | 2 |  | Combustion Turbine | IC Engine | MIS_MIDA | Iowa | 19 | Adair | 1 | 19001 | 2.2 | 10745 | 2020 | 2023 |  |  | N | Distillate Fuel Oil | [13 empty] | 1.6498 | 1.6498 | 1.6498 | 1.6498
natural gas peaker | Indianola | 1150_G_5 | 1150 | G | 5 |  | Combustion Turbine | IC Engine | MIS_MIDA | Iowa | 19 | Warren | 181 | 19181 | 4 | 12283 | 1966 | 2021 |  |  | N | Natural Gas, Distillate Fuel Oil | [12 empty] | 2.5 | 1.6498 | 1.6498 | 1.6498 | 1.6498
natural gas peaker | Indianola | 1150_G_6 | 1150 | G | 6 |  | Combustion Turbine | IC Engine | MIS_MIDA | Iowa | 19 | Warren | 181 | 19181 | 5 | 12283 | 1970 | 2021 |  |  | N | Natural Gas, Distillate Fuel Oil | [12 empty] | 2.5 | 1.6498 | 1.6498 | 1.6498 | 1.6498
natural gas peaker | Lake Mills | 1154_G_5 | 1154 | G | 5 |  | Combustion Turbine | IC Engine | MIS_IA | Iowa | 19 | Winnebago | 189 | 19189 | 0.9 | 10745 | 1956 | 2020 |  |  | N | Natural Gas, Distillate Fuel Oil | [12 empty] | 2.5 | 1.6498 | 1.6498 | 1.6498 | 1.6498
natural gas peaker | Lake Mills | 1154_G_1A | 1154 | G | 1A |  | Combustion Turbine | IC Engine | MIS_IA | Iowa | 19 | Winnebago | 189 | 19189 | 3 | 10745 | 1969 | 2020 |  |  | N | Natural Gas, Distillate Fuel Oil | [12 empty] | 2.5 | 1.6498 | 1.6498 | 1.6498 | 1.6498
natural gas peaker | Preston (IA) | 1176_G_1 | 1176 | G | 1 |  | Combustion Turbine | IC Engine | MIS_IA | Iowa | 19 | Jackson | 97 | 19097 | 0.7 | 25000 | 1968 | 2014 |  |  | N | Distillate Fuel Oil | [12 empty] | 1.556 | 1.6498 | 1.6498 | 1.6498 | 1.6498
natural gas peaker | Preston (IA) | 1176_G_2 | 1176 | G | 2 |  | Combustion Turbine | IC Engine | MIS_IA | Iowa | 19 | Jackson | 97 | 19097 | 0.7 | 25000 | 1968 | 2014 |  |  | N | Distillate Fuel Oil | [12 empty] | 1.572 | 1.6498 | 1.6498 | 1.6498 | 1.6498
natural gas peaker | Whittemore | 1201_G_4 | 1201 | G | 4 |  | Combustion Turbine | IC Engine | MIS_IL | Iowa | 19 | Kossuth | 109 | 19109 | 1.1 | 12283 | 1964 | 2018 |  |  | N | Natural Gas, Distillate Fuel Oil | [12 empty] | 2.5 | 1.6498 | 1.6498 | 1.6498 | 1.6498
hard coal | Lawrence Energy Center | 1250_B_4 | 1250 | B | 4 | 834 | Coal Steam |  | SPP_N | Kansas | 20 | Douglas | 45 | 20045 | 111 | 11593 | 1960 | 2023 | tangential | dry | N | Subbituminous | Wet Scrubber | 2012 | 0.98 | LNC3 |  |  |  | B + WS | NA | ACI | 2016 |  | 0.15 | 0.13755 | 0.13755 | 0.13755 | 0.13755 | 0.1 | 0.1 | 0.1 | 0.99 | [6 empty] | Yes
hard coal | Lawrence Energy Center | 1250_B_5 | 1250 | B | 5 | 835 | Coal Steam |  | SPP_N | Kansas | 20 | Douglas | 45 | 20045 | 373 | 10930 | 1971 | 2023 | tangential | dry | N | Subbituminous | Wet Scrubber | 2012 | 0.98 | LNC3 |  |  |  | B + WS | NA | ACI | 2016 |  | 0.15 | 0.14024 | 0.14024 | 0.14024 | 0.14024 | 0.1 | 0.1 | 0.1 | 0.99 | [6 empty] | Yes
natural gas steam turbine | Coffeyville | 1271_B_5 | 1271 | B | 5 |  | O/G Steam |  | SPP_N | Kansas | 20 | Montgomery | 125 | 20125 | 16 | 13986 | 1997 | 2019 |  |  | N | Natural Gas | [12 empty] | 3 | 0.23063 | 0.23063 | 0.23063 | 0.23063
natural gas peaker | Hoisington | 1286_G_8 | 1286 | G | 8 |  | Combustion Turbine | IC Engine | SPP_N | Kansas | 20 | Barton | 9 | 20009 | 7 | 12767 | 1981 | 2021 |  |  | N | Natural Gas, Distillate Fuel Oil | [13 empty] | 1.061 | 1.061 | 1.061 | 1.061
natural gas steam turbine | Quindaro | 1295_G_ST1 | 1295 | G | ST1 | 855 | O/G Steam |  | SPP_N | Kansas | 20 | Wyandotte | 209 | 20209 | 72 | 12287 | 1965 | 2028 | cyclone | wet | N | Natural Gas | [13 empty] | 0.31045 | 0.31045 | 0.31045 | 0.31045
natural gas steam turbine | Quindaro | 1295_B_2 | 1295 | B | 2 | 856 | O/G Steam |  | SPP_N | Kansas | 20 | Wyandotte | 209 | 20209 | 85 | 12190 | 1971 | 2028 | wall | dry | N | Natural Gas |  |  |  | LNB + LNBO | [8 empty] | 0.006 | 0.14277 | 0.14277 | 0.14277 | 0.14277
natural gas peaker | Lincoln | 1300_G_5 | 1300 | G | 5 |  | Combustion Turbine | IC Engine | SPP_N | Kansas | 20 | Lincoln | 105 | 20105 | 1.1 | 10745 | 1960 | 2021 |  |  | N | Natural Gas, Distillate Fuel Oil | [12 empty] | 3 | 1.6498 | 1.6498 | 1.6498 | 1.6498
natural gas peaker | Oberlin (KS) | 1312_G_2 | 1312 | G | 2 |  | Combustion Turbine | IC Engine | SPP_N | Kansas | 20 | Decatur | 39 | 20039 | 0.6 | 10745 | 1954 | 2026 |  |  | N | Natural Gas, Distillate Fuel Oil | [13 empty] | 1.6498 | 1.6498 | 1.6498 | 1.6498
natural gas peaker | Oberlin (KS) | 1312_G_6 | 1312 | G | 6 |  | Combustion Turbine | IC Engine | SPP_N | Kansas | 20 | Decatur | 39 | 20039 | 1.2 | 10745 | 1963 | 2026 |  |  | N | Natural Gas, Distillate Fuel Oil | [13 empty] | 1.6498 | 1.6498 | 1.6498 | 1.6498
natural gas peaker | Oberlin (KS) | 1312_G_4 | 1312 | G | 4 |  | Combustion Turbine | IC Engine | SPP_N | Kansas | 20 | Decatur | 39 | 20039 | 1.2 | 10745 | 1967 | 2026 |  |  | N | Natural Gas, Distillate Fuel Oil | [13 empty] | 1.6498 | 1.6498 | 1.6498 | 1.6498
natural gas peaker | Oberlin (KS) | 1312_G_5 | 1312 | G | 5 |  | Combustion Turbine | IC Engine | SPP_N | Kansas | 20 | Decatur | 39 | 20039 | 1.3 | 10745 | 1973 | 2026 |  |  | N | Natural Gas, Distillate Fuel Oil | [13 empty] | 1.6498 | 1.6498 | 1.6498 | 1.6498
natural gas peaker | Osage City | 1313_G_10 | 1313 | G | 10 |  | Combustion Turbine | IC Engine | SPP_N | Kansas | 20 | Osage | 139 | 20139 | 0.7 | 12283 | 2001 | 2021 |  |  | N | Distillate Fuel Oil | [12 empty] | 3 | 1.6498 | 1.6498 | 1.6498 | 1.6498
natural gas peaker | Osage City | 1313_G_8 | 1313 | G | 8 |  | Combustion Turbine | IC Engine | SPP_N | Kansas | 20 | Osage | 139 | 20139 | 0.7 | 12283 | 2001 | 2021 |  |  | N | Distillate Fuel Oil | [12 empty] | 3 | 1.6498 | 1.6498 | 1.6498 | 1.6498
natural gas peaker | Ottawa | 1316_G_GT1 | 1316 | G | GT1 |  | Combustion Turbine |  | SPP_N | Kansas | 20 | Franklin | 59 | 20059 | 8 | 25000 | 1967 | 2020 |  |  | N | Natural Gas | [13 empty] | 0.55023 | 0.55023 | 0.55023 | 0.55023
natural gas peaker | Stockton | 1327_G_4 | 1327 | G | 4 |  | Combustion Turbine | IC Engine | SPP_N | Kansas | 20 | Rooks | 163 | 20163 | 0.5 | 12283 | 1951 | 2020 |  |  | N | Natural Gas, Distillate Fuel Oil | [12 empty] | 3 | 1.061 | 1.061 | 1.061 | 1.061
natural gas peaker | Cane Run | 1363_G_11 | 1363 | G | 11 |  | Combustion Turbine |  | S_C_KY | Kentucky | 21 | Jefferson | 111 | 21111 | 14 | 25000 | 1968 | 2019 |  |  | N | Natural Gas, Distillate Fuel Oil | [12 empty] | 3 | 0.80623 | 0.80623 | 0.80623 | 0.80623
hard coal | Mill Creek (KY) | 1364_B_1 | 1364 | B | 1 | 905 | Coal Steam |  | S_C_KY | Kentucky | 21 | Jefferson | 111 | 21111 | 300 | 10761 | 1972 | 2024 | tangential | dry | N | Bituminous | Wet Scrubber | 2015 | 0.983 | LNC2 |  |  |  | ESPC + B | No | ACI | 2015 |  | 1.2 | 0.29691 | 0.29691 | 0.1469 | 0.1469 | 0.05 | 0.1 | 0.1 | 0.99 | Yes | 2015
hard coal | Mill Creek (KY) | 1364_B_2 | 1364 | B | 2 | 906 | Coal Steam |  | S_C_KY | Kentucky | 21 | Jefferson | 111 | 21111 | 297 | 10842 | 1974 | 2027 | tangential | dry | N | Bituminous | Wet Scrubber | 2015 | 0.983 | LNC2 |  |  |  | ESPC + B | No | ACI | 2015 |  | 1.2 | 0.2961 | 0.2961 | 0.1469 | 0.1469 | 0.05 | 0.1 | 0.1 | 0.99 | Yes | 2015
natural gas peaker | Paddys Run | 1366_G_11 | 1366 | G | 11 | 10010 | Combustion Turbine |  | S_C_KY | Kentucky | 21 | Jefferson | 111 | 21111 | 12 | 11117 | 1968 | 2021 |  |  | N | Natural Gas | [12 empty] | 3 | 0.69986 | 0.69986 | 0.69986 | 0.69986
natural gas peaker | Zorn | 1368_G_1 | 1368 | G | 1 |  | Combustion Turbine |  | S_C_KY | Kentucky | 21 | Jefferson | 111 | 21111 | 14 | 24970 | 1969 | 2021 |  |  | N | Natural Gas | [12 empty] | 3 | 0.31636 | 0.31636 | 0.31636 | 0.31636
natural gas steam turbine | Little Gypsy | 1402_B_2 | 1402 | B | 2 | 964 | O/G Steam |  | MIS_AMSO | Louisiana | 22 | St Charles | 89 | 22089 | 416 | 11277 | 1966 | 2025 | wall | dry | N | Natural Gas, Distillate Fuel Oil |  |  |  | CM + FU | [8 empty] | 5.261 | 0.1405 | 0.1405 | 0.1405 | 0.1405
natural gas steam turbine | Arsenal Hill | 1416_B_5A | 1416 | B | 5A | 979 | O/G Steam |  | SPP_WEST | Louisiana | 22 | Caddo | 17 | 22017 | 116 | 13718 | 1960 | 2025 | tangential |  | N | Natural Gas | [13 empty] | 0.09758 | 0.09758 | 0.09758 | 0.09758
hydro | Androscoggin 3 | 1480_G_328 | 1480 | G | 328 |  | Hydro |  | NENG_ME | Maine | 23 | Androscoggin | 1 | 23001 | 3.4 | 0 | 1928 | 2020 |  |  | N | Hydro | [13 empty] | 0 | 0 | 0 | 0
hydro | Bar Mills | 1481_G_1 | 1481 | G | 1 |  | Hydro |  | NENG_ME | Maine | 23 | York | 31 | 23031 | 2 | 0 | 1956 | 2021 |  |  | N | Hydro | [13 empty] | 0 | 0 | 0 | 0
hydro | Bar Mills | 1481_G_2 | 1481 | G | 2 |  | Hydro |  | NENG_ME | Maine | 23 | York | 31 | 23031 | 2 | 0 | 1956 | 2021 |  |  | N | Hydro | [13 empty] | 0 | 0 | 0 | 0
natural gas steam turbine | William F Wyman | 1507_B_1 | 1507 | B | 1 | 1000 | O/G Steam |  | NENG_ME | Maine | 23 | Cumberland | 5 | 23005 | 50 | 14500 | 1957 | 2023 | wall | dry | N | Residual Fuel Oil |  |  |  | LA + LNB |  |  |  | C | NA |  |  |  | 2.16 | 0.15 | 0.15 | 0.15 | 0.15
natural gas steam turbine | William F Wyman | 1507_B_2 | 1507 | B | 2 | 1001 | O/G Steam |  | NENG_ME | Maine | 23 | Cumberland | 5 | 23005 | 48 | 14407 | 1958 | 2023 | wall | dry | N | Residual Fuel Oil |  |  |  | LA + LNB |  |  |  | C | NA |  |  |  | 2.16 | 0.2 | 0.2 | 0.2 | 0.2
hydro | Caribou Generation Station | 1513_G_CH1 | 1513 | G | CH1 |  | Hydro |  | NENG_ME | Maine | 23 | Aroostook | 3 | 23003 | 0.4 | 0 | 1926 | 2019 |  |  | N | Hydro | [13 empty] | 0 | 0 | 0 | 0
hydro | Caribou Generation Station | 1513_G_CH2 | 1513 | G | CH2 |  | Hydro |  | NENG_ME | Maine | 23 | Aroostook | 3 | 23003 | 0.4 | 0 | 1926 | 2019 |  |  | N | Hydro | [13 empty] | 0 | 0 | 0 | 0
natural gas peaker | Caribou Generation Station | 1513_G_CD2 | 1513 | G | CD2 |  | Combustion Turbine | IC Engine | NENG_ME | Maine | 23 | Aroostook | 3 | 23003 | 2.5 | 12283 | 1948 | 2019 |  |  | N | Distillate Fuel Oil | [12 empty] | 2 | 3.1867 | 3.1867 | 3.1867 | 3.1867
natural gas peaker | Caribou Generation Station | 1513_G_CD3 | 1513 | G | CD3 |  | Combustion Turbine | IC Engine | NENG_ME | Maine | 23 | Aroostook | 3 | 23003 | 2.5 | 12283 | 1948 | 2019 |  |  | N | Distillate Fuel Oil | [12 empty] | 2 | 3.1867 | 3.1867 | 3.1867 | 3.1867
natural gas peaker | Caribou Generation Station | 1513_G_CD4 | 1513 | G | CD4 |  | Combustion Turbine | IC Engine | NENG_ME | Maine | 23 | Aroostook | 3 | 23003 | 1 | 12283 | 1948 | 2019 |  |  | N | Distillate Fuel Oil | [12 empty] | 2 | 3.1867 | 3.1867 | 3.1867 | 3.1867
natural gas peaker | Caribou Generation Station | 1513_G_CD5 | 1513 | G | CD5 |  | Combustion Turbine | IC Engine | NENG_ME | Maine | 23 | Aroostook | 3 | 23003 | 1 | 12283 | 1951 | 2019 |  |  | N | Distillate Fuel Oil | [12 empty] | 2 | 3.1867 | 3.1867 | 3.1867 | 3.1867
hard coal | Herbert A Wagner | 1554_B_3 | 1554 | B | 3 | 1009 | Coal Steam |  | PJM_SMAC | Maryland | 24 | Anne Arundel | 3 | 24003 | 305 | 10767 | 1966 | 2025 | wall | dry | N | Bituminous |  |  |  | LNBO | SCR | 2002 |  | ESPC | No | ACI | 2010 |  | 1.2 | 0.3254 | 0.07951 | 0.3254 | 0.07951 | 0.1 | 0.1 | 0.1 | 0.98 | Yes | 2016
natural gas peaker | Vienna Operations | 1564_G_10 | 1564 | G | 10 |  | Combustion Turbine |  | PJM_EMAC | Maryland | 24 | Dorchester | 19 | 24019 | 14.3 | 17189 | 1968 | 2023 |  |  | N | Distillate Fuel Oil | [12 empty] | 2.106 | 0.23161 | 0.23161 | 0.23161 | 0.23161
natural gas steam turbine | Vienna Operations | 1564_B_8 | 1564 | B | 8 | 1043 | O/G Steam |  | PJM_EMAC | Maryland | 24 | Dorchester | 19 | 24019 | 153 | 14500 | 1971 | 2023 | tangential | dry | N | Residual Fuel Oil | [7 empty] | C | NA |  |  |  | 3.5 | 0.25684 | 0.25684 | 0.25684 | 0.25684
hard coal | Chalk Point LLC | 1571_B_1 | 1571 | B | 1 | 1050 | Coal Steam |  | PJM_SMAC | Maryland | 24 | Prince Georges | 33 | 24033 | 331 | 11442 | 1964 | 2021 | wall | dry | N | Bituminous | Wet Scrubber | 2009 | 0.98 | LNB + OFA | SCR | 2008 |  | ESPC + B | No |  |  |  | 0.12 | 0.075 | 0.075 | 0.075 | 0.075 | 0.05 | 0.1 | 0.56 | 0.99
hard coal | Chalk Point LLC | 1571_B_2 | 1571 | B | 2 | 1051 | Coal Steam |  | PJM_SMAC | Maryland | 24 | Prince Georges | 33 | 24033 | 336 | 11206 | 1965 | 2021 | wall | dry | N | Bituminous | Wet Scrubber | 2009 | 0.98 | LNB + OFA + NH3 + other | SNCR |  | 2007 | ESPC + B | No |  |  |  | 0.12 | 0.2742 | 0.2742 | 0.2742 | 0.2742 | 0.05 | 0.1 | 0.56 | 0.99
hard coal | Dickerson | 1572_B_1 | 1572 | B | 1 | 1057 | Coal Steam |  | PJM_SMAC | Maryland | 24 | Montgomery | 31 | 24031 | 173 | 11757 | 1959 | 2020 | tangential | wet | N | Bituminous | Wet Scrubber | 2009 | 0.98 | LNC2 | SNCR |  | 2009 | ESPC + B | No |  |  |  | 2.8 | 0.28593 | 0.22456 | 0.1469 | 0.11537 | 0.05 | 0.1 | 0.56 | 0.99
hard coal | Dickerson | 1572_B_2 | 1572 | B | 2 | 1058 | Coal Steam |  | PJM_SMAC | Maryland | 24 | Montgomery | 31 | 24031 | 173 | 11814 | 1960 | 2020 | tangential | wet | N | Bituminous | Wet Scrubber | 2009 | 0.98 | LNC2 | SNCR |  | 2009 | ESPC + B | No |  |  |  | 2.8 | 0.3746 | 0.25429 | 0.1469 | 0.1 | 0.05 | 0.1 | 0.56 | 0.99
hard coal | Dickerson | 1572_B_3 | 1572 | B | 3 | 1059 | Coal Steam |  | PJM_SMAC | Maryland | 24 | Montgomery | 31 | 24031 | 173 | 11804 | 1962 | 2020 | tangential | wet | N | Bituminous | Wet Scrubber | 2009 | 0.98 | LNC2 | SNCR |  | 2009 | ESPC + B | No |  |  |  | 2.8 | 0.28178 | 0.22431 | 0.1469 | 0.11694 | 0.05 | 0.1 | 0.56 | 0.99
natural gas peaker | Dickerson | 1572_G_GT1 | 1572 | G | GT1 |  | Combustion Turbine |  | PJM_SMAC | Maryland | 24 | Montgomery | 31 | 24031 | 18 | 12819 | 1967 | 2022 |  |  | N | Distillate Fuel Oil | [12 empty] | 0.3 | 0.15749 | 0.15749 | 0.15749 | 0.15749
hard coal | Morgantown Generating Plant | 1573_B_1 | 1573 | B | 1 | 1065 | Coal Steam |  | PJM_SMAC | Maryland | 24 | Charles | 17 | 24017 | 596 | 10254 | 1970 | 2022 | tangential | dry | N | Bituminous | Wet Scrubber | 2009 | 0.98 | LNC3 + NH3 | SCR | 2007 |  | ESPC | Yes |  |  |  | 0.14 | 0.2634 | 0.05028 | 0.2634 | 0.05028 | 0.05 | 0.1 | 0.56 | 0.99
natural gas peaker | Morgantown Generating Plant | 1573_G_GT1 | 1573 | G | GT1 |  | Combustion Turbine |  | PJM_SMAC | Maryland | 24 | Charles | 17 | 24017 | 13 | 14269 | 1970 | 2022 |  |  | N | Distillate Fuel Oil | [12 empty] | 0.3 | 1.0834 | 1.0834 | 1.0834 | 1.0834
hard coal | Morgantown Generating Plant | 1573_B_2 | 1573 | B | 2 | 1066 | Coal Steam |  | PJM_SMAC | Maryland | 24 | Charles | 17 | 24017 | 609 | 10170 | 1971 | 2022 | tangential | dry | N | Bituminous | Wet Scrubber | 2009 | 0.98 | LNC3 + NH3 | SCR | 2008 |  | ESPC | Yes |  |  |  | 0.14 | 0.4045 | 0.0428 | 0.4045 | 0.0428 | 0.05 | 0.1 | 0.56 | 0.99
natural gas peaker | Morgantown Generating Plant | 1573_G_GT2 | 1573 | G | GT2 |  | Combustion Turbine |  | PJM_SMAC | Maryland | 24 | Charles | 17 | 24017 | 13 | 14269 | 1971 | 2022 |  |  | N | Distillate Fuel Oil | [12 empty] | 0.3 | 0.56572 | 0.56572 | 0.56572 | 0.56572
natural gas peaker | Mystic Generating Station | 1588_G_GT1 | 1588 | G | GT1 | 1084 | Combustion Turbine |  | NENGREST | Massachusetts | 25 | Middlesex | 17 | 25017 | 9.1 | 18910 | 1969 | 2021 |  |  | N | Distillate Fuel Oil | [12 empty] | 0.74 | 0.52734 | 0.52734 | 0.52734 | 0.52734
natural gas combined cycle | Mystic Generating Station | 1588_G_GT81 | 1588 | G | GT81 | 10011 | Combined Cycle |  | NENGREST | Massachusetts | 25 | Middlesex | 17 | 25017 | 228.8 | 7482 | 2003 | 2024 |  |  | N | Natural Gas |  |  |  |  | SCR | [8 empty] | 0.0088364 | 0.0088364 | 0.0088364 | 0.0088364
natural gas combined cycle | Mystic Generating Station | 1588_G_GT82 | 1588 | G | GT82 | 10012 | Combined Cycle |  | NENGREST | Massachusetts | 25 | Middlesex | 17 | 25017 | 230 | 7482 | 2003 | 2024 |  |  | N | Natural Gas |  |  |  |  | SCR | [8 empty] | 0.0088364 | 0.0088364 | 0.0088364 | 0.0088364
natural gas combined cycle | Mystic Generating Station | 1588_G_GT93 | 1588 | G | GT93 | 10013 | Combined Cycle |  | NENGREST | Massachusetts | 25 | Middlesex | 17 | 25017 | 232.4 | 7482 | 2003 | 2024 |  |  | N | Natural Gas |  |  |  |  | SCR | [8 empty] | 0.008732 | 0.008732 | 0.008732 | 0.008732
natural gas combined cycle | Mystic Generating Station | 1588_G_GT94 | 1588 | G | GT94 | 10014 | Combined Cycle |  | NENGREST | Massachusetts | 25 | Middlesex | 17 | 25017 | 233.5 | 7482 | 2003 | 2024 |  |  | N | Natural Gas |  |  |  |  | SCR | [8 empty] | 0.008732 | 0.008732 | 0.008732 | 0.008732
natural gas combined cycle | Mystic Generating Station | 1588_G_ST85 | 1588 | G | ST85 | 10011 | Combined Cycle |  | NENGREST | Massachusetts | 25 | Middlesex | 17 | 25017 | 244.6 | 7482 | 2003 | 2024 |  |  | N | Natural Gas |  |  |  | LNB | SCR | [8 empty] | 0.0088364 | 0.0088364 | 0.0088364 | 0.0088364
natural gas combined cycle | Mystic Generating Station | 1588_G_ST96 | 1588 | G | ST96 | 10013 | Combined Cycle |  | NENGREST | Massachusetts | 25 | Middlesex | 17 | 25017 | 248.1 | 7482 | 2003 | 2024 |  |  | N | Natural Gas |  |  |  | LNB | SCR | [8 empty] | 0.008732 | 0.008732 | 0.008732 | 0.008732
natural gas peaker | Doreen | 1631_G_DORE | 1631 | G | DORE | 1130 | Combustion Turbine |  | NENGREST | Massachusetts | 25 | Berkshire | 3 | 25003 | 15.8 | 14700 | 1969 | 2022 |  |  | N | Distillate Fuel Oil | [12 empty] | 0.74 | 1.2008 | 1.2008 | 1.2008 | 1.2008
natural gas steam turbine | Essential Power Massachusetts LLC | 1642_B_3 | 1642 | B | 3 | 1138 | O/G Steam |  | NENGREST | Massachusetts | 25 | Hampden | 13 | 25013 | 94 | 12883 | 1957 | 2021 | tangential | dry | N | Natural Gas, Residual Fuel Oil |  |  |  | BOOS |  |  |  | ESPC | No |  |  |  | 2.4 | 0.06992 | 0.06992 | 0.06992 | 0.06992
natural gas peaker | Essential Power Massachusetts LLC | 1642_G_WS10 | 1642 | G | WS10 | 1136 | Combustion Turbine |  | NENGREST | Massachusetts | 25 | Hampden | 13 | 25013 | 16.6 | 10745 | 1968 | 2022 |  |  | N | Distillate Fuel Oil | [12 empty] | 0.74 | 1.201 | 1.201 | 1.201 | 1.201
natural gas peaker | Essential Power Massachusetts LLC | 1642_G_GT-1 | 1642 | G | GT-1 | 8310 | Combustion Turbine |  | NENGREST | Massachusetts | 25 | Hampden | 13 | 25013 | 38.1 | 10745 | 2002 | 2025 |  |  | N | Natural Gas, Distillate Fuel Oil |  |  |  | H2O | SCR | [7 empty] | 0.789 | 0.04026 | 0.04026 | 0.04026 | 0.04026
natural gas peaker | Essential Power Massachusetts LLC | 1642_G_GT-2 | 1642 | G | GT-2 | 8312 | Combustion Turbine |  | NENGREST | Massachusetts | 25 | Hampden | 13 | 25013 | 38.8 | 10745 | 2002 | 2025 |  |  | N | Natural Gas, Distillate Fuel Oil |  |  |  | H2O | SCR | [7 empty] | 0.789 | 0.04946 | 0.04946 | 0.04946 | 0.04946
natural gas peaker | Woodland Road | 1643_G_WOOD | 1643 | G | WOOD | 1139 | Combustion Turbine |  | NENGREST | Massachusetts | 25 | Berkshire | 3 | 25003 | 15.8 | 14208 | 1969 | 2022 |  |  | N | Distillate Fuel Oil | [12 empty] | 0.74 | 1.2002 | 1.2002 | 1.2002 | 1.2002
natural gas combined cycle | Potter Station 2 | 1660_G_CC2 | 1660 | G | CC2 | 1140 | Combined Cycle |  | NENGREST | Massachusetts | 25 | Norfolk | 21 | 25021 | 62.6 | 10922 | 1977 | 2025 |  |  | N | Natural Gas, Distillate Fuel Oil |  |  |  | STM | [9 empty] | 0.26687 | 0.26687 | 0.26687 | 0.26687
natural gas combined cycle | Potter Station 2 | 1660_G_CC3 | 1660 | G | CC3 | 1140 | Combined Cycle |  | NENGREST | Massachusetts | 25 | Norfolk | 21 | 25021 | 15.5 | 10922 | 1977 | 2025 |  |  | N | Natural Gas, Distillate Fuel Oil |  |  |  | STM | [9 empty] | 0.26687 | 0.26687 | 0.26687 | 0.26687
hard coal | J H Campbell | 1710_B_1 | 1710 | B | 1 | 1157 | Coal Steam |  | MIS_LMI | Michigan | 26 | Ottawa | 139 | 26139 | 260 | 10347 | 1962 | 2025 | tangential | dry | N | Bituminous, Subbituminous |  |  | 0.4488 | LNC3 |  |  |  | ESPC + B | No | ACI | 2016 |  | 1.67 | 0.17949 | 0.17949 | 0.17949 | 0.17949 | 0.1 | 0.1 | 0.1 | 0.98 | Yes | 2016 |  |  |  |  | Yes
hard coal | J H Campbell | 1710_B_2 | 1710 | B | 2 | 1158 | Coal Steam |  | MIS_LMI | Michigan | 26 | Ottawa | 139 | 26139 | 348 | 10428 | 1967 | 2025 | cell | dry | N | Bituminous, Subbituminous |  |  | 0.438 | LNCB | SCR | 2013 |  | B | NA | ACI | 2016 |  | 1.67 | 0.04748 | 0.04748 | 0.04748 | 0.04748 | 0.1 | 0.1 | 0.1 | 0.98 | Yes | 2016 |  |  |  |  | Yes
hard coal | J H Campbell | 1710_B_3 | 1710 | B | 3 | 1159 | Coal Steam |  | MIS_LMI | Michigan | 26 | Ottawa | 139 | 26139 | 838 | 10264 | 1980 | 2025 | wall | dry | N | Bituminous, Subbituminous | Dry Scrubber | 2016 | 0.95 | LNBO | SCR | 2007 |  | ESPC + B | No | ACI | 2016 |  | 0.09 | 0.2258 | 0.05074 | 0.2258 | 0.05074 | 0.1 | 0.1 | 0.1 | 0.99 | [6 empty] | Yes
hard coal | Erickson Station | 1832_B_1 | 1832 | B | 1 | 1221 | Coal Steam |  | MIS_LMI | Michigan | 26 | Eaton | 45 | 26045 | 154 | 11013 | 1973 | 2022 | wall | dry | N | Subbituminous |  |  |  | LNBO |  |  |  | ESPC | No | ACI | 2016 |  | 1.67 | 0.15442 | 0.15442 | 0.15442 | 0.15442 | 0.1 | 0.1 | 0.1 | 0
natural gas peaker | Dafter | 1868_G_1 | 1868 | G | 1 |  | Combustion Turbine | IC Engine | MIS_WUMS | Michigan | 26 | Chippewa | 33 | 26033 | 0.9 | 25000 | 1955 | 2021 |  |  | N | Distillate Fuel Oil | [12 empty] | 1.67 | 1.7251 | 1.7251 | 1.7251 | 1.7251
natural gas peaker | Dafter | 1868_G_3 | 1868 | G | 3 |  | Combustion Turbine | IC Engine | MIS_WUMS | Michigan | 26 | Chippewa | 33 | 26033 | 0.9 | 25000 | 1955 | 2021 |  |  | N | Distillate Fuel Oil | [12 empty] | 1.67 | 1.7251 | 1.7251 | 1.7251 | 1.7251
natural gas peaker | Dafter | 1868_G_5 | 1868 | G | 5 |  | Combustion Turbine | IC Engine | MIS_WUMS | Michigan | 26 | Chippewa | 33 | 26033 | 2.5 | 25000 | 1960 | 2021 |  |  | N | Distillate Fuel Oil | [12 empty] | 1.67 | 1.7251 | 1.7251 | 1.7251 | 1.7251
natural gas peaker | Inver Hills | 1913_G_1 | 1913 | G | 1 | 90102 | Combustion Turbine |  | MIS_MNWI | Minnesota | 27 | Dakota | 37 | 27037 | 47 | 19546 | 1972 | 2025 |  |  | N | Natural Gas, Distillate Fuel Oil | [12 empty] | 0.5 | 0.53964 | 0.53964 | 0.53964 | 0.53964
natural gas peaker | Inver Hills | 1913_G_2 | 1913 | G | 2 | 90103 | Combustion Turbine |  | MIS_MNWI | Minnesota | 27 | Dakota | 37 | 27037 | 47 | 19548 | 1972 | 2025 |  |  | N | Natural Gas, Distillate Fuel Oil | [12 empty] | 0.5 | 0.54589 | 0.54589 | 0.54589 | 0.54589
natural gas peaker | Inver Hills | 1913_G_3 | 1913 | G | 3 | 90104 | Combustion Turbine |  | MIS_MNWI | Minnesota | 27 | Dakota | 37 | 27037 | 47 | 19548 | 1972 | 2025 |  |  | N | Natural Gas, Distillate Fuel Oil | [12 empty] | 0.5 | 0.46643 | 0.46643 | 0.46643 | 0.46643
natural gas peaker | Inver Hills | 1913_G_4 | 1913 | G | 4 | 90105 | Combustion Turbine |  | MIS_MNWI | Minnesota | 27 | Dakota | 37 | 27037 | 47 | 19548 | 1972 | 2025 |  |  | N | Natural Gas, Distillate Fuel Oil | [12 empty] | 0.5 | 0.49765 | 0.49765 | 0.49765 | 0.49765
natural gas peaker | Inver Hills | 1913_G_5 | 1913 | G | 5 | 90106 | Combustion Turbine |  | MIS_MNWI | Minnesota | 27 | Dakota | 37 | 27037 | 47 | 19548 | 1972 | 2025 |  |  | N | Natural Gas, Distillate Fuel Oil | [12 empty] | 0.5 | 0.48265 | 0.48265 | 0.48265 | 0.48265
natural gas peaker | Inver Hills | 1913_G_6 | 1913 | G | 6 | 90107 | Combustion Turbine |  | MIS_MNWI | Minnesota | 27 | Dakota | 37 | 27037 | 47 | 19548 | 1972 | 2025 |  |  | N | Natural Gas, Distillate Fuel Oil | [12 empty] | 0.5 | 0.49365 | 0.49365 | 0.49365 | 0.49365
natural gas peaker | Inver Hills | 1913_G_7 | 1913 | G | 7 |  | Combustion Turbine |  | MIS_MNWI | Minnesota | 27 | Dakota | 37 | 27037 | 1.8 | 25000 | 1997 | 2025 |  |  | N | Distillate Fuel Oil | [12 empty] | 0.5 | 1.01 | 1.01 | 1.01 | 1.01
natural gas peaker | Inver Hills | 1913_G_8 | 1913 | G | 8 |  | Combustion Turbine |  | MIS_MNWI | Minnesota | 27 | Dakota | 37 | 27037 | 1.8 | 25000 | 1997 | 2025 |  |  | N | Distillate Fuel Oil | [12 empty] | 0.5 | 1.01 | 1.01 | 1.01 | 1.01
municipal solid waste | Red Wing | 1926_B_1 | 1926 | B | 1 |  | Municipal Solid Waste |  | MIS_MNWI | Minnesota | 27 | Goodhue | 49 | 27049 | 9 | 20944 | 1986 | 2027 |  |  | N | MSW | Wet Scrubber | 2000 | 0.75 | other |  |  |  | B | NA |  |  |  |  | 0.5 | 0.5 | 0.5 | 0.5 | 0.08 | 0.08 | 0.08
municipal solid waste | Red Wing | 1926_B_2 | 1926 | B | 2 |  | Municipal Solid Waste |  | MIS_MNWI | Minnesota | 27 | Goodhue | 49 | 27049 | 9 | 20879 | 1986 | 2027 |  |  | N | MSW | Wet Scrubber | 2001 | 0.75 | other |  |  |  | B | NA |  |  |  |  | 0.54 | 0.54 | 0.54 | 0.54 | 0.08 | 0.08 | 0.08
municipal solid waste | Wilmarth | 1934_B_1 | 1934 | B | 1 |  | Municipal Solid Waste |  | MIS_MNWI | Minnesota | 27 | Blue Earth | 13 | 27013 | 9 | 21139 | 1987 | 2027 |  |  | N | MSW | Wet Scrubber | 1991 | 0.7 | other |  |  |  | B | NA |  |  |  |  | 0.54 | 0.54 | 0.54 | 0.54 | 0.08 | 0.08 | 0.08
municipal solid waste | Wilmarth | 1934_B_2 | 1934 | B | 2 |  | Municipal Solid Waste |  | MIS_MNWI | Minnesota | 27 | Blue Earth | 13 | 27013 | 9 | 21139 | 1987 | 2027 |  |  | N | MSW | Wet Scrubber | 1991 | 0.7 | other |  |  |  | B | NA |  |  |  |  | 0.6 | 0.6 | 0.6 | 0.6 | 0.08 | 0.08 | 0.08
natural gas peaker | Delano | 1969_G_1 | 1969 | G | 1 |  | Combustion Turbine | IC Engine | MIS_MNWI | Minnesota | 27 | Wright | 171 | 27171 | 1.1 | 18000 | 1951 | 2020 |  |  | N | Natural Gas | [13 empty] | 1.061 | 1.061 | 1.061 | 1.061
natural gas peaker | Delano | 1969_G_9 | 1969 | G | 9 |  | Combustion Turbine |  | MIS_MNWI | Minnesota | 27 | Wright | 171 | 27171 | 11 | 17005 | 2002 | 2021 |  |  | N | Distillate Fuel Oil | [13 empty] | 1.01 | 1.01 | 1.01 | 1.01
biomass | Elk River City of | 1971_G_5 | 1971 | G | 5 |  | Landfill Gas |  | MIS_MNWI | Minnesota | 27 | Sherburne | 141 | 27141 | 0.8 | 13500 | 2002 | 2022 |  |  | N | Landfill Gas | [13 empty] | 0.24082 | 0.24082 | 0.24082 | 0.24082
biomass | Elk River City of | 1971_G_6 | 1971 | G | 6 |  | Landfill Gas |  | MIS_MNWI | Minnesota | 27 | Sherburne | 141 | 27141 | 0.8 | 13500 | 2002 | 2022 |  |  | N | Landfill Gas | [13 empty] | 0.24082 | 0.24082 | 0.24082 | 0.24082
biomass | Elk River City of | 1971_G_7 | 1971 | G | 7 |  | Landfill Gas |  | MIS_MNWI | Minnesota | 27 | Sherburne | 141 | 27141 | 0.8 | 13500 | 2002 | 2022 |  |  | N | Landfill Gas | [13 empty] | 0.24082 | 0.24082 | 0.24082 | 0.24082
biomass | Elk River City of | 1971_G_8 | 1971 | G | 8 |  | Landfill Gas |  | MIS_MNWI | Minnesota | 27 | Sherburne | 141 | 27141 | 0.8 | 13500 | 2006 | 2022 |  |  | N | Landfill Gas | [12 empty] | 2 | 0.24082 | 0.24082 | 0.24082 | 0.24082
hydro | Granite Falls | 1977_G_HC3 | 1977 | G | HC3 |  | Hydro |  | MIS_MNWI | Minnesota | 27 | Chippewa | 23 | 27023 | 0.7 | 0 | 1986 | 2028 |  |  | N | Hydro | [13 empty] | 0 | 0 | 0 | 0
natural gas peaker | Hutchinson Plant #1 | 1980_G_3 | 1980 | G | 3 |  | Combustion Turbine | IC Engine | MIS_MNWI | Minnesota | 27 | McLeod | 85 | 27085 | 3.9 | 10745 | 1968 | 2022 |  |  | N | Natural Gas, Distillate Fuel Oil | [13 empty] | 1.061 | 1.061 | 1.061 | 1.061
natural gas peaker | Hutchinson Plant #1 | 1980_G_4 | 1980 | G | 4 |  | Combustion Turbine | IC Engine | MIS_MNWI | Minnesota | 27 | McLeod | 85 | 27085 | 3.9 | 10745 | 1968 | 2020 |  |  | N | Natural Gas, Distillate Fuel Oil | [13 empty] | 1.061 | 1.061 | 1.061 | 1.061
natural gas combined cycle | Hutchinson Plant #1 | 1980_G_8 | 1980 | G | 8 |  | Combined Cycle |  | MIS_MNWI | Minnesota | 27 | McLeod | 85 | 27085 | 13 | 10605 | 1971 | 2019 |  |  | N | Natural Gas | [13 empty] | 0.068427 | 0.068427 | 0.068427 | 0.068427
natural gas peaker | Moose Lake | 1996_G_4 | 1996 | G | 4 |  | Combustion Turbine | IC Engine | MIS_MNWI | Minnesota | 27 | Carlton | 17 | 27017 | 2 | 10745 | 1963 | 2019 |  |  | N | Natural Gas | [13 empty] | 1.061 | 1.061 | 1.061 | 1.061
natural gas peaker | Springfield (MN) | 2012_G_9 | 2012 | G | 9 |  | Combustion Turbine | IC Engine | MIS_IA | Minnesota | 27 | Brown | 15 | 27015 | 1.8 | 12283 | 2001 | 2028 |  |  | N | Distillate Fuel Oil | [13 empty] | 1.6498 | 1.6498 | 1.6498 | 1.6498
hydro | Thief River Falls | 2014_G_HY2 | 2014 | G | HY2 |  | Hydro |  | MIS_MNWI | Minnesota | 27 | Pennington | 113 | 27113 | 0.2 | 0 | 1927 | 2028 |  |  | N | Hydro | [13 empty] | 0 | 0 | 0 | 0
natural gas peaker | Wells IC | 2020_G_3 | 2020 | G | 3 |  | Combustion Turbine | IC Engine | MIS_MNWI | Minnesota | 27 | Faribault | 43 | 27043 | 1.1 | 19007 | 1950 | 2019 |  |  | N | Natural Gas, Distillate Fuel Oil | [13 empty] | 1.6498 | 1.6498 | 1.6498 | 1.6498
natural gas peaker | Windom | 2023_G_GT1 | 2023 | G | GT1 |  | Combustion Turbine |  | MIS_IA | Minnesota | 27 | Cottonwood | 33 | 27033 | 2.5 | 17036 | 1980 | 2022 |  |  | N | Distillate Fuel Oil | [13 empty] | 1.2 | 1.2 | 1.2 | 1.2
natural gas steam turbine | Jack Watson | 2049_B_4 | 2049 | B | 4 | 1291 | O/G Steam |  | S_SOU | Mississippi | 28 | Harrison | 47 | 28047 | 236 | 11098 | 1968 | 2023 | wall | dry | N | Natural Gas |  |  |  | LNB + OFA | [8 empty] | 4.8 | 0.17601 | 0.17601 | 0.17601 | 0.17601
natural gas steam turbine | Moselle | 2070_B_3 | 2070 | B | 3 | 1309 | O/G Steam |  | MIS_MS | Mississippi | 28 | Jones | 67 | 28067 | 59 | 13292 | 1970 | 2025 | wall | dry | N | Natural Gas, Residual Fuel Oil | [12 empty] | 4.8 | 0.30593 | 0.30593 | 0.30593 | 0.30593
natural gas peaker | Butler Municipal Power Plant | 2115_G_4 | 2115 | G | 4 |  | Combustion Turbine | IC Engine | SPP_N | Missouri | 29 | Bates | 13 | 29013 | 1 | 21625 | 1952 | 2020 |  |  | N | Distillate Fuel Oil | [12 empty] | 2.3 | 1.6498 | 1.6498 | 1.6498 | 1.6498
biomass | Columbia (MO) | 2123_B_6 | 2123 | B | 6 |  | Biomass |  | MIS_MO | Missouri | 29 | Boone | 19 | 29019 | 19 | 13380 | 1957 | 2016 | stoker/SPR | dry | N | Biomass |  |  |  | BOOS |  |  |  | B | NA |  |  |  | 8 | 0.37952 | 0.37952 | 0.37952 | 0.37952 | 0.11 | 0.27 | 1
natural gas steam turbine | Blue Valley | 2132_B_1 | 2132 | B | 1 |  | O/G Steam |  | SPP_N | Missouri | 29 | Jackson | 95 | 29095 | 21 | 14500 | 1958 | 2020 | tangential | dry | N | Natural Gas | [12 empty] | 6.3 | 0.16088 | 0.16088 | 0.16088 | 0.16088
natural gas steam turbine | Blue Valley | 2132_B_2 | 2132 | B | 2 |  | O/G Steam |  | SPP_N | Missouri | 29 | Jackson | 95 | 29095 | 21 | 14500 | 1958 | 2020 | tangential | dry | N | Natural Gas, Distillate Fuel Oil | [12 empty] | 6.3 | 0.16289 | 0.16289 | 0.16289 | 0.16289
natural gas steam turbine | Blue Valley | 2132_B_3 | 2132 | B | 3 | 1342 | O/G Steam |  | SPP_N | Missouri | 29 | Jackson | 95 | 29095 | 51 | 14500 | 1965 | 2020 | tangential | dry | N | Natural Gas, Distillate Fuel Oil |  |  |  | LNC1 | [8 empty] | 6.3 | 0.18019 | 0.18019 | 0.18019 | 0.18019
natural gas peaker | Monroe (MO) | 2146_G_5 | 2146 | G | 5 |  | Combustion Turbine | IC Engine | S_D_AECI | Missouri | 29 | Monroe | 137 | 29137 | 1.6 | 12283 | 1985 | 2020 |  |  | N | Distillate Fuel Oil | [12 empty] | 2.3 | 1.6498 | 1.6498 | 1.6498 | 1.6498
natural gas peaker | Monroe (MO) | 2146_G_10 | 2146 | G | 10 |  | Combustion Turbine | IC Engine | S_D_AECI | Missouri | 29 | Monroe | 137 | 29137 | 1.6 | 12283 | 1988 | 2020 |  |  | N | Distillate Fuel Oil | [12 empty] | 2.3 | 1.6498 | 1.6498 | 1.6498 | 1.6498
natural gas peaker | Monroe (MO) | 2146_G_8 | 2146 | G | 8 |  | Combustion Turbine | IC Engine | S_D_AECI | Missouri | 29 | Monroe | 137 | 29137 | 1.6 | 12283 | 1988 | 2020 |  |  | N | Distillate Fuel Oil | [12 empty] | 2.3 | 1.6498 | 1.6498 | 1.6498 | 1.6498
natural gas peaker | Monroe (MO) | 2146_G_9 | 2146 | G | 9 |  | Combustion Turbine | IC Engine | S_D_AECI | Missouri | 29 | Monroe | 137 | 29137 | 1.6 | 12283 | 1988 | 2020 |  |  | N | Distillate Fuel Oil | [12 empty] | 2.3 | 1.6498 | 1.6498 | 1.6498 | 1.6498
natural gas peaker | Monroe (MO) | 2146_G_11 | 2146 | G | 11 |  | Combustion Turbine | IC Engine | S_D_AECI | Missouri | 29 | Monroe | 137 | 29137 | 1.8 | 12283 | 2003 | 2020 |  |  | N | Distillate Fuel Oil | [12 empty] | 2.3 | 1.6498 | 1.6498 | 1.6498 | 1.6498
natural gas peaker | Monroe (MO) | 2146_G_12 | 2146 | G | 12 |  | Combustion Turbine | IC Engine | S_D_AECI | Missouri | 29 | Monroe | 137 | 29137 | 1.8 | 12283 | 2003 | 2020 |  |  | N | Distillate Fuel Oil | [12 empty] | 2.3 | 1.6498 | 1.6498 | 1.6498 | 1.6498
hydro | Hauser | 2185_G_HAU1 | 2185 | G | HAU1 |  | Hydro |  | WECC_MT | Montana | 30 | Lewis and Clark | 49 | 30049 | 2.8 | 0 | 1911 | 2024 |  |  | N | Hydro | [13 empty] | 0 | 0 | 0 | 0
hydro | Hauser | 2185_G_HAU2 | 2185 | G | HAU2 |  | Hydro |  | WECC_MT | Montana | 30 | Lewis and Clark | 49 | 30049 | 2.6 | 0 | 1911 | 2019 |  |  | N | Hydro | [13 empty] | 0 | 0 | 0 | 0
hydro | Hauser | 2185_G_HAU3 | 2185 | G | HAU3 |  | Hydro |  | WECC_MT | Montana | 30 | Lewis and Clark | 49 | 30049 | 2.8 | 0 | 1911 | 2026 |  |  | N | Hydro | [13 empty] | 0 | 0 | 0 | 0
hydro | Hauser | 2185_G_HAU5 | 2185 | G | HAU5 |  | Hydro |  | WECC_MT | Montana | 30 | Lewis and Clark | 49 | 30049 | 2.8 | 0 | 1911 | 2021 |  |  | N | Hydro | [13 empty] | 0 | 0 | 0 | 0
natural gas peaker | Arnold | 2216_G_3 | 2216 | G | 3 |  | Combustion Turbine | IC Engine | SPP_NEBR | Nebraska | 31 | Custer | 41 | 31041 | 0.2 | 12283 | 1942 | 2022 |  |  | N | Distillate Fuel Oil | [12 empty] | 2.5 | 1.6498 | 1.6498 | 1.6498 | 1.6498
natural gas peaker | Arnold | 2216_G_4 | 2216 | G | 4 |  | Combustion Turbine | IC Engine | SPP_NEBR | Nebraska | 31 | Custer | 41 | 31041 | 0.2 | 12283 | 1946 | 2022 |  |  | N | Distillate Fuel Oil | [12 empty] | 2.5 | 1.6498 | 1.6498 | 1.6498 | 1.6498
natural gas peaker | Arnold | 2216_G_1 | 2216 | G | 1 |  | Combustion Turbine | IC Engine | SPP_NEBR | Nebraska | 31 | Custer | 41 | 31041 | 0.5 | 12590 | 1960 | 2022 |  |  | N | Distillate Fuel Oil | [12 empty] | 2.5 | 1.6498 | 1.6498 | 1.6498 | 1.6498
natural gas peaker | Campbell Village | 2225_G_1 | 2225 | G | 1 |  | Combustion Turbine | IC Engine | SPP_NEBR | Nebraska | 31 | Franklin | 61 | 31061 | 0.1 | 12987 | 1927 | 2004 |  |  | N | Distillate Fuel Oil | [12 empty] | 2.5 | 1.6498 | 1.6498 | 1.6498 | 1.6498
natural gas peaker | Campbell Village | 2225_G_2 | 2225 | G | 2 |  | Combustion Turbine | IC Engine | SPP_NEBR | Nebraska | 31 | Franklin | 61 | 31061 | 0.1 | 12987 | 1937 | 2004 |  |  | N | Distillate Fuel Oil | [12 empty] | 2.5 | 1.6498 | 1.6498 | 1.6498 | 1.6498
natural gas peaker | Campbell Village | 2225_G_3 | 2225 | G | 3 |  | Combustion Turbine | IC Engine | SPP_NEBR | Nebraska | 31 | Franklin | 61 | 31061 | 0.1 | 12987 | 1946 | 2004 |  |  | N | Distillate Fuel Oil | [12 empty] | 2.5 | 1.6498 | 1.6498 | 1.6498 | 1.6498
natural gas peaker | Deshler | 2234_G_2 | 2234 | G | 2 |  | Combustion Turbine | IC Engine | SPP_NEBR | Nebraska | 31 | Thayer | 169 | 31169 | 0.2 | 10745 | 1950 | 2018 |  |  | N | Distillate Fuel Oil | [12 empty] | 2.5 | 1.6498 | 1.6498 | 1.6498 | 1.6498
natural gas peaker | Deshler | 2234_G_1A | 2234 | G | 1A |  | Combustion Turbine | IC Engine | SPP_NEBR | Nebraska | 31 | Thayer | 169 | 31169 | 0.3 | 10745 | 2001 | 2018 |  |  | N | Distillate Fuel Oil | [12 empty] | 2.5 | 1.6498 | 1.6498 | 1.6498 | 1.6498
onshore wind | Lon Wright | 2240_G_CTNWD | 2240 | G | CTNWD |  | Onshore Wind |  | SPP_NEBR | Nebraska | 31 | Dodge | 53 | 31053 | 40.9 | 0 | 2017 | 2023 |  |  | N | Wind | [13 empty] | 0 | 0 | 0 | 0
hydro | Spencer Hydro | 2278_G_1 | 2278 | G | 1 |  | Hydro |  | SPP_NEBR | Nebraska | 31 | Boyd | 15 | 31015 | 0.8 | 0 | 1927 | 2019 |  |  | N | Hydro | [13 empty] | 0 | 0 | 0 | 0
hydro | Spencer Hydro | 2278_G_2 | 2278 | G | 2 |  | Hydro |  | SPP_NEBR | Nebraska | 31 | Boyd | 15 | 31015 | 0.4 | 0 | 1952 | 2019 |  |  | N | Hydro | [13 empty] | 0 | 0 | 0 | 0
natural gas steam turbine | North Omaha | 2291_B_1 | 2291 | B | 1 | 1381 | O/G Steam |  | SPP_NEBR | Nebraska | 31 | Douglas | 55 | 31055 | 65 | 11010 | 1954 | 2026 | tangential | dry | N | Natural Gas | [13 empty] | 0.07403 | 0.07403 | 0.07403 | 0.07403
natural gas steam turbine | North Omaha | 2291_B_2 | 2291 | B | 2 | 1382 | O/G Steam |  | SPP_NEBR | Nebraska | 31 | Douglas | 55 | 31055 | 91 | 10903 | 1957 | 2026 | tangential | dry | N | Natural Gas |  |  |  | LNC1 | [9 empty] | 0.07981 | 0.07981 | 0.07981 | 0.07981
natural gas steam turbine | North Omaha | 2291_B_3 | 2291 | B | 3 | 1383 | O/G Steam |  | SPP_NEBR | Nebraska | 31 | Douglas | 55 | 31055 | 86 | 10960 | 1959 | 2026 | tangential | dry | N | Natural Gas |  |  |  | LNC1 | [9 empty] | 0.07471 | 0.07471 | 0.07471 | 0.07471
natural gas peaker | Plainview Muncipal Power | 2297_G_1 | 2297 | G | 1 |  | Combustion Turbine | IC Engine | SPP_NEBR | Nebraska | 31 | Pierce | 139 | 31139 | 1.1 | 10745 | 1949 | 2023 |  |  | N | Distillate Fuel Oil | [12 empty] | 2.5 | 1.6498 | 1.6498 | 1.6498 | 1.6498
natural gas peaker | Plainview Muncipal Power | 2297_G_3 | 2297 | G | 3 |  | Combustion Turbine | IC Engine | SPP_NEBR | Nebraska | 31 | Pierce | 139 | 31139 | 0.9 | 10745 | 1958 | 2023 |  |  | N | Distillate Fuel Oil | [12 empty] | 2.5 | 1.6498 | 1.6498 | 1.6498 | 1.6498
natural gas peaker | Plainview Muncipal Power | 2297_G_4 | 2297 | G | 4 |  | Combustion Turbine | IC Engine | SPP_NEBR | Nebraska | 31 | Pierce | 139 | 31139 | 1.2 | 10873 | 1963 | 2023 |  |  | N | Distillate Fuel Oil | [12 empty] | 2.5 | 1.6498 | 1.6498 | 1.6498 | 1.6498
natural gas peaker | Plainview Muncipal Power | 2297_G_5 | 2297 | G | 5 |  | Combustion Turbine | IC Engine | SPP_NEBR | Nebraska | 31 | Pierce | 139 | 31139 | 1.8 | 10745 | 1999 | 2023 |  |  | N | Distillate Fuel Oil | [12 empty] | 2.5 | 1.6498 | 1.6498 | 1.6498 | 1.6498
natural gas steam turbine | Fort Churchill | 2330_B_1 | 2330 | B | 1 | 1406 | O/G Steam |  | WECC_NNV | Nevada | 32 | Lyon | 19 | 32019 | 113 | 11713 | 1968 | 2028 | wall | dry | N | Natural Gas |  |  |  | LNBO | [8 empty] | 0.8 | 0.13855 | 0.13855 | 0.13855 | 0.13855
natural gas steam turbine | Fort Churchill | 2330_B_2 | 2330 | B | 2 | 1406 | O/G Steam |  | WECC_NNV | Nevada | 32 | Lyon | 19 | 32019 | 113 | 11713 | 1971 | 2028 | wall | dry | N | Natural Gas |  |  |  | LNBO | [8 empty] | 0.8 | 0.13855 | 0.13855 | 0.13855 | 0.13855
natural gas peaker | Carlls Corner | 2379_G_CA1 | 2379 | G | CA1 | 1429 | Combustion Turbine |  | PJM_EMAC | New Jersey | 34 | Cumberland | 11 | 34011 | 37.4 | 15982 | 1973 | 2023 |  |  | N | Natural Gas, Distillate Fuel Oil |  |  |  | H2O | [8 empty] | 0.21 | 0.71515 | 0.71515 | 0.71515 | 0.71515
natural gas peaker | Carlls Corner | 2379_G_CA2 | 2379 | G | CA2 | 1430 | Combustion Turbine |  | PJM_EMAC | New Jersey | 34 | Cumberland | 11 | 34011 | 41.2 | 15982 | 1973 | 2023 |  |  | N | Natural Gas, Distillate Fuel Oil |  |  |  | H2O | [8 empty] | 0.21 | 0.72576 | 0.72576 | 0.72576 | 0.72576
natural gas peaker | PSEG Essex Generating Station | 2401_G_9 | 2401 | G | 9 | 1534 | Combustion Turbine |  | PJM_EMAC | New Jersey | 34 | Essex | 13 | 34013 | 81 | 17054 | 1990 | 2022 |  |  | N | Natural Gas, Distillate Fuel Oil |  |  |  | H2O | [8 empty] | 0.21 | 0.1099 | 0.1099 | 0.1099 | 0.1099
natural gas steam turbine | Rio Grande | 2444_B_7 | 2444 | B | 7 | 1587 | O/G Steam |  | WECC_NM | New Mexico | 35 | Dona Ana | 13 | 35013 | 46 | 12258 | 1972 | 2024 | wall | dry | N | Natural Gas |  |  |  | FR + LNB | [8 empty] | 0.68 | 0.20903 | 0.20903 | 0.20903 | 0.20903
natural gas peaker | Maddox | 2446_G_3 | 2446 | G | 3 |  | Combustion Turbine |  | SPP_SPS | New Mexico | 35 | Lea | 25 | 35025 | 10 | 13263 | 1963 | 2026 |  |  | N | Natural Gas | [12 empty] | 0.34 | 0.22364 | 0.22364 | 0.22364 | 0.22364
natural gas peaker | Maddox | 2446_G_2 | 2446 | G | 2 |  | Combustion Turbine |  | SPP_SPS | New Mexico | 35 | Lea | 25 | 35025 | 61 | 13421 | 1976 | 2026 |  |  | N | Natural Gas | [12 empty] | 0.34 | 0.02195 | 0.02195 | 0.02195 | 0.02195
hard coal | San Juan | 2451_G_1 | 2451 | G | 1 | 1596 | Coal Steam |  | WECC_NM | New Mexico | 35 | San Juan | 45 | 35045 | 340 | 11292 | 1976 | 2022 | wall | dry | N | Bituminous | Wet Scrubber | 1998 | 0.9 | LNBO | SNCR |  | 2015 | B | NA | ACI | 2009 |  | 0.15 | 0.2242 | 0.2242 | 0.2242 | 0.2242 | 0.05 | 0.1 | 0.1 | 0.95 | [6 empty] | Yes
hard coal | San Juan | 2451_G_4 | 2451 | G | 4 | 1599 | Coal Steam |  | WECC_NM | New Mexico | 35 | San Juan | 45 | 35045 | 507 | 10884 | 1982 | 2022 | wall | dry | N | Bituminous | Wet Scrubber | 1998 | 0.9 | LNBO | SNCR |  | 2016 | ESPH + B | Yes | ACI | 2008 |  | 0.15 | 0.22666 | 0.22666 | 0.22666 | 0.22666 | 0.05 | 0.1 | 0.1 | 0.95 | [6 empty] | Yes
natural gas steam turbine | Cunningham | 2454_B_122B | 2454 | B | 122B | 1601 | O/G Steam |  | SPP_SPS | New Mexico | 35 | Lea | 25 | 35025 | 183 | 10518 | 1965 | 2025 | tangential |  | N | Natural Gas |  |  |  | OFA | [8 empty] | 0.789 | 0.1497 | 0.1497 | 0.1497 | 0.1497
hydro | Animas | 2465_G_HY1 | 2465 | G | HY1 |  | Hydro |  | WECC_NM | New Mexico | 35 | San Juan | 45 | 35045 | 0.2 | 0 | 1927 | 2006 |  |  | N | Hydro | [13 empty] | 0 | 0 | 0 | 0
natural gas peaker | Animas | 2465_G_GT1 | 2465 | G | GT1 |  | Combustion Turbine |  | WECC_NM | New Mexico | 35 | San Juan | 45 | 35045 | 17 | 12370 | 1994 | 2020 |  |  | N | Natural Gas | [13 empty] | 0.23894 | 0.23894 | 0.23894 | 0.23894
natural gas peaker | Hudson Avenue | 2496_G_GT3 | 2496 | G | GT3 | 1655 | Combustion Turbine |  | NY_Z_J | New York | 36 | Kings | 47 | 36047 | 16.7 | 20335 | 1970 | 2022 |  |  | N | Distillate Fuel Oil | [12 empty] | 0.316 | 0.16278 | 0.16278 | 0.16278 | 0.16278
natural gas peaker | Hudson Avenue | 2496_G_GT5 | 2496 | G | GT5 | 1657 | Combustion Turbine |  | NY_Z_J | New York | 36 | Kings | 47 | 36047 | 14.7 | 20160 | 1970 | 2022 |  |  | N | Distillate Fuel Oil | [12 empty] | 0.316 | 0.16278 | 0.16278 | 0.16278 | 0.16278
natural gas peaker | Ravenswood | 2500_G_GT21 | 2500 | G | GT21 |  | Combustion Turbine |  | NY_Z_J | New York | 36 | Queens | 81 | 36081 | 30.6 | 16892 | 1969 | 2021 |  |  | N | Natural Gas, Distillate Fuel Oil | [12 empty] | 0.316 | 0.36764 | 0.36764 | 0.36764 | 0.36764
natural gas peaker | Ravenswood | 2500_G_GT22 | 2500 | G | GT22 |  | Combustion Turbine |  | NY_Z_J | New York | 36 | Queens | 81 | 36081 | 32 | 16890 | 1969 | 2021 |  |  | N | Natural Gas, Distillate Fuel Oil | [12 empty] | 0.316 | 0.36764 | 0.36764 | 0.36764 | 0.36764
natural gas peaker | Ravenswood | 2500_G_GT23 | 2500 | G | GT23 |  | Combustion Turbine |  | NY_Z_J | New York | 36 | Queens | 81 | 36081 | 30.7 | 16864 | 1969 | 2021 |  |  | N | Natural Gas, Distillate Fuel Oil | [12 empty] | 0.316 | 0.26062 | 0.26062 | 0.26062 | 0.26062
natural gas peaker | Ravenswood | 2500_G_GT24 | 2500 | G | GT24 |  | Combustion Turbine |  | NY_Z_J | New York | 36 | Queens | 81 | 36081 | 30.9 | 16892 | 1969 | 2021 |  |  | N | Natural Gas, Distillate Fuel Oil | [12 empty] | 0.316 | 0.36764 | 0.36764 | 0.36764 | 0.36764
natural gas peaker | Ravenswood | 2500_G_GT31 | 2500 | G | GT31 |  | Combustion Turbine |  | NY_Z_J | New York | 36 | Queens | 81 | 36081 | 30.7 | 16887 | 1969 | 2021 |  |  | N | Natural Gas, Distillate Fuel Oil | [12 empty] | 0.316 | 0.17094 | 0.17094 | 0.17094 | 0.17094
natural gas peaker | Ravenswood | 2500_G_GT32 | 2500 | G | GT32 |  | Combustion Turbine |  | NY_Z_J | New York | 36 | Queens | 81 | 36081 | 29.7 | 16883 | 1969 | 2021 |  |  | N | Natural Gas, Distillate Fuel Oil | [12 empty] | 0.316 | 0.24418 | 0.24418 | 0.24418 | 0.24418
natural gas peaker | Ravenswood | 2500_G_GT34 | 2500 | G | GT34 |  | Combustion Turbine |  | NY_Z_J | New York | 36 | Queens | 81 | 36081 | 29.8 | 16889 | 1969 | 2021 |  |  | N | Natural Gas, Distillate Fuel Oil | [12 empty] | 0.316 | 0.27538 | 0.27538 | 0.27538 | 0.27538
natural gas peaker | Ravenswood | 2500_G_GT9 | 2500 | G | GT9 |  | Combustion Turbine |  | NY_Z_J | New York | 36 | Queens | 81 | 36081 | 16.3 | 16213 | 1969 | 2020 |  |  | N | Natural Gas, Distillate Fuel Oil | [12 empty] | 0.316 | 0.36764 | 0.36764 | 0.36764 | 0.36764
natural gas peaker | 59th Street | 2503_G_GT1 | 2503 | G | GT1 | 1713 | Combustion Turbine |  | NY_Z_J | New York | 36 | New York | 61 | 36061 | 15.5 | 18360 | 1969 | 2025 |  |  | N | Natural Gas, Distillate Fuel Oil | [12 empty] | 0.316 | 0.0919 | 0.0919 | 0.0919 | 0.0919
natural gas peaker | 74th Street | 2504_G_GT1 | 2504 | G | GT1 | 1717 | Combustion Turbine |  | NY_Z_J | New York | 36 | New York | 61 | 36061 | 19 | 13865 | 1968 | 2023 |  |  | N | Distillate Fuel Oil | [12 empty] | 0.316 | 0.16278 | 0.16278 | 0.16278 | 0.16278
natural gas peaker | 74th Street | 2504_G_GT2 | 2504 | G | GT2 | 1718 | Combustion Turbine |  | NY_Z_J | New York | 36 | New York | 61 | 36061 | 18.9 | 13867 | 1968 | 2023 |  |  | N | Distillate Fuel Oil | [12 empty] | 0.316 | 0.16278 | 0.16278 | 0.16278 | 0.16278
hydro | Cadyville | 2522_G_1 | 2522 | G | 1 |  | Hydro |  | NY_Z_D | New York | 36 | Clinton | 19 | 36019 | 1.2 | 0 | 1921 | 2028 |  |  | N | Hydro | [13 empty] | 0 | 0 | 0 | 0
hydro | High Falls - Saranac NY | 2530_G_2 | 2530 | G | 2 |  | Hydro |  | NY_Z_D | New York | 36 | Clinton | 19 | 36019 | 4 | 0 | 1949 | 2028 |  |  | N | Hydro | [13 empty] | 0 | 0 | 0 | 0
hard coal | Cayuga Operating Company | 2535_B_1 | 2535 | B | 1 | 1768 | Coal Steam |  | NY_Z_C&E | New York | 36 | Tompkins | 109 | 36109 | 154 | 11203 | 1955 | 2020 | tangential | dry | N | Bituminous | Wet Scrubber | 1995 | 0.95 | LNC3 | SCR | 2001 |  | ESPC | No |  |  |  | 3.4 | 0.30148 | 0.15815 | 0.30148 | 0.15815 | 0.05 | 0.1 | 0.56 | 0.99
hard coal | Cayuga Operating Company | 2535_B_2 | 2535 | B | 2 | 1769 | Coal Steam |  | NY_Z_C&E | New York | 36 | Tompkins | 109 | 36109 | 140 | 11120 | 1958 | 2020 | tangential | dry | N | Bituminous | Wet Scrubber | 1995 | 0.95 | LNC3 |  |  |  | ESPC | No | ACI | 2016 |  | 3.4 | 0.21269 | 0.21269 | 0.21269 | 0.21269 | 0.05 | 0.1 | 0.1 | 0.99
natural gas peaker | Plant No 1 Freeport | 2678_G_4 | 2678 | G | 4 |  | Combustion Turbine | IC Engine | NY_Z_K | New York | 36 | Nassau | 59 | 36059 | 4.5 | 14126 | 1964 | 2021 |  |  | N | Distillate Fuel Oil | [12 empty] | 1.053 | 0.57736 | 0.57736 | 0.57736 | 0.57736
natural gas peaker | Charles P Keller | 2695_G_7 | 2695 | G | 7 |  | Combustion Turbine | IC Engine | NY_Z_K | New York | 36 | Nassau | 59 | 36059 | 2 | 25000 | 1942 | 2018 |  |  | N | Distillate Fuel Oil | [12 empty] | 1.053 | 0.3547 | 0.3547 | 0.3547 | 0.3547
natural gas peaker | Charles P Keller | 2695_G_8 | 2695 | G | 8 |  | Combustion Turbine | IC Engine | NY_Z_K | New York | 36 | Nassau | 59 | 36059 | 2.7 | 25000 | 1950 | 2017 |  |  | N | Distillate Fuel Oil | [12 empty] | 1.053 | 0.35471 | 0.35471 | 0.35471 | 0.35471
hard coal | G G Allen | 2718_B_1 | 2718 | B | 1 | 1843 | Coal Steam |  | S_VACA | North Carolina | 37 | Gaston | 71 | 37071 | 162 | 10839 | 1957 | 2024 | tangential | dry | N | Bituminous | Wet Scrubber | 2009 | 0.95 | LNC3 | SNCR |  | 2003 | ESPC | No |  |  |  | 0.12 | 0.30238 | 0.22833 | 0.30238 | 0.22833 | 0.05 | 0.1 | 0.56 | 0.99
hard coal | G G Allen | 2718_B_2 | 2718 | B | 2 | 1844 | Coal Steam |  | S_VACA | North Carolina | 37 | Gaston | 71 | 37071 | 162 | 10779 | 1957 | 2022 | tangential | dry | N | Bituminous | Wet Scrubber | 2009 | 0.95 | LNC3 | SNCR |  | 2008 | ESPC | No |  |  |  | 0.12 | 0.30292 | 0.22555 | 0.30292 | 0.22555 | 0.05 | 0.1 | 0.56 | 0.99
hard coal | G G Allen | 2718_B_3 | 2718 | B | 3 | 1845 | Coal Steam |  | S_VACA | North Carolina | 37 | Gaston | 71 | 37071 | 258 | 10448 | 1959 | 2021 | tangential | dry | N | Bituminous | Wet Scrubber | 2009 | 0.95 | LNC3 | SNCR |  | 2005 | ESPC | Yes |  |  |  | 0.063 | 0.30097 | 0.29814 | 0.30097 | 0.29814 | 0.05 | 0.1 | 0.56 | 0.99
hard coal | G G Allen | 2718_B_4 | 2718 | B | 4 | 1846 | Coal Steam |  | S_VACA | North Carolina | 37 | Gaston | 71 | 37071 | 257 | 10526 | 1960 | 2022 | tangential | dry | N | Bituminous | Wet Scrubber | 2009 | 0.95 | LNC3 | SNCR |  | 2006 | ESPC | Yes | ACI | 2016 |  | 0.062 | 0.30573 | 0.3019 | 0.30573 | 0.3019 | 0.05 | 0.1 | 0.1 | 0.99
hard coal | G G Allen | 2718_B_5 | 2718 | B | 5 | 1847 | Coal Steam |  | S_VACA | North Carolina | 37 | Gaston | 71 | 37071 | 259 | 10349 | 1961 | 2023 | tangential | dry | N | Bituminous | Wet Scrubber | 2009 | 0.95 | LNC3 | SNCR |  | 2008 | ESPC | Yes | ACI | 2016 |  | 0.081 | 0.32341 | 0.25073 | 0.32341 | 0.25073 | 0.05 | 0.1 | 0.1 | 0.99
hard coal | Miami Fort | 2832_B_7 | 2832 | B | 7 | 1895 | Coal Steam |  | PJM_West | Ohio | 39 | Hamilton | 61 | 39061 | 510 | 10361 | 1975 | 2027 | cell | dry | N | Bituminous | Wet Scrubber | 2007 | 0.97 | LNCB | SCR | 2004 |  | ESPC | No |  |  |  | 2.37 | 0.34671 | 0.07 | 0.34671 | 0.07 | 0.05 | 0.1 | 0.56 | 0.99
hard coal | Miami Fort | 2832_B_8 | 2832 | B | 8 | 1896 | Coal Steam |  | PJM_West | Ohio | 39 | Hamilton | 61 | 39061 | 510 | 10396 | 1978 | 2027 | wall | dry | N | Bituminous | Wet Scrubber | 2007 | 0.97 | LNB + LNCB + OFA | SCR | 2004 |  | ESPC | No |  |  |  | 1.2 | 0.32002 | 0.07 | 0.32002 | 0.07 | 0.05 | 0.1 | 0.56 | 0.99
natural gas peaker | Avon Lake | 2836_G_10 | 2836 | G | 10 | 10208 | Combustion Turbine |  | PJM_ATSI | Ohio | 39 | Lorain | 93 | 39093 | 25 | 25000 | 1968 | 2022 | tangential | dry | N | Distillate Fuel Oil | [12 empty] | 0.5 | 1.2001 | 1.2001 | 1.2001 | 1.2001
hard coal | Avon Lake | 2836_B_12 | 2836 | B | 12 | 1906 | Coal Steam |  | PJM_ATSI | Ohio | 39 | Lorain | 93 | 39093 | 615 | 10011 | 1970 | 2022 | cell | dry | N | Bituminous, Subbituminous |  |  | 0.0808 | LNCB + OFA | SNCR |  | 2004 | ESPC | No | ACI | 2017 |  | 4.65 | 0.36681 | 0.26497 | 0.36681 | 0.26497 | 0.1 | 0.1 | 0.1 | 0.98 | Yes | 2016
hard coal | FirstEnergy W H Sammis | 2866_B_5 | 2866 | B | 5 | 1960 | Coal Steam |  | PJM_ATSI | Ohio | 39 | Jefferson | 81 | 39081 | 290 | 11309 | 1967 | 2028 | wall | dry | N | Bituminous, Subbituminous | Wet Scrubber | 2010 | 0.98 | LNB | SNCR |  | 2006 | ESPC | No |  |  |  | 1.1 | 0.24516 | 0.24516 | 0.1987 | 0.1987 | 0.05 | 0.1 | 0.56 | 0.99
hard coal | FirstEnergy W H Sammis | 2866_B_6 | 2866 | B | 6 | 1961 | Coal Steam |  | PJM_ATSI | Ohio | 39 | Jefferson | 81 | 39081 | 600 | 10917 | 1969 | 2028 | wall | dry | N | Bituminous, Subbituminous | Wet Scrubber | 2010 | 0.98 | LNBO | SCR | 2010 |  | ESPC | No |  |  |  | 1.1 | 0.075 | 0.075 | 0.075 | 0.075 | 0.05 | 0.1 | 0.56 | 0.99
hard coal | FirstEnergy W H Sammis | 2866_B_7 | 2866 | B | 7 | 1962 | Coal Steam |  | PJM_ATSI | Ohio | 39 | Jefferson | 81 | 39081 | 600 | 11011 | 1971 | 2028 | cell | dry | N | Bituminous, Subbituminous | Wet Scrubber | 2010 | 0.98 | LNCB | SCR | 2010 |  | ESPC | No |  |  |  | 1.1 | 0.075 | 0.075 | 0.075 | 0.075 | 0.05 | 0.1 | 0.56 | 0.99
natural gas peaker | FirstEnergy W H Sammis | 2866_G_A1 | 2866 | G | A1 |  | Combustion Turbine | IC Engine | PJM_ATSI | Ohio | 39 | Jefferson | 81 | 39081 | 3 | 18413 | 1972 | 2028 |  |  | N | Distillate Fuel Oil | [12 empty] | 0.8 | 1.6498 | 1.6498 | 1.6498 | 1.6498
natural gas peaker | FirstEnergy W H Sammis | 2866_G_B1 | 2866 | G | B1 |  | Combustion Turbine | IC Engine | PJM_ATSI | Ohio | 39 | Jefferson | 81 | 39081 | 3 | 18412 | 1972 | 2028 |  |  | N | Distillate Fuel Oil | [12 empty] | 0.8 | 1.6498 | 1.6498 | 1.6498 | 1.6498
natural gas peaker | FirstEnergy W H Sammis | 2866_G_B2 | 2866 | G | B2 |  | Combustion Turbine | IC Engine | PJM_ATSI | Ohio | 39 | Jefferson | 81 | 39081 | 3 | 18412 | 1972 | 2028 |  |  | N | Distillate Fuel Oil | [12 empty] | 0.8 | 1.6498 | 1.6498 | 1.6498 | 1.6498
natural gas peaker | FirstEnergy W H Sammis | 2866_G_B3 | 2866 | G | B3 |  | Combustion Turbine | IC Engine | PJM_ATSI | Ohio | 39 | Jefferson | 81 | 39081 | 2 | 18444 | 1972 | 2028 |  |  | N | Distillate Fuel Oil | [12 empty] | 0.8 | 1.6498 | 1.6498 | 1.6498 | 1.6498
natural gas peaker | FirstEnergy W H Sammis | 2866_G_B4 | 2866 | G | B4 |  | Combustion Turbine | IC Engine | PJM_ATSI | Ohio | 39 | Jefferson | 81 | 39081 | 2 | 18444 | 1972 | 2028 |  |  | N | Distillate Fuel Oil | [12 empty] | 0.8 | 1.6498 | 1.6498 | 1.6498 | 1.6498
natural gas peaker | Arcanum | 2902_G_1 | 2902 | G | 1 |  | Combustion Turbine | IC Engine | PJM_West | Ohio | 39 | Darke | 37 | 39037 | 0.8 | 11458 | 1951 | 2022 |  |  | N | Distillate Fuel Oil | [12 empty] | 0.5 | 1.6498 | 1.6498 | 1.6498 | 1.6498
natural gas peaker | Collinwood | 2906_G_3 | 2906 | G | 3 |  | Combustion Turbine |  | PJM_ATSI | Ohio | 39 | Cuyahoga | 35 | 39035 | 16 | 25000 | 1971 | 2028 |  |  | N | Natural Gas, Distillate Fuel Oil | [12 empty] | 0.5 | 0.47388 | 0.47388 | 0.47388 | 0.47388
natural gas steam turbine | Hamilton (OH) | 2917_B_7 | 2917 | B | 7 |  | O/G Steam |  | PJM_West | Ohio | 39 | Butler | 17 | 39017 | 24.3 | 14500 | 1964 | 2021 | wall | dry | N | Natural Gas | [12 empty] | 0.01 | 0.2716 | 0.2716 | 0.2716 | 0.2716
natural gas steam turbine | Hamilton (OH) | 2917_B_8 | 2917 | B | 8 | 9527 | O/G Steam |  | PJM_West | Ohio | 39 | Butler | 17 | 39017 | 32 | 14500 | 1964 | 2021 | wall | dry | N | Natural Gas |  |  |  | LNB | [8 empty] | 1.45 | 0.10112 | 0.10112 | 0.10112 | 0.10112
natural gas steam turbine | Hamilton (OH) | 2917_B_1 | 2917 | B | 1 |  | O/G Steam |  | PJM_West | Ohio | 39 | Butler | 17 | 39017 | 1.9 | 14500 | 1970 | 2021 | wall |  | N | Natural Gas | [12 empty] | 0.01 | 0.23063 | 0.23063 | 0.23063 | 0.23063
natural gas steam turbine | Hamilton (OH) | 2917_B_HRB | 2917 | B | HRB |  | O/G Steam |  | PJM_West | Ohio | 39 | Butler | 17 | 39017 | 1.8 | 14500 | 1971 | 2021 |  |  | N | Natural Gas |  |  |  | LNB | [8 empty] | 0.01 | 0.1 | 0.1 | 0.1 | 0.1
natural gas steam turbine | Hamilton (OH) | 2917_B_9 | 2917 | B | 9 | 1994 | O/G Steam |  | PJM_West | Ohio | 39 | Butler | 17 | 39017 | 51 | 13587 | 1974 | 2021 | tangential | dry | N | Natural Gas |  |  |  | LNC1 | [8 empty] | 1.2 | 0.11964 | 0.11964 | 0.11964 | 0.11964
natural gas peaker | Lebanon | 2921_G_5 | 2921 | G | 5 |  | Combustion Turbine | IC Engine | PJM_West | Ohio | 39 | Warren | 165 | 39165 | 2 | 12283 | 1955 | 2019 |  |  | N | Distillate Fuel Oil | [12 empty] | 0.5 | 1.6498 | 1.6498 | 1.6498 | 1.6498
natural gas peaker | Lebanon | 2921_G_6 | 2921 | G | 6 |  | Combustion Turbine | IC Engine | PJM_West | Ohio | 39 | Warren | 165 | 39165 | 3 | 12283 | 1961 | 2019 |  |  | N | Distillate Fuel Oil | [12 empty] | 0.5 | 1.6498 | 1.6498 | 1.6498 | 1.6498
natural gas peaker | Lebanon | 2921_G_7 | 2921 | G | 7 |  | Combustion Turbine |  | PJM_West | Ohio | 39 | Warren | 165 | 39165 | 6 | 19558 | 1966 | 2019 |  |  | N | Distillate Fuel Oil | [12 empty] | 0.5 | 1.2 | 1.2 | 1.2 | 1.2
natural gas peaker | Lebanon | 2921_G_8 | 2921 | G | 8 |  | Combustion Turbine | IC Engine | PJM_West | Ohio | 39 | Warren | 165 | 39165 | 5.6 | 12283 | 1970 | 2019 |  |  | N | Distillate Fuel Oil | [12 empty] | 0.5 | 1.6498 | 1.6498 | 1.6498 | 1.6498
natural gas peaker | Lebanon | 2921_G_9 | 2921 | G | 9 |  | Combustion Turbine |  | PJM_West | Ohio | 39 | Warren | 165 | 39165 | 14 | 16213 | 1986 | 2019 |  |  | N | Distillate Fuel Oil | [12 empty] | 0.5 | 1.2 | 1.2 | 1.2 | 1.2
natural gas peaker | Shelby Municipal Light Plant | 2943_G_IC1 | 2943 | G | IC1 |  | Combustion Turbine | IC Engine | PJM_West | Ohio | 39 | Richland | 139 | 39139 | 3 | 21566 | 1963 | 2019 |  |  | N | Natural Gas, Distillate Fuel Oil | [12 empty] | 0.5 | 1.6498 | 1.6498 | 1.6498 | 1.6498
natural gas steam turbine | Horseshoe Lake | 2951_B_6 | 2951 | B | 6 | 2000 | O/G Steam |  | SPP_WEST | Oklahoma | 40 | Oklahoma | 109 | 40109 | 163 | 11575 | 1958 | 2024 | wall | dry | N | Natural Gas, Residual Fuel Oil | [12 empty] | 1.315 | 0.26196 | 0.26196 | 0.26196 | 0.26196
natural gas peaker | Mustang | 2953_G_5A | 2953 | G | 5A | 90979 | Combustion Turbine |  | SPP_WEST | Oklahoma | 40 | Canadian | 17 | 40017 | 33 | 16187 | 1971 | 2020 |  |  | N | Natural Gas | [12 empty] | 0.8 | 0.70014 | 0.70014 | 0.70014 | 0.70014
natural gas peaker | Mustang | 2953_G_5B | 2953 | G | 5B | 90981 | Combustion Turbine |  | SPP_WEST | Oklahoma | 40 | Canadian | 17 | 40017 | 31 | 16213 | 1971 | 2020 |  |  | N | Natural Gas | [12 empty] | 0.8 | 0.70002 | 0.70002 | 0.70002 | 0.70002
hard coal | Northeastern | 2963_B_3313 | 2963 | B | 3313 | 2019 | Coal Steam |  | SPP_WEST | Oklahoma | 40 | Rogers | 131 | 40131 | 313 | 10353 | 1979 | 2026 | tangential | dry | N | Subbituminous |  |  | 0.3066 | OFA + LNC1 |  |  |  | ESPC + B | No | ACI | 2016 |  | 0.8 | 0.1183 | 0.1183 | 0.1183 | 0.1183 | 0.1 | 0.1 | 0.1 | 0.98 | Yes | 2016 |  |  |  |  | Yes
natural gas steam turbine | Southwestern | 2964_B_801N | 2964 | B | 801N | 2023 | O/G Steam |  | SPP_WEST | Oklahoma | 40 | Caddo | 15 | 40015 | 39 | 13009 | 1952 | 2024 | wall | dry | N | Natural Gas | [12 empty] | 0.74 | 0.18156 | 0.18156 | 0.18156 | 0.18156
natural gas steam turbine | Southwestern | 2964_B_801S | 2964 | B | 801S | 2024 | O/G Steam |  | SPP_WEST | Oklahoma | 40 | Caddo | 15 | 40015 | 39 | 13009 | 1952 | 2024 | wall | dry | N | Natural Gas | [12 empty] | 0.74 | 0.22915 | 0.22915 | 0.22915 | 0.22915
natural gas peaker | Weleetka | 2966_G_4 | 2966 | G | 4 | 90969 | Combustion Turbine |  | SPP_WEST | Oklahoma | 40 | Okfuskee | 107 | 40107 | 55 | 14948 | 1975 | 2022 |  |  | N | Natural Gas | [12 empty] | 0.48 | 0.70013 | 0.70013 | 0.70013 | 0.70013
natural gas peaker | Weleetka | 2966_G_5 | 2966 | G | 5 | 90970 | Combustion Turbine |  | SPP_WEST | Oklahoma | 40 | Okfuskee | 107 | 40107 | 53 | 14948 | 1976 | 2022 |  |  | N | Natural Gas | [12 empty] | 0.48 | 0.70014 | 0.70014 | 0.70014 | 0.70014
natural gas peaker | Weleetka | 2966_G_6 | 2966 | G | 6 | 90971 | Combustion Turbine |  | SPP_WEST | Oklahoma | 40 | Okfuskee | 107 | 40107 | 55 | 14948 | 1976 | 2019 |  |  | N | Natural Gas | [12 empty] | 0.48 | 0.70001 | 0.70001 | 0.70001 | 0.70001
hydro | Robert S Kerr | 2985_G_3 | 2985 | G | 3 |  | Hydro |  | SPP_WEST | Oklahoma | 40 | Sequoyah | 135 | 40135 | 31.6 | 0 | 1971 | 2028 |  |  | N | Hydro | [13 empty] | 0 | 0 | 0 | 0
natural gas peaker | Mangum | 2991_G_1 | 2991 | G | 1 |  | Combustion Turbine | IC Engine | SPP_WEST | Oklahoma | 40 | Greer | 55 | 40055 | 0.9 | 14286 | 1946 | 2028 |  |  | N | Natural Gas, Distillate Fuel Oil | [12 empty] | 0.8 | 1.061 | 1.061 | 1.061 | 1.061
natural gas peaker | Pawhuska | 2995_G_1 | 2995 | G | 1 |  | Combustion Turbine | IC Engine | SPP_WEST | Oklahoma | 40 | Osage | 113 | 40113 | 1.1 | 14775 | 1949 | 2028 |  |  | N | Distillate Fuel Oil | [12 empty] | 0.8 | 1.6498 | 1.6498 | 1.6498 | 1.6498
natural gas peaker | Boomer Lake Station | 3000_G_3 | 3000 | G | 3 |  | Combustion Turbine | IC Engine | SPP_WEST | Oklahoma | 40 | Payne | 119 | 40119 | 2 | 10745 | 2004 | 2022 |  |  | N | Distillate Fuel Oil | [12 empty] | 0.8 | 0.38768 | 0.38768 | 0.38768 | 0.38768
natural gas peaker | Boomer Lake Station | 3000_G_4 | 3000 | G | 4 |  | Combustion Turbine | IC Engine | SPP_WEST | Oklahoma | 40 | Payne | 119 | 40119 | 2 | 10745 | 2004 | 2022 |  |  | N | Distillate Fuel Oil | [12 empty] | 0.8 | 0.28268 | 0.28268 | 0.28268 | 0.28268
natural gas peaker | Boomer Lake Station | 3000_G_5 | 3000 | G | 5 |  | Combustion Turbine | IC Engine | SPP_WEST | Oklahoma | 40 | Payne | 119 | 40119 | 2 | 10745 | 2004 | 2022 |  |  | N | Distillate Fuel Oil | [12 empty] | 0.8 | 0.3053 | 0.3053 | 0.3053 | 0.3053
hydro | Carmen Smith | 3067_G_3 | 3067 | G | 3 |  | Hydro |  | WECC_PNW | Oregon | 41 | Linn | 43 | 41043 | 3.8 | 0 | 1963 | 2024 |  |  | N | Hydro | [13 empty] | 0 | 0 | 0 | 0
hydro | Leaburg | 3068_G_1 | 3068 | G | 1 |  | Hydro |  | WECC_PNW | Oregon | 41 | Lane | 39 | 41039 | 4 | 0 | 1930 | 2028 |  |  | N | Hydro | [13 empty] | 0 | 0 | 0 | 0
hydro | Leaburg | 3068_G_2 | 3068 | G | 2 |  | Hydro |  | WECC_PNW | Oregon | 41 | Lane | 39 | 41039 | 4 | 0 | 1950 | 2028 |  |  | N | Hydro | [13 empty] | 0 | 0 | 0 | 0
hard coal | Homer City Generating Station | 3122_B_1 | 3122 | B | 1 | 2072 | Coal Steam |  | PJM_PENE | Pennsylvania | 42 | Indiana | 63 | 42063 | 620 | 10439 | 1969 | 2023 | wall | dry | N | Bituminous | Dry Scrubber | 2016 | 0.94 | LNBO | SCR | 2001 |  | ESPC + B | Yes | ACI | 2016 |  | 3.7 | 0.23285 | 0.103 | 0.23285 | 0.103 | 0.1 | 0.1 | 0.1 | 0.99
hard coal | Homer City Generating Station | 3122_B_2 | 3122 | B | 2 | 2073 | Coal Steam |  | PJM_PENE | Pennsylvania | 42 | Indiana | 63 | 42063 | 616 | 10362 | 1969 | 2023 | wall | dry | N | Bituminous | Dry Scrubber | 2016 | 0.94 | LNBO | SCR | 2000 |  | ESPC + B | Yes | ACI | 2016 |  | 3.7 | 0.25005 | 0.088 | 0.25005 | 0.088 | 0.1 | 0.1 | 0.1 | 0.99
hard coal | Homer City Generating Station | 3122_B_3 | 3122 | B | 3 | 2074 | Coal Steam |  | PJM_PENE | Pennsylvania | 42 | Indiana | 63 | 42063 | 657 | 10385 | 1977 | 2023 | wall | dry | N | Bituminous | Wet Scrubber | 2001 | 0.95 | LNBO | SCR | 2001 |  | ESPC | Yes |  |  |  | 1.2 | 0.36521 | 0.09194 | 0.36521 | 0.09194 | 0.05 | 0.1 | 0.56 | 0.99
natural gas peaker | TalenEnergy Martin Creek LLC Allentown | 3139_G_CTG1 | 3139 | G | CTG1 |  | Combustion Turbine |  | PJM_WMAC | Pennsylvania | 42 | Lehigh | 77 | 42077 | 14 | 16314 | 1967 | 2022 |  |  | N | Distillate Fuel Oil | [12 empty] | 1.315 | 0.35473 | 0.35473 | 0.35473 | 0.35473
natural gas peaker | TalenEnergy Martin Creek LLC Allentown | 3139_G_CTG2 | 3139 | G | CTG2 |  | Combustion Turbine |  | PJM_WMAC | Pennsylvania | 42 | Lehigh | 77 | 42077 | 14 | 16333 | 1967 | 2022 |  |  | N | Distillate Fuel Oil | [12 empty] | 1.315 | 0.41347 | 0.41347 | 0.41347 | 0.41347
natural gas peaker | TalenEnergy Martin Creek LLC Allentown | 3139_G_CTG3 | 3139 | G | CTG3 |  | Combustion Turbine |  | PJM_WMAC | Pennsylvania | 42 | Lehigh | 77 | 42077 | 14 | 16333 | 1967 | 2022 |  |  | N | Distillate Fuel Oil | [12 empty] | 1.315 | 0.41347 | 0.41347 | 0.41347 | 0.41347
natural gas peaker | TalenEnergy Martin Creek LLC Allentown | 3139_G_CTG4 | 3139 | G | CTG4 |  | Combustion Turbine |  | PJM_WMAC | Pennsylvania | 42 | Lehigh | 77 | 42077 | 14 | 16333 | 1967 | 2022 |  |  | N | Distillate Fuel Oil | [12 empty] | 1.315 | 0.41347 | 0.41347 | 0.41347 | 0.41347
natural gas peaker | TalenEnergy Martins Creek LLC Fishbach | 3142_G_UNT1 | 3142 | G | UNT1 |  | Combustion Turbine |  | PJM_WMAC | Pennsylvania | 42 | Schuylkill | 107 | 42107 | 14 | 14062 | 1969 | 2022 |  |  | N | Distillate Fuel Oil | [12 empty] | 1.315 | 0.41347 | 0.41347 | 0.41347 | 0.41347
natural gas peaker | TalenEnergy Martins Creek LLC Fishbach | 3142_G_UNT2 | 3142 | G | UNT2 |  | Combustion Turbine |  | PJM_WMAC | Pennsylvania | 42 | Schuylkill | 107 | 42107 | 14 | 14095 | 1969 | 2022 |  |  | N | Distillate Fuel Oil | [12 empty] | 1.315 | 0.41347 | 0.41347 | 0.41347 | 0.41347
natural gas peaker | TalenEnergy Martins Creek LLC Harrisburg | 3143_G_CTG1 | 3143 | G | CTG1 |  | Combustion Turbine |  | PJM_WMAC | Pennsylvania | 42 | Dauphin | 43 | 42043 | 14 | 15121 | 1967 | 2022 |  |  | N | Distillate Fuel Oil | [12 empty] | 1.315 | 0.41347 | 0.41347 | 0.41347 | 0.41347
natural gas peaker | TalenEnergy Martins Creek LLC Harrisburg | 3143_G_CTG2 | 3143 | G | CTG2 |  | Combustion Turbine |  | PJM_WMAC | Pennsylvania | 42 | Dauphin | 43 | 42043 | 14 | 15132 | 1967 | 2022 |  |  | N | Distillate Fuel Oil | [12 empty] | 1.315 | 0.41347 | 0.41347 | 0.41347 | 0.41347
natural gas peaker | TalenEnergy Martins Creek LLC Harrisburg | 3143_G_CTG3 | 3143 | G | CTG3 |  | Combustion Turbine |  | PJM_WMAC | Pennsylvania | 42 | Dauphin | 43 | 42043 | 14 | 15132 | 1967 | 2022 |  |  | N | Distillate Fuel Oil | [12 empty] | 1.315 | 0.41347 | 0.41347 | 0.41347 | 0.41347
natural gas peaker | TalenEnergy Martins Creek LLC Harwood | 3144_G_CTG1 | 3144 | G | CTG1 |  | Combustion Turbine |  | PJM_WMAC | Pennsylvania | 42 | Luzerne | 79 | 42079 | 13.5 | 16620 | 1967 | 2022 |  |  | N | Distillate Fuel Oil | [12 empty] | 1.315 | 0.39008 | 0.39008 | 0.39008 | 0.39008
natural gas peaker | TalenEnergy Martins Creek LLC Harwood | 3144_G_CTG2 | 3144 | G | CTG2 |  | Combustion Turbine |  | PJM_WMAC | Pennsylvania | 42 | Luzerne | 79 | 42079 | 13.5 | 16642 | 1967 | 2022 |  |  | N | Distillate Fuel Oil | [12 empty] | 1.315 | 0.09696 | 0.09696 | 0.09696 | 0.09696
natural gas peaker | TalenEnergy Martins Creek LLC Jenkins | 3146_G_CTG1 | 3146 | G | CTG1 |  | Combustion Turbine |  | PJM_WMAC | Pennsylvania | 42 | Luzerne | 79 | 42079 | 14 | 16970 | 1969 | 2022 |  |  | N | Distillate Fuel Oil | [12 empty] | 1.315 | 0.41347 | 0.41347 | 0.41347 | 0.41347
natural gas peaker | TalenEnergy Martins Creek LLC Jenkins | 3146_G_CTG2 | 3146 | G | CTG2 |  | Combustion Turbine |  | PJM_WMAC | Pennsylvania | 42 | Luzerne | 79 | 42079 | 14 | 17002 | 1969 | 2022 |  |  | N | Distillate Fuel Oil | [12 empty] | 1.315 | 0.41347 | 0.41347 | 0.41347 | 0.41347
natural gas peaker | TalenEnergy Martins Creek LLC Lock Haven | 3147_G_CTG | 3147 | G | CTG |  | Combustion Turbine |  | PJM_WMAC | Pennsylvania | 42 | Lycoming | 81 | 42081 | 14 | 16370 | 1969 | 2022 |  |  | N | Distillate Fuel Oil | [12 empty] | 1.315 | 0.22284 | 0.22284 | 0.22284 | 0.22284
natural gas peaker | TalenEnergy Martins Creek | 3148_G_CTG1 | 3148 | G | CTG1 |  | Combustion Turbine |  | PJM_WMAC | Pennsylvania | 42 | Northampton | 95 | 42095 | 18 | 15988 | 1971 | 2023 |  |  | N | Natural Gas | [12 empty] | 1.315 | 0.18686 | 0.18686 | 0.18686 | 0.18686
natural gas peaker | TalenEnergy Martins Creek | 3148_G_CTG2 | 3148 | G | CTG2 |  | Combustion Turbine |  | PJM_WMAC | Pennsylvania | 42 | Northampton | 95 | 42095 | 18 | 15991 | 1971 | 2023 |  |  | N | Natural Gas | [12 empty] | 1.315 | 0.18686 | 0.18686 | 0.18686 | 0.18686
natural gas peaker | TalenEnergy Martins Creek | 3148_G_CTG3 | 3148 | G | CTG3 |  | Combustion Turbine |  | PJM_WMAC | Pennsylvania | 42 | Northampton | 95 | 42095 | 18 | 15991 | 1971 | 2022 |  |  | N | Natural Gas | [12 empty] | 1.315 | 0.18686 | 0.18686 | 0.18686 | 0.18686
natural gas peaker | TalenEnergy Martins Creek | 3148_G_CTG4 | 3148 | G | CTG4 |  | Combustion Turbine |  | PJM_WMAC | Pennsylvania | 42 | Northampton | 95 | 42095 | 18 | 15991 | 1971 | 2023 |  |  | N | Natural Gas | [12 empty] | 1.315 | 0.18686 | 0.18686 | 0.18686 | 0.18686
natural gas peaker | TalenEnergy Martins Creek LLC West Shore | 3154_G_CTG1 | 3154 | G | CTG1 |  | Combustion Turbine |  | PJM_WMAC | Pennsylvania | 42 | Cumberland | 41 | 42041 | 14 | 14860 | 1969 | 2022 |  |  | N | Distillate Fuel Oil | [12 empty] | 1.315 | 0.41347 | 0.41347 | 0.41347 | 0.41347
natural gas peaker | TalenEnergy Martins Creek LLC West Shore | 3154_G_CTG2 | 3154 | G | CTG2 |  | Combustion Turbine |  | PJM_WMAC | Pennsylvania | 42 | Cumberland | 41 | 42041 | 14 | 14891 | 1969 | 2022 |  |  | N | Distillate Fuel Oil | [12 empty] | 1.315 | 0.41347 | 0.41347 | 0.41347 | 0.41347
natural gas peaker | TalenEnergy Martins Creek LLC Williamsport | 3155_G_CTG1 | 3155 | G | CTG1 |  | Combustion Turbine |  | PJM_WMAC | Pennsylvania | 42 | Lycoming | 81 | 42081 | 13.5 | 15984 | 1967 | 2022 |  |  | N | Distillate Fuel Oil | [12 empty] | 1.315 | 0.21105 | 0.21105 | 0.21105 | 0.21105
natural gas peaker | TalenEnergy Martins Creek LLC Williamsport | 3155_G_CTG2 | 3155 | G | CTG2 |  | Combustion Turbine |  | PJM_WMAC | Pennsylvania | 42 | Lycoming | 81 | 42081 | 13.5 | 16028 | 1967 | 2022 |  |  | N | Distillate Fuel Oil | [12 empty] | 1.315 | 0.23588 | 0.23588 | 0.23588 | 0.23588
natural gas peaker | Darlington County | 3250_G_1 | 3250 | G | 1 | 88099 | Combustion Turbine |  | S_VACA | South Carolina | 45 | Darlington | 31 | 45031 | 50 | 13642 | 1974 | 2020 |  |  | N | Natural Gas, Distillate Fuel Oil | [12 empty] | 3.5 | 0.74755 | 0.74755 | 0.74755 | 0.74755
natural gas peaker | Darlington County | 3250_G_10 | 3250 | G | 10 | 88100 | Combustion Turbine |  | S_VACA | South Carolina | 45 | Darlington | 31 | 45031 | 49 | 13642 | 1974 | 2020 |  |  | N | Distillate Fuel Oil | [12 empty] | 3.5 | 1.2001 | 1.2001 | 1.2001 | 1.2001
natural gas peaker | Darlington County | 3250_G_2 | 3250 | G | 2 | 88102 | Combustion Turbine |  | S_VACA | South Carolina | 45 | Darlington | 31 | 45031 | 48 | 13638 | 1974 | 2020 |  |  | N | Distillate Fuel Oil | [12 empty] | 3.5 | 1.2004 | 1.2004 | 1.2004 | 1.2004
natural gas peaker | Darlington County | 3250_G_3 | 3250 | G | 3 | 88103 | Combustion Turbine |  | S_VACA | South Carolina | 45 | Darlington | 31 | 45031 | 50 | 13642 | 1974 | 2020 |  |  | N | Natural Gas, Distillate Fuel Oil | [12 empty] | 3.5 | 0.7322 | 0.7322 | 0.7322 | 0.7322
natural gas peaker | Darlington County | 3250_G_4 | 3250 | G | 4 | 88104 | Combustion Turbine |  | S_VACA | South Carolina | 45 | Darlington | 31 | 45031 | 48 | 13642 | 1974 | 2020 |  |  | N | Distillate Fuel Oil | [12 empty] | 3.5 | 1.2 | 1.2 | 1.2 | 1.2
natural gas peaker | Darlington County | 3250_G_6 | 3250 | G | 6 | 88106 | Combustion Turbine |  | S_VACA | South Carolina | 45 | Darlington | 31 | 45031 | 43 | 13643 | 1974 | 2020 |  |  | N | Distillate Fuel Oil | [12 empty] | 3.5 | 1.2001 | 1.2001 | 1.2001 | 1.2001
natural gas peaker | Darlington County | 3250_G_8 | 3250 | G | 8 | 88108 | Combustion Turbine |  | S_VACA | South Carolina | 45 | Darlington | 31 | 45031 | 44 | 13647 | 1974 | 2020 |  |  | N | Distillate Fuel Oil | [12 empty] | 3.5 | 1.2 | 1.2 | 1.2 | 1.2
natural gas peaker | Darlington County | 3250_G_7 | 3250 | G | 7 | 88107 | Combustion Turbine |  | S_VACA | South Carolina | 45 | Darlington | 31 | 45031 | 47 | 13647 | 1975 | 2020 |  |  | N | Natural Gas, Distillate Fuel Oil | [12 empty] | 3.5 | 0.69999 | 0.69999 | 0.69999 | 0.69999
natural gas steam turbine | W S Lee | 3264_B_3 | 3264 | B | 3 | 2218 | O/G Steam |  | S_VACA | South Carolina | 45 | Anderson | 7 | 45007 | 170 | 11765 | 1958 | 2022 | tangential | dry | N | Natural Gas |  |  |  | LNC3 | [8 empty] | 2.3 | 0.07587 | 0.07587 | 0.07587 | 0.07587
natural gas peaker | Coit GT | 3281_G_1 | 3281 | G | 1 |  | Combustion Turbine |  | S_VACA | South Carolina | 45 | Richland | 79 | 45079 | 14 | 18513 | 1969 | 2024 |  |  | N | Natural Gas, Distillate Fuel Oil | [12 empty] | 3.5 | 0.77183 | 0.77183 | 0.77183 | 0.77183
natural gas peaker | Coit GT | 3281_G_2 | 3281 | G | 2 |  | Combustion Turbine |  | S_VACA | South Carolina | 45 | Richland | 79 | 45079 | 12 | 18480 | 1969 | 2024 |  |  | N | Natural Gas, Distillate Fuel Oil | [12 empty] | 3.5 | 0.77183 | 0.77183 | 0.77183 | 0.77183
natural gas peaker | Hardeeville | 3286_G_1 | 3286 | G | 1 |  | Combustion Turbine |  | S_VACA | South Carolina | 45 | Jasper | 53 | 45053 | 9 | 25000 | 1968 | 2022 |  |  | N | Distillate Fuel Oil | [12 empty] | 3.5 | 0.0064 | 0.0064 | 0.0064 | 0.0064
natural gas peaker | Parr GT | 3291_G_GT1 | 3291 | G | GT1 |  | Combustion Turbine |  | S_VACA | South Carolina | 45 | Fairfield | 39 | 45039 | 13.5 | 15703 | 1970 | 2023 |  |  | N | Natural Gas, Distillate Fuel Oil | [12 empty] | 3.5 | 0.77183 | 0.77183 | 0.77183 | 0.77183
natural gas peaker | Parr GT | 3291_G_GT2 | 3291 | G | GT2 |  | Combustion Turbine |  | S_VACA | South Carolina | 45 | Fairfield | 39 | 45039 | 13.5 | 15703 | 1970 | 2023 |  |  | N | Natural Gas, Distillate Fuel Oil | [12 empty] | 3.5 | 0.77183 | 0.77183 | 0.77183 | 0.77183
natural gas peaker | Parr GT | 3291_G_GT3 | 3291 | G | GT3 |  | Combustion Turbine |  | S_VACA | South Carolina | 45 | Fairfield | 39 | 45039 | 16.5 | 15701 | 1971 | 2023 |  |  | N | Natural Gas, Distillate Fuel Oil | [12 empty] | 3.5 | 0.77183 | 0.77183 | 0.77183 | 0.77183
natural gas peaker | Parr GT | 3291_G_GT4 | 3291 | G | GT4 |  | Combustion Turbine |  | S_VACA | South Carolina | 45 | Fairfield | 39 | 45039 | 16.5 | 15701 | 1971 | 2023 |  |  | N | Natural Gas, Distillate Fuel Oil | [12 empty] | 3.5 | 0.77183 | 0.77183 | 0.77183 | 0.77183
natural gas peaker | Williams | 3298_G_1 | 3298 | G | 1 | 88279 | Combustion Turbine |  | S_VACA | South Carolina | 45 | Berkeley | 15 | 45015 | 20 | 18484 | 1972 | 2022 |  |  | N | Natural Gas, Distillate Fuel Oil | [12 empty] | 3.5 | 0.9385 | 0.9385 | 0.9385 | 0.9385
natural gas peaker | Williams | 3298_G_2 | 3298 | G | 2 | 88280 | Combustion Turbine |  | S_VACA | South Carolina | 45 | Berkeley | 15 | 45015 | 20 | 18490 | 1972 | 2022 |  |  | N | Natural Gas, Distillate Fuel Oil | [12 empty] | 3.5 | 0.93379 | 0.93379 | 0.93379 | 0.93379
natural gas peaker | Huron | 3344_G_1 | 3344 | G | 1 |  | Combustion Turbine |  | SPP_WAUE | South Dakota | 46 | Beadle | 5 | 46005 | 11 | 15302 | 1961 | 2022 |  |  | N | Natural Gas, Distillate Fuel Oil | [12 empty] | 3 | 0.47388 | 0.47388 | 0.47388 | 0.47388
natural gas peaker | Huron | 3344_G_2A | 3344 | G | 2A | 2244 | Combustion Turbine |  | SPP_WAUE | South Dakota | 46 | Beadle | 5 | 46005 | 43.7 | 15301 | 1991 | 2019 |  |  | N | Natural Gas, Distillate Fuel Oil |  |  |  | H2O | [8 empty] | 3 | 0.70006 | 0.70006 | 0.70006 | 0.70006
natural gas peaker | Mobile Unit | 3346_G_2 | 3346 | G | 2 |  | Combustion Turbine | IC Engine | SPP_WAUE | South Dakota | 46 | Beadle | 5 | 46005 | 1.8 | 12283 | 1991 | 2019 |  |  | N | Distillate Fuel Oil | [12 empty] | 3 | 1.6498 | 1.6498 | 1.6498 | 1.6498
natural gas peaker | Mobile Unit | 3346_G_3 | 3346 | G | 3 |  | Combustion Turbine | IC Engine | SPP_WAUE | South Dakota | 46 | Beadle | 5 | 46005 | 2 | 12283 | 2008 | 2019 |  |  | N | Distillate Fuel Oil | [13 empty] | 1.6498 | 1.6498 | 1.6498 | 1.6498
natural gas peaker | Allen | 3393_G_G10 | 3393 | G | G10 |  | Combustion Turbine |  | S_C_TVA | Tennessee | 47 | Shelby | 157 | 47157 | 15.1 | 23522 | 1971 | 2023 |  |  | N | Natural Gas, Distillate Fuel Oil | [12 empty] | 0.5 | 0.42193 | 0.42193 | 0.42193 | 0.42193
natural gas peaker | Allen | 3393_G_G11 | 3393 | G | G11 |  | Combustion Turbine |  | S_C_TVA | Tennessee | 47 | Shelby | 157 | 47157 | 15.1 | 23522 | 1971 | 2023 |  |  | N | Natural Gas, Distillate Fuel Oil | [12 empty] | 0.5 | 0.42193 | 0.42193 | 0.42193 | 0.42193
natural gas peaker | Allen | 3393_G_G12 | 3393 | G | G12 |  | Combustion Turbine |  | S_C_TVA | Tennessee | 47 | Shelby | 157 | 47157 | 15.1 | 23522 | 1971 | 2023 |  |  | N | Natural Gas, Distillate Fuel Oil | [12 empty] | 0.5 | 0.42193 | 0.42193 | 0.42193 | 0.42193
natural gas peaker | Allen | 3393_G_G13 | 3393 | G | G13 |  | Combustion Turbine |  | S_C_TVA | Tennessee | 47 | Shelby | 157 | 47157 | 15.1 | 23522 | 1971 | 2023 |  |  | N | Natural Gas, Distillate Fuel Oil | [12 empty] | 0.5 | 0.42193 | 0.42193 | 0.42193 | 0.42193
natural gas peaker | Allen | 3393_G_G14 | 3393 | G | G14 |  | Combustion Turbine |  | S_C_TVA | Tennessee | 47 | Shelby | 157 | 47157 | 15.1 | 23522 | 1971 | 2023 |  |  | N | Natural Gas, Distillate Fuel Oil | [12 empty] | 0.5 | 0.42193 | 0.42193 | 0.42193 | 0.42193
natural gas peaker | Allen | 3393_G_G15 | 3393 | G | G15 |  | Combustion Turbine |  | S_C_TVA | Tennessee | 47 | Shelby | 157 | 47157 | 15.1 | 23522 | 1971 | 2023 |  |  | N | Natural Gas, Distillate Fuel Oil | [12 empty] | 0.5 | 0.42193 | 0.42193 | 0.42193 | 0.42193
natural gas peaker | Allen | 3393_G_G16 | 3393 | G | G16 |  | Combustion Turbine |  | S_C_TVA | Tennessee | 47 | Shelby | 157 | 47157 | 15.1 | 23522 | 1971 | 2023 |  |  | N | Natural Gas, Distillate Fuel Oil | [12 empty] | 0.5 | 0.42193 | 0.42193 | 0.42193 | 0.42193
natural gas peaker | Allen | 3393_G_GT1 | 3393 | G | GT1 |  | Combustion Turbine |  | S_C_TVA | Tennessee | 47 | Shelby | 157 | 47157 | 15.1 | 23522 | 1971 | 2023 |  |  | N | Natural Gas, Distillate Fuel Oil | [12 empty] | 0.5 | 0.42193 | 0.42193 | 0.42193 | 0.42193
natural gas peaker | Allen | 3393_G_GT2 | 3393 | G | GT2 |  | Combustion Turbine |  | S_C_TVA | Tennessee | 47 | Shelby | 157 | 47157 | 15.1 | 23522 | 1971 | 2023 |  |  | N | Natural Gas, Distillate Fuel Oil | [12 empty] | 0.5 | 0.42193 | 0.42193 | 0.42193 | 0.42193
natural gas peaker | Allen | 3393_G_GT3 | 3393 | G | GT3 |  | Combustion Turbine |  | S_C_TVA | Tennessee | 47 | Shelby | 157 | 47157 | 15.1 | 23522 | 1971 | 2023 |  |  | N | Natural Gas, Distillate Fuel Oil | [12 empty] | 0.5 | 0.42193 | 0.42193 | 0.42193 | 0.42193
natural gas peaker | Allen | 3393_G_GT4 | 3393 | G | GT4 |  | Combustion Turbine |  | S_C_TVA | Tennessee | 47 | Shelby | 157 | 47157 | 15.1 | 23522 | 1971 | 2023 |  |  | N | Natural Gas, Distillate Fuel Oil | [12 empty] | 0.5 | 0.42193 | 0.42193 | 0.42193 | 0.42193
natural gas peaker | Allen | 3393_G_GT5 | 3393 | G | GT5 |  | Combustion Turbine |  | S_C_TVA | Tennessee | 47 | Shelby | 157 | 47157 | 15.1 | 23522 | 1971 | 2023 |  |  | N | Natural Gas, Distillate Fuel Oil | [12 empty] | 0.5 | 0.42193 | 0.42193 | 0.42193 | 0.42193
natural gas peaker | Allen | 3393_G_GT6 | 3393 | G | GT6 |  | Combustion Turbine |  | S_C_TVA | Tennessee | 47 | Shelby | 157 | 47157 | 15.1 | 23522 | 1971 | 2023 |  |  | N | Natural Gas, Distillate Fuel Oil | [12 empty] | 0.5 | 0.42193 | 0.42193 | 0.42193 | 0.42193
natural gas peaker | Allen | 3393_G_GT7 | 3393 | G | GT7 |  | Combustion Turbine |  | S_C_TVA | Tennessee | 47 | Shelby | 157 | 47157 | 15.1 | 23522 | 1971 | 2023 |  |  | N | Natural Gas, Distillate Fuel Oil | [12 empty] | 0.5 | 0.42193 | 0.42193 | 0.42193 | 0.42193
natural gas peaker | Allen | 3393_G_GT8 | 3393 | G | GT8 |  | Combustion Turbine |  | S_C_TVA | Tennessee | 47 | Shelby | 157 | 47157 | 15.1 | 23522 | 1971 | 2023 |  |  | N | Natural Gas, Distillate Fuel Oil | [12 empty] | 0.5 | 0.42193 | 0.42193 | 0.42193 | 0.42193
natural gas peaker | Allen | 3393_G_GT9 | 3393 | G | GT9 |  | Combustion Turbine |  | S_C_TVA | Tennessee | 47 | Shelby | 157 | 47157 | 15.1 | 23522 | 1971 | 2023 |  |  | N | Natural Gas, Distillate Fuel Oil | [12 empty] | 0.5 | 0.42193 | 0.42193 | 0.42193 | 0.42193
natural gas peaker | Allen | 3393_G_G17 | 3393 | G | G17 | 88158 | Combustion Turbine |  | S_C_TVA | Tennessee | 47 | Shelby | 157 | 47157 | 46.4 | 23521 | 1972 | 2023 |  |  | N | Natural Gas, Distillate Fuel Oil | [12 empty] | 0.5 | 0.35137 | 0.35137 | 0.35137 | 0.35137
natural gas peaker | Allen | 3393_G_G18 | 3393 | G | G18 | 88159 | Combustion Turbine |  | S_C_TVA | Tennessee | 47 | Shelby | 157 | 47157 | 46.4 | 23522 | 1972 | 2023 |  |  | N | Natural Gas, Distillate Fuel Oil | [12 empty] | 0.5 | 0.41544 | 0.41544 | 0.41544 | 0.41544
natural gas peaker | Allen | 3393_G_G19 | 3393 | G | G19 | 88160 | Combustion Turbine |  | S_C_TVA | Tennessee | 47 | Shelby | 157 | 47157 | 46.4 | 23522 | 1972 | 2023 |  |  | N | Natural Gas, Distillate Fuel Oil | [12 empty] | 0.5 | 0.36754 | 0.36754 | 0.36754 | 0.36754
natural gas peaker | Allen | 3393_G_G20 | 3393 | G | G20 | 88161 | Combustion Turbine |  | S_C_TVA | Tennessee | 47 | Shelby | 157 | 47157 | 46.4 | 23522 | 1972 | 2023 |  |  | N | Natural Gas, Distillate Fuel Oil | [12 empty] | 0.5 | 0.39234 | 0.39234 | 0.39234 | 0.39234
hard coal | Bull Run | 3396_B_1 | 3396 | B | 1 | 2251 | Coal Steam |  | S_C_TVA | Tennessee | 47 | Anderson | 1 | 47001 | 870 | 9639 | 1967 | 2024 | tangential | dry | N | Bituminous | Wet Scrubber | 2008 | 0.98 | CO | SCR | 2004 |  | ESPC | No |  |  |  | 0.15 | 0.599 | 0.10004 | 0.599 | 0.10004 | 0.05 | 0.1 | 0.56 | 0.99 | Yes | 2011
hard coal | Cumberland (TN) | 3399_B_2 | 3399 | B | 2 | 2253 | Coal Steam |  | S_C_TVA | Tennessee | 47 | Stewart | 161 | 47161 | 1231 | 10094 | 1973 | 2025 | cell | dry | N | Bituminous | Wet Scrubber | 1995 | 0.95 | LNB + LNCB | SCR | 2004 |  | ESPC | No |  |  |  | 0.5 | 0.6775 | 0.08009 | 0.6775 | 0.08009 | 0.05 | 0.1 | 0.56 | 0.99 | Yes | 2007
natural gas peaker | Johnsonville | 3406_G_G10 | 3406 | G | G10 | 88167 | Combustion Turbine |  | S_C_TVA | Tennessee | 47 | Humphreys | 85 | 47085 | 47.1 | 16591 | 1975 | 2024 |  |  | N | Natural Gas, Distillate Fuel Oil | [12 empty] | 3.4 | 0.44573 | 0.44573 | 0.44573 | 0.44573
natural gas peaker | Johnsonville | 3406_G_G11 | 3406 | G | G11 | 88168 | Combustion Turbine |  | S_C_TVA | Tennessee | 47 | Humphreys | 85 | 47085 | 47.1 | 16591 | 1975 | 2024 |  |  | N | Natural Gas, Distillate Fuel Oil | [12 empty] | 3.4 | 0.35773 | 0.35773 | 0.35773 | 0.35773
natural gas peaker | Johnsonville | 3406_G_G12 | 3406 | G | G12 | 88169 | Combustion Turbine |  | S_C_TVA | Tennessee | 47 | Humphreys | 85 | 47085 | 47.1 | 16591 | 1975 | 2024 |  |  | N | Natural Gas, Distillate Fuel Oil | [12 empty] | 3.4 | 0.36965 | 0.36965 | 0.36965 | 0.36965
natural gas peaker | Johnsonville | 3406_G_G13 | 3406 | G | G13 | 88170 | Combustion Turbine |  | S_C_TVA | Tennessee | 47 | Humphreys | 85 | 47085 | 47.1 | 16591 | 1975 | 2024 |  |  | N | Natural Gas, Distillate Fuel Oil | [12 empty] | 3.4 | 0.34263 | 0.34263 | 0.34263 | 0.34263
natural gas peaker | Johnsonville | 3406_G_G14 | 3406 | G | G14 | 88171 | Combustion Turbine |  | S_C_TVA | Tennessee | 47 | Humphreys | 85 | 47085 | 47.1 | 16591 | 1975 | 2024 |  |  | N | Natural Gas, Distillate Fuel Oil | [12 empty] | 3.4 | 0.36807 | 0.36807 | 0.36807 | 0.36807
natural gas peaker | Johnsonville | 3406_G_G15 | 3406 | G | G15 | 88172 | Combustion Turbine |  | S_C_TVA | Tennessee | 47 | Humphreys | 85 | 47085 | 47.1 | 16591 | 1975 | 2024 |  |  | N | Natural Gas, Distillate Fuel Oil | [12 empty] | 3.4 | 0.36823 | 0.36823 | 0.36823 | 0.36823
natural gas peaker | Johnsonville | 3406_G_G16 | 3406 | G | G16 | 88173 | Combustion Turbine |  | S_C_TVA | Tennessee | 47 | Humphreys | 85 | 47085 | 47.1 | 16591 | 1975 | 2024 |  |  | N | Natural Gas, Distillate Fuel Oil | [12 empty] | 3.4 | 0.35997 | 0.35997 | 0.35997 | 0.35997
natural gas peaker | Johnsonville | 3406_G_GT1 | 3406 | G | GT1 | 88166 | Combustion Turbine |  | S_C_TVA | Tennessee | 47 | Humphreys | 85 | 47085 | 47.1 | 16591 | 1975 | 2024 |  |  | N | Natural Gas, Distillate Fuel Oil | [12 empty] | 3.4 | 0.37219 | 0.37219 | 0.37219 | 0.37219
natural gas peaker | Johnsonville | 3406_G_GT2 | 3406 | G | GT2 | 88174 | Combustion Turbine |  | S_C_TVA | Tennessee | 47 | Humphreys | 85 | 47085 | 47.1 | 16591 | 1975 | 2024 |  |  | N | Natural Gas, Distillate Fuel Oil | [12 empty] | 3.4 | 0.35948 | 0.35948 | 0.35948 | 0.35948
natural gas peaker | Johnsonville | 3406_G_GT3 | 3406 | G | GT3 | 88175 | Combustion Turbine |  | S_C_TVA | Tennessee | 47 | Humphreys | 85 | 47085 | 47.1 | 16591 | 1975 | 2024 |  |  | N | Natural Gas, Distillate Fuel Oil | [12 empty] | 3.4 | 0.3665 | 0.3665 | 0.3665 | 0.3665
natural gas peaker | Johnsonville | 3406_G_GT4 | 3406 | G | GT4 | 88176 | Combustion Turbine |  | S_C_TVA | Tennessee | 47 | Humphreys | 85 | 47085 | 47.1 | 16591 | 1975 | 2024 |  |  | N | Natural Gas, Distillate Fuel Oil | [12 empty] | 3.4 | 0.38027 | 0.38027 | 0.38027 | 0.38027
natural gas peaker | Johnsonville | 3406_G_GT5 | 3406 | G | GT5 | 88177 | Combustion Turbine |  | S_C_TVA | Tennessee | 47 | Humphreys | 85 | 47085 | 47.1 | 16591 | 1975 | 2024 |  |  | N | Natural Gas, Distillate Fuel Oil | [12 empty] | 3.4 | 0.49339 | 0.49339 | 0.49339 | 0.49339
natural gas peaker | Johnsonville | 3406_G_GT6 | 3406 | G | GT6 | 88178 | Combustion Turbine |  | S_C_TVA | Tennessee | 47 | Humphreys | 85 | 47085 | 47.1 | 16591 | 1975 | 2024 |  |  | N | Natural Gas, Distillate Fuel Oil | [12 empty] | 3.4 | 0.34223 | 0.34223 | 0.34223 | 0.34223
natural gas peaker | Johnsonville | 3406_G_GT7 | 3406 | G | GT7 | 88179 | Combustion Turbine |  | S_C_TVA | Tennessee | 47 | Humphreys | 85 | 47085 | 47.1 | 16591 | 1975 | 2024 |  |  | N | Natural Gas, Distillate Fuel Oil | [12 empty] | 3.4 | 0.3701 | 0.3701 | 0.3701 | 0.3701
natural gas peaker | Johnsonville | 3406_G_GT8 | 3406 | G | GT8 | 88180 | Combustion Turbine |  | S_C_TVA | Tennessee | 47 | Humphreys | 85 | 47085 | 47.1 | 16591 | 1975 | 2024 |  |  | N | Natural Gas, Distillate Fuel Oil | [12 empty] | 3.4 | 0.35584 | 0.35584 | 0.35584 | 0.35584
natural gas peaker | Johnsonville | 3406_G_GT9 | 3406 | G | GT9 | 88181 | Combustion Turbine |  | S_C_TVA | Tennessee | 47 | Humphreys | 85 | 47085 | 47.1 | 16591 | 1975 | 2024 |  |  | N | Natural Gas, Distillate Fuel Oil | [12 empty] | 3.4 | 0.42924 | 0.42924 | 0.42924 | 0.42924
hard coal | Kingston | 3407_B_1 | 3407 | B | 1 | 2280 | Coal Steam |  | S_C_TVA | Tennessee | 47 | Roane | 145 | 47145 | 132 | 11201 | 1954 | 2027 | tangential | dry | N | Bituminous, Subbituminous | Wet Scrubber | 2010 | 0.98 | other | SCR | 2004 |  | ESPC + C | No |  |  |  | 0.15 | 0.4144 | 0.06339 | 0.4144 | 0.06339 | 0.05 | 0.1 | 0.56 | 0.99
hard coal | Kingston | 3407_B_2 | 3407 | B | 2 | 2281 | Coal Steam |  | S_C_TVA | Tennessee | 47 | Roane | 145 | 47145 | 132 | 11191 | 1954 | 2027 | tangential | dry | N | Bituminous, Subbituminous | Wet Scrubber | 2010 | 0.98 | other | SCR | 2004 |  | ESPC + C | No |  |  |  | 0.15 | 0.4086 | 0.05946 | 0.4086 | 0.05946 | 0.05 | 0.1 | 0.56 | 0.99
hard coal | Kingston | 3407_B_3 | 3407 | B | 3 | 2282 | Coal Steam |  | S_C_TVA | Tennessee | 47 | Roane | 145 | 47145 | 132 | 11229 | 1954 | 2027 | tangential | dry | N | Bituminous, Subbituminous | Wet Scrubber | 2010 | 0.98 | other | SCR | 2003 |  | ESPC + C | No |  |  |  | 0.15 | 0.4303 | 0.05993 | 0.4303 | 0.05993 | 0.05 | 0.1 | 0.56 | 0.99
hard coal | Kingston | 3407_B_4 | 3407 | B | 4 | 2283 | Coal Steam |  | S_C_TVA | Tennessee | 47 | Roane | 145 | 47145 | 132 | 11231 | 1954 | 2027 | tangential | dry | N | Bituminous, Subbituminous | Wet Scrubber | 2010 | 0.98 | other | SCR | 2003 |  | ESPC + C | No |  |  |  | 0.15 | 0.4325 | 0.05891 | 0.4325 | 0.05891 | 0.05 | 0.1 | 0.56 | 0.99
hard coal | Kingston | 3407_B_5 | 3407 | B | 5 | 2284 | Coal Steam |  | S_C_TVA | Tennessee | 47 | Roane | 145 | 47145 | 174 | 11212 | 1955 | 2027 | tangential | dry | N | Bituminous, Subbituminous | Wet Scrubber | 2010 | 0.98 | LNC2 | SCR | 2005 |  | ESPC + C | No |  |  |  | 0.15 | 0.4028 | 0.06041 | 0.4028 | 0.06041 | 0.05 | 0.1 | 0.56 | 0.99
hard coal | Kingston | 3407_B_6 | 3407 | B | 6 | 2285 | Coal Steam |  | S_C_TVA | Tennessee | 47 | Roane | 145 | 47145 | 174 | 11127 | 1955 | 2027 | tangential | dry | N | Bituminous, Subbituminous | Wet Scrubber | 2010 | 0.98 | LNC2 | SCR | 2005 |  | ESPC + C | No |  |  |  | 0.15 | 0.3517 | 0.06025 | 0.3517 | 0.06025 | 0.05 | 0.1 | 0.56 | 0.99
hard coal | Kingston | 3407_B_7 | 3407 | B | 7 | 2286 | Coal Steam |  | S_C_TVA | Tennessee | 47 | Roane | 145 | 47145 | 174 | 11173 | 1955 | 2025 | tangential | dry | N | Bituminous, Subbituminous | Wet Scrubber | 2010 | 0.98 | LNC2 | SCR | 2004 |  | ESPC + C | No |  |  |  | 0.15 | 0.3586 | 0.05963 | 0.3586 | 0.05963 | 0.05 | 0.1 | 0.56 | 0.99
hard coal | Kingston | 3407_B_8 | 3407 | B | 8 | 2287 | Coal Steam |  | S_C_TVA | Tennessee | 47 | Roane | 145 | 47145 | 174 | 11110 | 1955 | 2025 | tangential | dry | N | Bituminous, Subbituminous | Wet Scrubber | 2010 | 0.98 | LNC2 | SCR | 2004 |  | ESPC + C | No |  |  |  | 0.15 | 0.3388 | 0.05874 | 0.3388 | 0.05874 | 0.05 | 0.1 | 0.56 | 0.99
hard coal | Kingston | 3407_B_9 | 3407 | B | 9 | 2288 | Coal Steam |  | S_C_TVA | Tennessee | 47 | Roane | 145 | 47145 | 174 | 11123 | 1955 | 2025 | tangential | dry | N | Bituminous, Subbituminous | Wet Scrubber | 2010 | 0.98 | other | SCR | 2006 |  | ESPC + C | No |  |  |  | 0.15 | 0.3777 | 0.0603 | 0.3777 | 0.0603 | 0.05 | 0.1 | 0.56 | 0.99
natural gas combined cycle | Newman | 3456_G_CT1 | 3456 | G | CT1 | 2327 | Combined Cycle |  | WECC_NM | Texas | 48 | El Paso | 141 | 48141 | 72 | 9123 | 1975 | 2025 |  |  | N | Natural Gas | [13 empty] | 0.16623 | 0.16623 | 0.16623 | 0.16623
natural gas combined cycle | Newman | 3456_G_CT2 | 3456 | G | CT2 | 2328 | Combined Cycle |  | WECC_NM | Texas | 48 | El Paso | 141 | 48141 | 72 | 9123 | 1975 | 2025 |  |  | N | Natural Gas | [13 empty] | 0.16623 | 0.16623 | 0.16623 | 0.16623
natural gas steam turbine | Sabine | 3459_B_3 | 3459 | B | 3 | 2340 | O/G Steam |  | MIS_WOTA | Texas | 48 | Orange | 361 | 48361 | 411 | 11357 | 1966 | 2025 | tangential |  | N | Natural Gas |  |  |  | LNC2 | [8 empty] | 1.157 | 0.08899 | 0.08899 | 0.08899 | 0.08899
natural gas steam turbine | Sabine | 3459_B_1 | 3459 | B | 3 | 2340 | O/G Steam |  | MIS_WOTA | Texas | 48 | Orange | 361 | 48361 | 212 | 11357 | 1966 | 2025 | tangential |  | N | Natural Gas |  |  |  | LNC2 | [8 empty] | 1.157 | 0.08899 | 0.08899 | 0.08899 | 0.08899
natural gas steam turbine | Sabine | 3459_B_4 | 3459 | B | 4 | 2341 | O/G Steam |  | MIS_WOTA | Texas | 48 | Orange | 361 | 48361 | 533 | 11067 | 1974 | 2025 | wall | dry | N | Natural Gas |  |  |  | CM + FU | [8 empty] | 1.157 | 0.19369 | 0.19369 | 0.19369 | 0.19369
natural gas steam turbine | Greens Bayou | 3464_B_GBY5 | 3464 | B | GBY5 |  | O/G Steam |  | ERC_REST | Texas | 48 | Harris | 201 | 48201 | 406 | 11615 | 1973 | 2017 | tangential |  | N | Natural Gas |  |  |  | BOOS + FR | [8 empty] | 0.395 | 0.052 | 0.052 | 0.052 | 0.052
natural gas steam turbine | W A Parish | 3470_B_WAP1 | 3470 | B | WAP1 | 2374 | O/G Steam |  | ERC_REST | Texas | 48 | Fort Bend | 157 | 48157 | 169 | 11346 | 1958 | 2025 | wall | dry | N | Natural Gas |  |  |  | OFA | [8 empty] | 0.01 | 0.21455 | 0.21455 | 0.21455 | 0.21455
natural gas steam turbine | W A Parish | 3470_B_WAP2 | 3470 | B | WAP2 | 2375 | O/G Steam |  | ERC_REST | Texas | 48 | Fort Bend | 157 | 48157 | 169 | 11054 | 1958 | 2025 | wall | dry | N | Natural Gas |  |  |  | OFA | [8 empty] | 0.01 | 0.13021 | 0.13021 | 0.13021 | 0.13021
natural gas steam turbine | W A Parish | 3470_B_WAP3 | 3470 | B | WAP3 | 2376 | O/G Steam |  | ERC_REST | Texas | 48 | Fort Bend | 157 | 48157 | 273 | 11215 | 1961 | 2025 | wall | dry | N | Natural Gas |  |  |  | OFA | [8 empty] | 0.01 | 0.35674 | 0.35674 | 0.35674 | 0.35674
natural gas steam turbine | W A Parish | 3470_B_WAP4 | 3470 | B | WAP4 | 2377 | O/G Steam |  | ERC_REST | Texas | 48 | Fort Bend | 157 | 48157 | 552 | 10864 | 1968 | 2025 | tangential |  | N | Natural Gas |  |  |  | OFA | [8 empty] | 0.01 | 0.13405 | 0.13405 | 0.13405 | 0.13405
natural gas steam turbine | Knox Lee | 3476_B_2 | 3476 | B | 2 | 2385 | O/G Steam |  | SPP_WEST | Texas | 48 | Gregg | 183 | 48183 | 31 | 13884 | 1950 | 2020 | wall | dry | N | Natural Gas | [12 empty] | 1.157 | 0.12022 | 0.12022 | 0.12022 | 0.12022
natural gas steam turbine | Knox Lee | 3476_B_3 | 3476 | B | 3 | 2386 | O/G Steam |  | SPP_WEST | Texas | 48 | Gregg | 183 | 48183 | 25 | 13630 | 1952 | 2020 | wall | dry | N | Natural Gas | [12 empty] | 1.157 | 0.13008 | 0.13008 | 0.13008 | 0.13008
natural gas steam turbine | Lone Star | 3477_B_1 | 3477 | B | 1 | 2389 | O/G Steam |  | SPP_WEST | Texas | 48 | Morris | 343 | 48343 | 50 | 14500 | 1954 | 2020 | wall | dry | N | Natural Gas | [12 empty] | 0.3 | 0.31066 | 0.31066 | 0.31066 | 0.31066
natural gas steam turbine | Plant X | 3485_G_3 | 3485 | G | 3 | 2403 | O/G Steam |  | SPP_SPS | Texas | 48 | Lamb | 279 | 48279 | 93 | 11642 | 1955 | 2024 | tangential |  | N | Natural Gas |  |  |  | LNB + OFA | [9 empty] | 0.1523 | 0.1523 | 0.1523 | 0.1523
natural gas steam turbine | Plant X | 3485_B_114B | 3485 | B | 114B | 2404 | O/G Steam |  | SPP_SPS | Texas | 48 | Lamb | 279 | 48279 | 190 | 11404 | 1964 | 2027 | tangential |  | N | Natural Gas |  |  |  | LNB + OFA | [8 empty] | 1.157 | 0.14071 | 0.14071 | 0.14071 | 0.14071
natural gas steam turbine | Decker Creek | 3548_B_1 | 3548 | B | 1 | 2454 | O/G Steam |  | ERC_REST | Texas | 48 | Travis | 453 | 48453 | 320 | 11369 | 1971 | 2020 | tangential |  | N | Natural Gas |  |  |  | LNB | [8 empty] | 1.157 | 0.15935 | 0.15935 | 0.15935 | 0.15935
natural gas steam turbine | Decker Creek | 3548_B_2 | 3548 | B | 2 | 2455 | O/G Steam |  | ERC_REST | Texas | 48 | Travis | 453 | 48453 | 404 | 11817 | 1977 | 2022 | wall | dry | N | Natural Gas |  |  |  | FR + LNB | [8 empty] | 1.157 | 0.09271 | 0.09271 | 0.09271 | 0.09271
natural gas peaker | Silas Ray | 3559_G_DG-2 | 3559 | G | DG-2 |  | Combustion Turbine | IC Engine | ERC_REST | Texas | 48 | Cameron | 61 | 48061 | 1 | 17064 | 2001 | 2019 |  |  | N | Distillate Fuel Oil | [12 empty] | 3 | 1.6498 | 1.6498 | 1.6498 | 1.6498
natural gas peaker | Silas Ray | 3559_G_DG-7a | 3559 | G | DG-7a |  | Combustion Turbine | IC Engine | ERC_REST | Texas | 48 | Cameron | 61 | 48061 | 1 | 21272 | 2001 | 2019 |  |  | N | Distillate Fuel Oil | [12 empty] | 3 | 1.6498 | 1.6498 | 1.6498 | 1.6498
natural gas peaker | Silas Ray | 3559_G_DG-7b | 3559 | G | DG-7b |  | Combustion Turbine | IC Engine | ERC_REST | Texas | 48 | Cameron | 61 | 48061 | 1 | 21272 | 2001 | 2019 |  |  | N | Distillate Fuel Oil | [12 empty] | 3 | 1.6498 | 1.6498 | 1.6498 | 1.6498
hydro | Dunlap TP 1 | 3582_G_1 | 3582 | G | 1 |  | Hydro |  | ERC_REST | Texas | 48 | Guadalupe | 187 | 48187 | 1.8 | 0 | 1927 | 2028 |  |  | N | Hydro | [13 empty] | 0 | 0 | 0 | 0
hydro | Dunlap TP 1 | 3582_G_2 | 3582 | G | 2 |  | Hydro |  | ERC_REST | Texas | 48 | Guadalupe | 187 | 48187 | 1.8 | 0 | 1927 | 2028 |  |  | N | Hydro | [13 empty] | 0 | 0 | 0 | 0
hydro | H 5 | 3584_G_1 | 3584 | G | 1 |  | Hydro |  | ERC_REST | Texas | 48 | Gonzales | 177 | 48177 | 2.4 | 0 | 1931 | 2028 |  |  | N | Hydro | [13 empty] | 0 | 0 | 0 | 0
natural gas steam turbine | O W Sommers | 3611_B_1 | 3611 | B | 1 | 2479 | O/G Steam |  | ERC_REST | Texas | 48 | Bexar | 29 | 48029 | 420 | 12253 | 1972 | 2025 | tangential |  | N | Natural Gas, Distillate Fuel Oil |  |  |  | FR + OFA | [8 empty] | 1.157 | 0.14515 | 0.14515 | 0.14515 | 0.14515
natural gas steam turbine | V H Braunig | 3612_B_1 | 3612 | B | 1 | 2481 | O/G Steam |  | ERC_REST | Texas | 48 | Bexar | 29 | 48029 | 217 | 11692 | 1966 | 2024 | tangential |  | N | Natural Gas, Distillate Fuel Oil | [12 empty] | 1.157 | 0.19206 | 0.19206 | 0.19206 | 0.19206
natural gas steam turbine | V H Braunig | 3612_B_2 | 3612 | B | 2 | 2482 | O/G Steam |  | ERC_REST | Texas | 48 | Bexar | 29 | 48029 | 230 | 11789 | 1968 | 2024 | tangential |  | N | Natural Gas, Distillate Fuel Oil | [12 empty] | 1.157 | 0.17668 | 0.17668 | 0.17668 | 0.17668
natural gas steam turbine | V H Braunig | 3612_B_3 | 3612 | B | 3 | 2483 | O/G Steam |  | ERC_REST | Texas | 48 | Bexar | 29 | 48029 | 412 | 11625 | 1970 | 2024 | tangential |  | N | Natural Gas, Distillate Fuel Oil |  |  |  | FR + OFA | [8 empty] | 1.157 | 0.14767 | 0.14767 | 0.14767 | 0.14767
natural gas peaker | Sam Rayburn | 3631_G_1 | 3631 | G | 1 |  | Combustion Turbine |  | ERC_REST | Texas | 48 | Victoria | 469 | 48469 | 10.5 | 25000 | 1963 | 2021 |  |  | N | Natural Gas, Distillate Fuel Oil | [12 empty] | 3 | 0.26295 | 0.26295 | 0.26295 | 0.26295
natural gas peaker | Sam Rayburn | 3631_G_2 | 3631 | G | 2 |  | Combustion Turbine |  | ERC_REST | Texas | 48 | Victoria | 469 | 48469 | 11.5 | 25000 | 1963 | 2021 |  |  | N | Natural Gas, Distillate Fuel Oil | [12 empty] | 3 | 0.48374 | 0.48374 | 0.48374 | 0.48374
hydro | Reusens | 3779_G_4 | 3779 | G | 4 |  | Hydro |  | PJM_West | Virginia | 51 | Campbell | 31 | 51031 | 2.5 | 0 | 1903 | 2028 |  |  | N | Hydro | [13 empty] | 0 | 0 | 0 | 0
hard coal | Chesterfield | 3797_B_5 | 3797 | B | 5 | 2519 | Coal Steam |  | PJM_Dom | Virginia | 51 | Chesterfield | 41 | 51041 | 336 | 10256 | 1964 | 2023 | tangential | dry | N | Bituminous | Wet Scrubber | 2011 | 0.97 | LNC2 | SCR | 2001 |  | ESPC + WS | No |  |  |  | 2.64 | 0.2878 | 0.05549 | 0.2878 | 0.05549 | 0.05 | 0.1 | 0.56 | 0.99
hard coal | Chesterfield | 3797_B_6 | 3797 | B | 6 | 2520 | Coal Steam |  | PJM_Dom | Virginia | 51 | Chesterfield | 41 | 51041 | 670 | 10217 | 1969 | 2023 | tangential | dry | N | Bituminous | Wet Scrubber | 2008 | 0.97 | LNC3 | SCR | 2001 |  | ESPC + B + WS | No |  |  |  | 2.64 | 0.4131 | 0.06042 | 0.4131 | 0.06042 | 0.05 | 0.1 | 0.56 | 0.99
natural gas steam turbine | Possum Point | 3804_B_5 | 3804 | B | 5 | 2529 | O/G Steam |  | PJM_Dom | Virginia | 51 | Prince William | 153 | 51153 | 786 | 11467 | 1975 | 2020 | tangential |  | N | Residual Fuel Oil |  |  |  | OFA + other | SNCR |  |  | C | NA |  |  |  | 0.8 | 0.18581 | 0.03553 | 0.18581 | 0.03553
natural gas steam turbine | Yorktown | 3809_B_3 | 3809 | B | 3 | 2532 | O/G Steam |  | PJM_Dom | Virginia | 51 | York | 199 | 51199 | 790 | 11273 | 1974 | 2024 | tangential | dry | N | Residual Fuel Oil |  |  |  | other | SNCR |  |  | C | NA |  |  |  | 2.64 | 0.1951 | 0.152 | 0.1951 | 0.152
hard coal | Transalta Centralia Generation | 3845_B_BW22 | 3845 | B | BW22 | 2534 | Coal Steam |  | WECC_PNW | Washington | 53 | Lewis | 41 | 53041 | 670 | 11132 | 2002 | 2025 | tangential | wet | N | Subbituminous | Wet Scrubber | 1974 | 0.91 | LNC3 | SNCR |  | 2012 | ESPC | No | ACI | 2011 |  | 0.658 | 0.20495 | 0.20495 | 0.20495 | 0.20495 | 0.1 | 0.1 | 0.1 | 0.96 | [6 empty] | Yes
hydro | White River (WI) | 3989_G_1 | 3989 | G | 1 |  | Hydro |  | MIS_MNWI | Wisconsin | 55 | Ashland | 3 | 55003 | 0.2 | 0 | 1907 | 2025 |  |  | N | Hydro | [13 empty] | 0 | 0 | 0 | 0
hydro | White River (WI) | 3989_G_2 | 3989 | G | 2 |  | Hydro |  | MIS_MNWI | Wisconsin | 55 | Ashland | 3 | 55003 | 0.2 | 0 | 1907 | 2025 |  |  | N | Hydro | [13 empty] | 0 | 0 | 0 | 0
hydro | St Croix Falls | 4011_G_5 | 4011 | G | 5 |  | Hydro |  | MIS_MNWI | Wisconsin | 55 | Polk | 95 | 55095 | 2 | 0 | 1910 | 2027 |  |  | N | Hydro | [13 empty] | 0 | 0 | 0 | 0
hydro | St Croix Falls | 4011_G_6 | 4011 | G | 6 |  | Hydro |  | MIS_MNWI | Wisconsin | 55 | Polk | 95 | 55095 | 1.9 | 0 | 1910 | 2027 |  |  | N | Hydro | [13 empty] | 0 | 0 | 0 | 0
hydro | St Croix Falls | 4011_G_1 | 4011 | G | 1 |  | Hydro |  | MIS_MNWI | Wisconsin | 55 | Polk | 95 | 55095 | 1.8 | 0 | 1917 | 2027 |  |  | N | Hydro | [13 empty] | 0 | 0 | 0 | 0
hydro | St Croix Falls | 4011_G_2 | 4011 | G | 2 |  | Hydro |  | MIS_MNWI | Wisconsin | 55 | Polk | 95 | 55095 | 1.8 | 0 | 1917 | 2027 |  |  | N | Hydro | [13 empty] | 0 | 0 | 0 | 0
hydro | St Croix Falls | 4011_G_3 | 4011 | G | 3 |  | Hydro |  | MIS_MNWI | Wisconsin | 55 | Polk | 95 | 55095 | 1.9 | 0 | 1917 | 2027 |  |  | N | Hydro | [13 empty] | 0 | 0 | 0 | 0
hydro | St Croix Falls | 4011_G_4 | 4011 | G | 4 |  | Hydro |  | MIS_MNWI | Wisconsin | 55 | Polk | 95 | 55095 | 1.9 | 0 | 1917 | 2027 |  |  | N | Hydro | [13 empty] | 0 | 0 | 0 | 0
hydro | St Croix Falls | 4011_G_7 | 4011 | G | 7 |  | Hydro |  | MIS_MNWI | Wisconsin | 55 | Polk | 95 | 55095 | 2 | 0 | 1923 | 2027 |  |  | N | Hydro | [13 empty] | 0 | 0 | 0 | 0
hydro | St Croix Falls | 4011_G_8 | 4011 | G | 8 |  | Hydro |  | MIS_MNWI | Wisconsin | 55 | Polk | 95 | 55095 | 1.9 | 0 | 1923 | 2027 |  |  | N | Hydro | [13 empty] | 0 | 0 | 0 | 0
hydro | Trego | 4012_G_1 | 4012 | G | 1 |  | Hydro |  | MIS_MNWI | Wisconsin | 55 | Washburn | 129 | 55129 | 0.4 | 0 | 1927 | 2025 |  |  | N | Hydro | [13 empty] | 0 | 0 | 0 | 0
hydro | Trego | 4012_G_2 | 4012 | G | 2 |  | Hydro |  | MIS_MNWI | Wisconsin | 55 | Washburn | 129 | 55129 | 0.3 | 0 | 1927 | 2025 |  |  | N | Hydro | [13 empty] | 0 | 0 | 0 | 0
natural gas peaker | Wheaton | 4014_G_1 | 4014 | G | 1 | 89998 | Combustion Turbine |  | MIS_MNWI | Wisconsin | 55 | Chippewa | 17 | 55017 | 44 | 15737 | 1973 | 2025 |  |  | N | Natural Gas, Distillate Fuel Oil | [12 empty] | 0.48 | 0.44161 | 0.44161 | 0.44161 | 0.44161
natural gas peaker | Wheaton | 4014_G_2 | 4014 | G | 2 | 89999 | Combustion Turbine |  | MIS_MNWI | Wisconsin | 55 | Chippewa | 17 | 55017 | 51 | 14274 | 1973 | 2025 |  |  | N | Natural Gas, Distillate Fuel Oil | [12 empty] | 0.48 | 0.46781 | 0.46781 | 0.46781 | 0.46781
natural gas peaker | Wheaton | 4014_G_3 | 4014 | G | 3 | 90000 | Combustion Turbine |  | MIS_MNWI | Wisconsin | 55 | Chippewa | 17 | 55017 | 44 | 15737 | 1973 | 2025 |  |  | N | Natural Gas, Distillate Fuel Oil | [12 empty] | 0.48 | 0.30794 | 0.30794 | 0.30794 | 0.30794
natural gas peaker | Wheaton | 4014_G_4 | 4014 | G | 4 | 90001 | Combustion Turbine |  | MIS_MNWI | Wisconsin | 55 | Chippewa | 17 | 55017 | 47 | 15737 | 1973 | 2025 |  |  | N | Natural Gas, Distillate Fuel Oil | [12 empty] | 0.48 | 0.35702 | 0.35702 | 0.35702 | 0.35702
natural gas peaker | Wheaton | 4014_G_6 | 4014 | G | 6 | 90003 | Combustion Turbine |  | MIS_MNWI | Wisconsin | 55 | Chippewa | 17 | 55017 | 48 | 15736 | 1973 | 2025 |  |  | N | Distillate Fuel Oil | [12 empty] | 0.45 | 1.2 | 1.2 | 1.2 | 1.2
hard coal | South Oak Creek | 4041_B_5 | 4041 | B | 5 | 2590 | Coal Steam |  | MIS_WUMS | Wisconsin | 55 | Milwaukee | 79 | 55079 | 241 | 10326 | 1959 | 2024 | wall | dry | N | Subbituminous | Wet Scrubber | 2012 | 0.95 | STC | SCR | 2012 |  | ESPC | No |  |  |  | 0.09 | 0.06895 | 0.06895 | 0.06895 | 0.06895 | 0.1 | 0.1 | 0.56 | 0.99
hard coal | South Oak Creek | 4041_B_6 | 4041 | B | 6 | 2591 | Coal Steam |  | MIS_WUMS | Wisconsin | 55 | Milwaukee | 79 | 55079 | 245 | 10316 | 1961 | 2024 | wall | dry | N | Subbituminous | Wet Scrubber | 2012 | 0.95 | STC | SCR | 2012 |  | ESPC | No |  |  |  | 0.09 | 0.06677 | 0.06677 | 0.06677 | 0.06677 | 0.1 | 0.1 | 0.56 | 0.99
hard coal | South Oak Creek | 4041_B_7 | 4041 | B | 7 | 2592 | Coal Steam |  | MIS_WUMS | Wisconsin | 55 | Milwaukee | 79 | 55079 | 303 | 10335 | 1965 | 2025 | tangential | dry | N | Subbituminous | Wet Scrubber | 2012 | 0.95 | LNC3 | SCR | 2012 |  | ESPC | No |  |  |  | 0.09 | 0.06488 | 0.06488 | 0.06488 | 0.06488 | 0.1 | 0.1 | 0.56 | 0.99
hard coal | South Oak Creek | 4041_B_8 | 4041 | B | 8 | 2593 | Coal Steam |  | MIS_WUMS | Wisconsin | 55 | Milwaukee | 79 | 55079 | 309 | 10508 | 1967 | 2025 | tangential | dry | N | Subbituminous | Wet Scrubber | 2012 | 0.95 | LNC3 | SCR | 2012 |  | ESPC | No |  |  |  | 0.09 | 0.06495 | 0.06495 | 0.06495 | 0.06495 | 0.1 | 0.1 | 0.56 | 0.99
hard coal | Edgewater | 4050_B_5 | 4050 | B | 5 | 2600 | Coal Steam |  | MIS_WUMS | Wisconsin | 55 | Sheboygan | 117 | 55117 | 416 | 10454 | 1985 | 2025 | wall | dry | N | Subbituminous | Dry Scrubber | 2016 | 0.9 | LNBO | SCR | 2012 |  | ESPC + B | No | ACI | 2003 |  | 0.075 | 0.03717 | 0.03717 | 0.03717 | 0.03717 | 0.1 | 0.1 | 0.1 | 0.95
natural gas peaker | West Marinette | 4076_G_31 | 4076 | G | 31 | 89871 | Combustion Turbine |  | MIS_WUMS | Wisconsin | 55 | Marinette | 75 | 55075 | 38.6 | 15547 | 1971 | 2024 |  |  | N | Natural Gas, Distillate Fuel Oil | [13 empty] | 0.27669 | 0.27669 | 0.27669 | 0.27669
natural gas peaker | West Marinette | 4076_G_32 | 4076 | G | 32 | 89873 | Combustion Turbine |  | MIS_WUMS | Wisconsin | 55 | Marinette | 75 | 55075 | 37.1 | 15457 | 1973 | 2024 |  |  | N | Natural Gas, Distillate Fuel Oil | [13 empty] | 0.34394 | 0.34394 | 0.34394 | 0.34394
natural gas steam turbine | Weston | 4078_B_2 | 4078 | B | 2 | 2614 | O/G Steam |  | MIS_WUMS | Wisconsin | 55 | Marathon | 73 | 55073 | 78 | 9737 | 1960 | 2024 | wall | dry | N | Natural Gas |  |  |  | AA + LNB + OFA | [8 empty] | 1.2 | 0.11596 | 0.11596 | 0.11596 | 0.11596
natural gas peaker | Weston | 4078_G_31 | 4078 | G | 31 | 89867 | Combustion Turbine |  | MIS_WUMS | Wisconsin | 55 | Marathon | 73 | 55073 | 14.9 | 14367 | 1969 | 2023 |  |  | N | Natural Gas | [13 empty] | 0.40362 | 0.40362 | 0.40362 | 0.40362
natural gas peaker | Weston | 4078_G_32 | 4078 | G | 32 | 89875 | Combustion Turbine |  | MIS_WUMS | Wisconsin | 55 | Marathon | 73 | 55073 | 19.4 | 14410 | 1973 | 2023 |  |  | N | Natural Gas, Distillate Fuel Oil | [13 empty] | 0.40362 | 0.40362 | 0.40362 | 0.40362
hard coal | Dave Johnston | 4158_B_BW43 | 4158 | B | BW43 | 2635 | Coal Steam |  | WECC_WY | Wyoming | 56 | Converse | 9 | 56009 | 220 | 11274 | 1964 | 2027 | wall | dry | N | Subbituminous | Dry Scrubber | 2010 | 0.907 | LNBO |  |  |  | B | NA | ACI | 2015 |  | 0.15 | 0.22092 | 0.22092 | 0.22092 | 0.22092 | 0.1 | 0.1 | 0.1 | 0.957 |  |  |  |  | C2G/Retire | 2028
hard coal | Naughton | 4162_B_1 | 4162 | B | 1 | 2637 | Coal Steam |  | WECC_WY | Wyoming | 56 | Lincoln | 23 | 56023 | 156 | 10983 | 1963 | 2025 | tangential | dry | N | Subbituminous | Wet Scrubber | 2012 | 0.97 | LNC2 |  |  |  | ESPC + C | Yes | ACI | 2015 |  | 0.15 | 0.21178 | 0.21178 | 0.1469 | 0.1469 | 0.1 | 0.1 | 0.1 | 0.99 |  |  |  |  | C2G/Retire | 2025 | Yes
hard coal | Naughton | 4162_B_2 | 4162 | B | 2 | 2638 | Coal Steam |  | WECC_WY | Wyoming | 56 | Lincoln | 23 | 56023 | 201 | 10956 | 1968 | 2025 | tangential | dry | N | Subbituminous | Wet Scrubber | 2011 | 0.98 | LNC2 |  |  |  | ESPC + C | Yes | ACI | 2015 |  | 0.15 | 0.21866 | 0.21866 | 0.1469 | 0.1469 | 0.1 | 0.1 | 0.1 | 0.99 |  |  |  |  | C2G/Retire | 2025 | Yes
hard coal | FirstEnergy Pleasants Power Station | 6004_B_1 | 6004 | B | 1 | 2673 | Coal Steam |  | PJM_AP | West Virginia | 54 | Pleasants | 73 | 54073 | 644 | 10492 | 1979 | 2023 | wall | dry | N | Bituminous | Wet Scrubber | 1979 | 0.9 | LNB | SCR | 2003 |  | ESPC + WS | No |  |  |  | 1.2 | 0.24491 | 0.1638 | 0.24491 | 0.1638 | 0.05 | 0.1 | 0.56 | 0.95
hard coal | FirstEnergy Pleasants Power Station | 6004_B_2 | 6004 | B | 2 | 2674 | Coal Steam |  | PJM_AP | West Virginia | 54 | Pleasants | 73 | 54073 | 644 | 10383 | 1980 | 2023 | wall | dry | N | Bituminous | Wet Scrubber | 1980 | 0.9 | LNB | SCR | 2003 |  | ESPC + WS | No |  |  |  | 1.2 | 0.21717 | 0.14174 | 0.21717 | 0.14174 | 0.05 | 0.1 | 0.56 | 0.95
hard coal | Newton | 6017_B_1 | 6017 | B | 1 | 2680 | Coal Steam |  | MIS_IL | Illinois | 17 | Jasper | 79 | 17079 | 595 | 10492 | 1982 | 2027 | tangential | dry | N | Subbituminous |  |  | 0.4466 | LNC3 + other |  |  |  | ESPC | Yes | ACI | 2009 |  | 0.5 | 0.11716 | 0.11716 | 0.11716 | 0.11716 | 0.1 | 0.1 | 0.1 | 0.98 | Yes | 2017
hard coal | W H Zimmer | 6019_B_1 | 6019 | B | 1 | 2683 | Coal Steam |  | PJM_West | Ohio | 39 | Clermont | 25 | 39025 | 1305 | 9761 | 1991 | 2022 | wall | dry | N | Bituminous | Wet Scrubber | 1991 | 0.91 | LNB | SCR | 2004 |  | ESPC | No |  |  |  | 0.548 | 0.26606 | 0.07 | 0.26606 | 0.07 | 0.05 | 0.1 | 0.56 | 0.96
nuclear | Perry | 6020_G_1 | 6020 | G | 1 |  | Nuclear |  | PJM_ATSI | Ohio | 39 | Lake | 85 | 39085 | 1240 | 10456 | 1987 | 2026 |  |  | N | Nuclear Fuel | [13 empty] | 0 | 0 | 0 | 0
hard coal | Craig (CO) | 6021_B_C1 | 6021 | B | C1 | 2684 | Coal Steam |  | WECC_CO | Colorado | 8 | Moffat | 81 | 08081 | 427 | 10204 | 1979 | 2026 | wall | dry | N | Subbituminous | Wet Scrubber | 1980 | 0.95 | LNBO |  |  |  | B | NA |  |  |  | 0.11 | 0.25205 | 0.25205 | 0.25205 | 0.25205 | 0.1 | 0.1 | 0.56 | 0.99 | [6 empty] | Yes
hard coal | Wansley | 6052_B_1 | 6052 | B | 1 | 2722 | Coal Steam |  | S_SOU | Georgia | 13 | Heard | 149 | 13149 | 872 | 10009 | 1976 | 2022 | tangential | dry | N | Bituminous | Wet Scrubber | 2008 | 0.98 | LNC3 | SCR | 2008 |  | ESPC + WS | No | ACI | 2014 |  | 5 | 0.365 | 0.07776 | 0.365 | 0.07776 | 0.05 | 0.1 | 0.1 | 0.99
hard coal | Wansley | 6052_B_2 | 6052 | B | 2 | 2723 | Coal Steam |  | S_SOU | Georgia | 13 | Heard | 149 | 13149 | 872 | 10033 | 1978 | 2022 | tangential | dry | N | Bituminous | Wet Scrubber | 2009 | 0.98 | LNC3 | SCR | 2008 |  | ESPC + WS | No | ACI | 2014 |  | 5 | 0.3847 | 0.09419 | 0.3847 | 0.09419 | 0.05 | 0.1 | 0.1 | 0.99
hard coal | Victor J Daniel Jr | 6073_B_1 | 6073 | B | 1 | 2744 | Coal Steam |  | S_SOU | Mississippi | 28 | Jackson | 59 | 28059 | 502 | 11194 | 1981 | 2027 | tangential | wet | N | Bituminous, Subbituminous | Wet Scrubber | 2015 | 0.96 | LNB + OFA |  |  |  | ESPC | Yes | ACI | 2015 |  | 1.2 | 0.21147 | 0.21147 | 0.1469 | 0.1469 | 0.05 | 0.1 | 0.1 | 0.99 | Yes | 2015
hard coal | Victor J Daniel Jr | 6073_B_2 | 6073 | B | 2 | 2745 | Coal Steam |  | S_SOU | Mississippi | 28 | Jackson | 59 | 28059 | 502 | 11081 | 1981 | 2027 | tangential | wet | N | Bituminous, Subbituminous | Wet Scrubber | 2015 | 0.96 | LNB + OFA |  |  |  | ESPC | Yes | ACI | 2015 |  | 1.2 | 0.25887 | 0.25887 | 0.1469 | 0.1469 | 0.05 | 0.1 | 0.1 | 0.99 | Yes | 2015
hard coal | Somerset Operating Co LLC | 6082_B_1 | 6082 | B | 1 | 2761 | Coal Steam |  | NY_Z_A | New York | 36 | Niagara | 63 | 36063 | 686 | 10049 | 1984 | 2020 | wall | dry | N | Bituminous | Wet Scrubber | 1984 | 0.9 | LNB | SCR | 1999 |  | ESPC | No |  |  |  | 0.6 | 0.22393 | 0.07 | 0.22393 | 0.07 | 0.05 | 0.1 | 0.56 | 0.95
hard coal | R M Schahfer | 6085_B_17 | 6085 | B | 17 | 2764 | Coal Steam |  | MIS_INKY | Indiana | 18 | Jasper | 73 | 18073 | 361 | 11629 | 1983 | 2025 | tangential | dry | N | Bituminous | Wet Scrubber | 1983 | 0.97 | LNC3 |  |  |  | ESPC | No |  |  |  | 0.62 | 0.17045 | 0.17045 | 0.17045 | 0.17045 | 0.05 | 0.1 | 0.56 | 0.99
hard coal | R M Schahfer | 6085_B_18 | 6085 | B | 18 | 2765 | Coal Steam |  | MIS_INKY | Indiana | 18 | Jasper | 73 | 18073 | 361 | 11469 | 1986 | 2025 | tangential | dry | N | Bituminous | Wet Scrubber | 1986 | 0.97 | LNC3 |  |  |  | ESPC | No |  |  |  | 0.62 | 0.17412 | 0.17412 | 0.17412 | 0.17412 | 0.05 | 0.1 | 0.56 | 0.99
hard coal | Sherburne County | 6090_B_1 | 6090 | B | 1 | 2767 | Coal Steam |  | MIS_MNWI | Minnesota | 27 | Sherburne | 141 | 27141 | 680 | 10055 | 1987 | 2025 | tangential | dry | Y | Subbituminous | Wet Scrubber | 1976 | 0.98 | LNC3 |  |  |  | WS | NA | ACI | 2014 |  | 0.05 | 0.13586 | 0.13586 | 0.13586 | 0.13586 | 0.1 | 0.1 | 0.1 | 0.99 | [6 empty] | Yes
nuclear | Diablo Canyon | 6099_G_1 | 6099 | G | 1 |  | Nuclear |  | WEC_CALN | California | 6 | San Luis Obispo | 79 | 06079 | 1122 | 10456 | 1985 | 2024 |  |  | N | Nuclear Fuel | [13 empty] | 0 | 0 | 0 | 0
nuclear | Diablo Canyon | 6099_G_2 | 6099 | G | 2 |  | Nuclear |  | WEC_CALN | California | 6 | San Luis Obispo | 79 | 06079 | 1118 | 10456 | 1986 | 2025 |  |  | N | Nuclear Fuel | [13 empty] | 0 | 0 | 0 | 0
hard coal | Gibson | 6113_B_5 | 6113 | B | 5 | 2786 | Coal Steam |  | MIS_INKY | Indiana | 18 | Gibson | 51 | 18051 | 620 | 10559 | 1982 | 2026 | wall | dry | N | Bituminous | Wet Scrubber | 1982 | 0.95 | LNBO | SCR | 2004 |  | ESPC | No | ACI | 2015 |  | 0.75 | 0.22551 | 0.12774 | 0.22551 | 0.12774 | 0.05 | 0.1 | 0.1 | 0.99
hard coal | Gibbons Creek | 6136_B_1 | 6136 | B | 1 | 2796 | Coal Steam |  | ERC_REST | Texas | 48 | Grimes | 185 | 48185 | 470 | 10396 | 1983 | 2019 | tangential | dry | N | Subbituminous | Wet Scrubber | 1983 | 0.98 | LNC1 |  |  |  | ESPC | No |  |  |  | 1.2 | 0.1098 | 0.1098 | 0.1098 | 0.1098 | 0.05 | 0.1 | 0.56 | 0.99
hard coal | A B Brown | 6137_B_1 | 6137 | B | 1 | 2797 | Coal Steam |  | MIS_INKY | Indiana | 18 | Posey | 129 | 18129 | 245 | 11185 | 1979 | 2024 | wall | dry | N | Bituminous | Wet Scrubber | 1979 | 0.85 | LNB | SCR | 2006 |  | B | NA | ACI | 2015 |  | 0.727 | 0.20118 | 0.16188 | 0.20118 | 0.16188 | 0.05 | 0.1 | 0.1 | 0.98 | Yes | 2016
hard coal | A B Brown | 6137_B_2 | 6137 | B | 2 | 2798 | Coal Steam |  | MIS_INKY | Indiana | 18 | Posey | 129 | 18129 | 245 | 10985 | 1986 | 2024 | wall | dry | N | Bituminous | Wet Scrubber | 1986 | 0.9 | LNB | SCR | 2005 |  | ESPC | No | ACI | 2015 |  | 0.588 | 0.4122 | 0.16443 | 0.4122 | 0.16443 | 0.05 | 0.1 | 0.1 | 0.95
hard coal | Welsh | 6139_B_1 | 6139 | B | 1 | 2801 | Coal Steam |  | SPP_WEST | Texas | 48 | Titus | 449 | 48449 | 528 | 10922 | 1977 | 2028 | wall | dry | N | Subbituminous |  |  |  | LNBO |  |  |  | ESPH + B | No | ACI | 2016 |  | 1.2 | 0.17664 | 0.17664 | 0.17664 | 0.17664 | 0.1 | 0.1 | 0.1 | 0
hard coal | Welsh | 6139_B_3 | 6139 | B | 3 | 2803 | Coal Steam |  | SPP_WEST | Texas | 48 | Titus | 449 | 48449 | 528 | 10833 | 1982 | 2028 | wall | dry | N | Subbituminous |  |  |  | LNBO |  |  |  | ESPH + B | No | ACI | 2016 |  | 1.12 | 0.20705 | 0.20705 | 0.20705 | 0.20705 | 0.1 | 0.1 | 0.1 | 0
hydro | Ozark | 6142_G_4 | 6142 | G | 4 |  | Hydro |  | SPP_WEST | Arkansas | 5 | Franklin | 47 | 05047 | 23 | 0 | 1973 | 2028 |  |  | N | Hydro | [13 empty] | 0 | 0 | 0 | 0
hard coal | Rush Island | 6155_B_1 | 6155 | B | 1 | 2813 | Coal Steam |  | MIS_MO | Missouri | 29 | Jefferson | 99 | 29099 | 589 | 10226 | 1976 | 2024 | tangential | dry | N | Subbituminous |  |  |  | LNC3 |  |  |  | ESPC | No | ACI | 2015 |  | 2.3 | 0.07768 | 0.07768 | 0.07768 | 0.07768 | 0.1 | 0.1 | 0.1 | 0
hard coal | Rush Island | 6155_B_2 | 6155 | B | 2 | 2814 | Coal Steam |  | MIS_MO | Missouri | 29 | Jefferson | 99 | 29099 | 589 | 10149 | 1977 | 2024 | tangential | dry | N | Subbituminous |  |  |  | LNC3 |  |  |  | ESPC | No | ACI | 2015 |  | 2.3 | 0.08035 | 0.08035 | 0.08035 | 0.08035 | 0.1 | 0.1 | 0.1 | 0
hard coal | Coleto Creek | 6178_B_1 | 6178 | B | 1 | 2826 | Coal Steam |  | ERC_REST | Texas | 48 | Goliad | 175 | 48175 | 648 | 10047 | 1980 | 2027 | tangential | wet | N | Subbituminous |  |  |  | LNC3 |  |  |  | B | NA | ACI | 2016 |  | 1.2 | 0.136 | 0.136 | 0.136 | 0.136 | 0.1 | 0.1 | 0.1 | 0
hard coal | J T Deely | 6181_B_1 | 6181 | B | 1 | 2832 | Coal Steam |  | ERC_REST | Texas | 48 | Bexar | 29 | 48029 | 420 | 10697 | 1977 | 2024 | tangential | dry | N | Subbituminous |  |  |  | LNC3 |  |  |  | B | NA | ACI | 2015 |  | 1.2 | 0.10523 | 0.10523 | 0.10523 | 0.10523 | 0.1 | 0.1 | 0.1 | 0
hard coal | J T Deely | 6181_B_2 | 6181 | B | 2 | 2833 | Coal Steam |  | ERC_REST | Texas | 48 | Bexar | 29 | 48029 | 420 | 10742 | 1977 | 2024 | tangential | dry | N | Subbituminous |  |  |  | LNC3 | SCR | 2011 |  | B | NA | ACI | 2015 |  | 1.2 | 0.10035 | 0.10035 | 0.10035 | 0.10035 | 0.1 | 0.1 | 0.1 | 0
hydro | Rock Island | 6200_G_B-1 | 6200 | G | B-1 |  | Hydro |  | WECC_PNW | Washington | 53 | Chelan | 7 | 53007 | 15 | 0 | 1931 | 2028 |  |  | N | Hydro | [13 empty] | 0 | 0 | 0 | 0
hydro | Rock Island | 6200_G_B-2 | 6200 | G | B-2 |  | Hydro |  | WECC_PNW | Washington | 53 | Chelan | 7 | 53007 | 15 | 0 | 1931 | 2028 |  |  | N | Hydro | [13 empty] | 0 | 0 | 0 | 0
natural gas peaker | Dynegy Oakland Power Plant | 6211_G_GEN2 | 6211 | G | GEN2 |  | Combustion Turbine |  | WEC_CALN | California | 6 | Alameda | 1 | 06001 | 55 | 14765 | 1978 | 2021 |  |  | N | Distillate Fuel Oil | [12 empty] | 0.74 | 0.9188 | 0.9188 | 0.9188 | 0.9188
hydro | Apple River | 6231_G_1 | 6231 | G | 1 |  | Hydro |  | MIS_MNWI | Wisconsin | 55 | St Croix | 109 | 55109 | 0.4 | 0 | 1901 | 2024 |  |  | N | Hydro | [13 empty] | 0 | 0 | 0 | 0
hydro | Apple River | 6231_G_3 | 6231 | G | 3 |  | Hydro |  | MIS_MNWI | Wisconsin | 55 | St Croix | 109 | 55109 | 0.5 | 0 | 1901 | 2024 |  |  | N | Hydro | [13 empty] | 0 | 0 | 0 | 0
hydro | Apple River | 6231_G_4 | 6231 | G | 4 |  | Hydro |  | MIS_MNWI | Wisconsin | 55 | St Croix | 109 | 55109 | 0.5 | 0 | 1901 | 2024 |  |  | N | Hydro | [13 empty] | 0 | 0 | 0 | 0
hard coal | Scherer | 6257_B_4 | 6257 | B | 4 | 2878 | Coal Steam |  | S_SOU | Georgia | 13 | Monroe | 207 | 13207 | 860 | 10615 | 1989 | 2022 | tangential | dry | N | Subbituminous | Wet Scrubber | 2012 | 0.98 | OFA | SCR | 2012 |  | ESPC + B + WS | No | ACI | 2010 |  | 1.2 | 0.20221 | 0.06573 | 0.20221 | 0.06573 | 0.1 | 0.1 | 0.1 | 0.99
natural gas peaker | Sixth Street Gas Turbine | 6356_G_1 | 6356 | G | 1 |  | Combustion Turbine |  | MIS_LMI | Michigan | 26 | Ottawa | 139 | 26139 | 16 | 16213 | 1974 | 2023 |  |  | N | Distillate Fuel Oil | [12 empty] | 1.67 | 0.59752 | 0.59752 | 0.59752 | 0.59752
natural gas peaker | Smith Island | 6391_G_3 | 6391 | G | 3 |  | Combustion Turbine | IC Engine | PJM_EMAC | Maryland | 24 | Somerset | 39 | 24039 | 1.2 | 11539 | 1994 | 2021 |  |  | N | Distillate Fuel Oil | [12 empty] | 0.3 | 1.6498 | 1.6498 | 1.6498 | 1.6498
hydro | Madison Dam | 6422_G_MAD1 | 6422 | G | MAD1 |  | Hydro |  | WECC_MT | Montana | 30 | Madison | 57 | 30057 | 2 | 0 | 1906 | 2019 |  |  | N | Hydro | [13 empty] | 0 | 0 | 0 | 0
hydro | Madison Dam | 6422_G_MAD2 | 6422 | G | MAD2 |  | Hydro |  | WECC_MT | Montana | 30 | Madison | 57 | 30057 | 2 | 0 | 1906 | 2019 |  |  | N | Hydro | [13 empty] | 0 | 0 | 0 | 0
hydro | Madison Dam | 6422_G_MAD3 | 6422 | G | MAD3 |  | Hydro |  | WECC_MT | Montana | 30 | Madison | 57 | 30057 | 2 | 0 | 1906 | 2019 |  |  | N | Hydro | [13 empty] | 0 | 0 | 0 | 0
hydro | Madison Dam | 6422_G_MAD4 | 6422 | G | MAD4 |  | Hydro |  | WECC_MT | Montana | 30 | Madison | 57 | 30057 | 2 | 0 | 1908 | 2019 |  |  | N | Hydro | [13 empty] | 0 | 0 | 0 | 0
hard coal | Intermountain Power Project | 6481_B_1SGA | 6481 | B | 1SGA | 2887 | Coal Steam |  | WECC_UT | Utah | 49 | Millard | 27 | 49027 | 900 | 9703 | 1986 | 2026 | wall | dry | N | Bituminous, Subbituminous | Wet Scrubber | 1986 | 0.9 | LNB |  |  |  | B | NA |  |  |  | 0.138 | 0.24195 | 0.24195 | 0.1987 | 0.1987 | 0.05 | 0.1 | 0.56 | 0.95
hard coal | Intermountain Power Project | 6481_B_2SGA | 6481 | B | 2SGA | 2888 | Coal Steam |  | WECC_UT | Utah | 49 | Millard | 27 | 49027 | 900 | 9738 | 1987 | 2026 | wall | dry | N | Bituminous, Subbituminous | Wet Scrubber | 1987 | 0.9 | LNB |  |  |  | B | NA |  |  |  | 0.138 | 0.25908 | 0.25908 | 0.1987 | 0.1987 | 0.05 | 0.1 | 0.56 | 0.95
hydro | Drop 2 (WA) | 6507_G_1 | 6507 | G | 1 |  | Hydro |  | WECC_PNW | Washington | 53 | Yakima | 77 | 53077 | 2.1 | 0 | 1942 | 2028 |  |  | N | Hydro | [13 empty] | 0 | 0 | 0 | 0
natural gas peaker | Vergennes 9 | 6519_G_5 | 6519 | G | 5 |  | Combustion Turbine | IC Engine | NENGREST | Vermont | 50 | Addison | 1 | 50001 | 2 | 10745 | 1963 | 2021 |  |  | N | Distillate Fuel Oil | [12 empty] | 2 | 1.6498 | 1.6498 | 1.6498 | 1.6498
natural gas peaker | Vergennes 9 | 6519_G_6 | 6519 | G | 6 |  | Combustion Turbine | IC Engine | NENGREST | Vermont | 50 | Addison | 1 | 50001 | 2 | 10745 | 1964 | 2021 |  |  | N | Distillate Fuel Oil | [12 empty] | 2 | 1.6498 | 1.6498 | 1.6498 | 1.6498
natural gas peaker | Berlin | 6565_G_4A | 6565 | G | 4A |  | Combustion Turbine | IC Engine | PJM_EMAC | Maryland | 24 | Worcester | 47 | 24047 | 1.8 | 25000 | 2000 | 2020 |  |  | N | Distillate Fuel Oil | [12 empty] | 0.3 | 0.89849 | 0.89849 | 0.89849 | 0.89849
hydro | Greg Avenue | 6643_G_1 | 6643 | G | 1 |  | Hydro |  | WEC_LADW | California | 6 | Los Angeles | 37 | 06037 | 1 | 0 | 1979 | 2019 |  |  | N | Hydro | [13 empty] | 0 | 0 | 0 | 0
natural gas peaker | Heber City | 7111_G_NA5 | 7111 | G | NA5 |  | Combustion Turbine | IC Engine | WECC_UT | Utah | 49 | Wasatch | 51 | 49051 | 0.7 | 10959 | 1990 | 2021 |  |  | N | Natural Gas | [12 empty] | 0.85 | 0.18969 | 0.18969 | 0.18969 | 0.18969
natural gas peaker | Angus Anson | 7237_G_1 | 7237 | G | 1 | 3042 | Combustion Turbine |  | MIS_MNWI | South Dakota | 46 | Minnehaha | 99 | 46099 | 90 | 12119 | 1994 | 2025 |  |  | N | Natural Gas, Distillate Fuel Oil |  |  |  | H2O | [8 empty] | 0.064 | 0.08798 | 0.08798 | 0.08798 | 0.08798
natural gas peaker | Angus Anson | 7237_G_2 | 7237 | G | 2 | 3041 | Combustion Turbine |  | MIS_MNWI | South Dakota | 46 | Minnehaha | 99 | 46099 | 90 | 12119 | 1994 | 2025 |  |  | N | Natural Gas, Distillate Fuel Oil |  |  |  | H2O | [8 empty] | 0.064 | 0.0917 | 0.0917 | 0.0917 | 0.0917
hydro | O'Shaughnessy Hydro | 7279_G_1 | 7279 | G | 1 |  | Hydro |  | PJM_West | Ohio | 39 | Delaware | 41 | 39041 | 1.3 | 0 | 1988 | 2028 |  |  | N | Hydro | [13 empty] | 0 | 0 | 0 | 0
hydro | O'Shaughnessy Hydro | 7279_G_2 | 7279 | G | 2 |  | Hydro |  | PJM_West | Ohio | 39 | Delaware | 41 | 39041 | 3.9 | 0 | 1988 | 2028 |  |  | N | Hydro | [13 empty] | 0 | 0 | 0 | 0
natural gas peaker | Florence | 7337_G_1 | 7337 | G | 1 |  | Combustion Turbine |  | NENGREST | Vermont | 50 | Rutland | 21 | 50021 | 3 | 19558 | 1992 | 2013 |  |  | N | Distillate Fuel Oil | [12 empty] | 0.3 | 1.01 | 1.01 | 1.01 | 1.01
natural gas peaker | Florence | 7337_G_2 | 7337 | G | 2 |  | Combustion Turbine |  | NENGREST | Vermont | 50 | Rutland | 21 | 50021 | 2.9 | 19558 | 1992 | 2013 |  |  | N | Distillate Fuel Oil | [12 empty] | 0.3 | 1.01 | 1.01 | 1.01 | 1.01
natural gas peaker | Fergus Control Ctr | 7505_G_1 | 7505 | G | 1 |  | Combustion Turbine | IC Engine | MIS_MAPP | Minnesota | 27 | Otter Tail | 111 | 27111 | 2 | 10745 | 1995 | 2019 |  |  | N | Distillate Fuel Oil | [13 empty] | 1.6498 | 1.6498 | 1.6498 | 1.6498
biomass | Pennsbury | 7690_G_2 | 7690 | G | 2 |  | Landfill Gas |  | PJM_EMAC | Pennsylvania | 42 | Bucks | 17 | 42017 | 2 | 13500 | 1996 | 2020 |  |  | N | Landfill Gas | [13 empty] | 0.22117 | 0.22117 | 0.22117 | 0.22117
natural gas peaker | Pea Ridge | 7715_G_1 | 7715 | G | 1 |  | Combustion Turbine |  | S_SOU | Florida | 12 | Santa Rosa | 113 | 12113 | 4 | 13791 | 1998 | 2025 |  |  | N | Natural Gas | [12 empty] | 0.001 | 0.23202 | 0.23202 | 0.23202 | 0.23202
natural gas peaker | Pea Ridge | 7715_G_2 | 7715 | G | 2 |  | Combustion Turbine |  | S_SOU | Florida | 12 | Santa Rosa | 113 | 12113 | 4 | 13791 | 1998 | 2025 |  |  | N | Natural Gas | [12 empty] | 0.001 | 0.23202 | 0.23202 | 0.23202 | 0.23202
natural gas peaker | Pea Ridge | 7715_G_3 | 7715 | G | 3 |  | Combustion Turbine |  | S_SOU | Florida | 12 | Santa Rosa | 113 | 12113 | 4 | 13791 | 1998 | 2025 |  |  | N | Natural Gas | [12 empty] | 0.001 | 0.23202 | 0.23202 | 0.23202 | 0.23202
hydro | Argyle | 7810_G_3 | 7810 | G | 3 |  | Hydro |  | MIS_MNWI | Wisconsin | 55 | Lafayette | 65 | 55065 | 0.1 | 0 | 1929 | 2021 |  |  | N | Hydro | [13 empty] | 0 | 0 | 0 | 0
biomass | Roosevelt Biogas 1 | 7832_G_1 | 7832 | G | 1 |  | Landfill Gas |  | WECC_PNW | Washington | 53 | Klickitat | 39 | 53039 | 2.1 | 13500 | 1999 | 2012 |  |  | N | Landfill Gas | [13 empty] | 0.22117 | 0.22117 | 0.22117 | 0.22117
biomass | Roosevelt Biogas 1 | 7832_G_2 | 7832 | G | 2 |  | Landfill Gas |  | WECC_PNW | Washington | 53 | Klickitat | 39 | 53039 | 2.1 | 13500 | 1999 | 2012 |  |  | N | Landfill Gas | [13 empty] | 0.22117 | 0.22117 | 0.22117 | 0.22117
biomass | Roosevelt Biogas 1 | 7832_G_3 | 7832 | G | 3 |  | Landfill Gas |  | WECC_PNW | Washington | 53 | Klickitat | 39 | 53039 | 2.1 | 13500 | 1999 | 2012 |  |  | N | Landfill Gas | [13 empty] | 0.22117 | 0.22117 | 0.22117 | 0.22117
biomass | Roosevelt Biogas 1 | 7832_G_4 | 7832 | G | 4 |  | Landfill Gas |  | WECC_PNW | Washington | 53 | Klickitat | 39 | 53039 | 2.1 | 13500 | 1999 | 2012 |  |  | N | Landfill Gas | [13 empty] | 0.22117 | 0.22117 | 0.22117 | 0.22117
biomass | Roosevelt Biogas 1 | 7832_G_5 | 7832 | G | 5 |  | Landfill Gas |  | WECC_PNW | Washington | 53 | Klickitat | 39 | 53039 | 2.1 | 13500 | 2000 | 2012 |  |  | N | Landfill Gas | [13 empty] | 0.22117 | 0.22117 | 0.22117 | 0.22117
biomass | Roosevelt Biogas 1 | 7832_G_7 | 7832 | G | 7 |  | Landfill Gas |  | WECC_PNW | Washington | 53 | Klickitat | 39 | 53039 | 10 | 13500 | 2011 | 2018 |  |  | N | Landfill Gas | [13 empty] | 0.07981 | 0.07981 | 0.07981 | 0.07981
biomass | Roosevelt Biogas 1 | 7832_G_8 | 7832 | G | 8 |  | Landfill Gas |  | WECC_PNW | Washington | 53 | Klickitat | 39 | 53039 | 10 | 13500 | 2011 | 2018 |  |  | N | Landfill Gas | [13 empty] | 0.12972 | 0.12972 | 0.12972 | 0.12972
biomass | Roosevelt Biogas 1 | 7832_G_9 | 7832 | G | 9 |  | Landfill Gas |  | WECC_PNW | Washington | 53 | Klickitat | 39 | 53039 | 6 | 13500 | 2011 | 2018 |  |  | N | Landfill Gas | [13 empty] | 0.1456 | 0.1456 | 0.1456 | 0.1456
natural gas peaker | MEPI GT Facility | 7858_G_1 | 7858 | G | 1 | 3322 | Combustion Turbine |  | S_C_TVA | Illinois | 17 | Massac | 127 | 17127 | 55 | 13467 | 1974 | 2022 |  |  | N | Natural Gas |  |  |  | H2O | [8 empty] | 1 | 0.12833 | 0.12833 | 0.12833 | 0.12833
natural gas peaker | MEPI GT Facility | 7858_G_2 | 7858 | G | 2 | 3323 | Combustion Turbine |  | S_C_TVA | Illinois | 17 | Massac | 127 | 17127 | 55 | 13471 | 1974 | 2022 |  |  | N | Natural Gas |  |  |  | H2O | [8 empty] | 1 | 0.12912 | 0.12912 | 0.12912 | 0.12912
natural gas peaker | MEPI GT Facility | 7858_G_3 | 7858 | G | 3 | 3324 | Combustion Turbine |  | S_C_TVA | Illinois | 17 | Massac | 127 | 17127 | 55 | 13471 | 1974 | 2022 |  |  | N | Natural Gas |  |  |  | H2O | [8 empty] | 1 | 0.12608 | 0.12608 | 0.12608 | 0.12608
natural gas peaker | MEPI GT Facility | 7858_G_4 | 7858 | G | 4 | 3325 | Combustion Turbine |  | S_C_TVA | Illinois | 17 | Massac | 127 | 17127 | 37 | 13471 | 2000 | 2022 |  |  | N | Natural Gas |  |  |  | H2O | [8 empty] | 1 | 0.12094 | 0.12094 | 0.12094 | 0.12094
natural gas peaker | MEPI GT Facility | 7858_G_5 | 7858 | G | 5 | 3326 | Combustion Turbine |  | S_C_TVA | Illinois | 17 | Massac | 127 | 17127 | 37 | 13471 | 2000 | 2022 |  |  | N | Natural Gas |  |  |  | H2O | [8 empty] | 1 | 0.13077 | 0.13077 | 0.13077 | 0.13077
natural gas peaker | New Knoxville | 7898_G_1 | 7898 | G | 1 |  | Combustion Turbine | IC Engine | PJM_West | Ohio | 39 | Auglaize | 11 | 39011 | 1 | 12283 | 2000 | 2022 |  |  | N | Distillate Fuel Oil | [12 empty] | 0.5 | 1.6498 | 1.6498 | 1.6498 | 1.6498
onshore wind | Byron | 7901_G_1 | 7901 | G | 1 |  | Onshore Wind |  | MIS_WUMS | Wisconsin | 55 | Fond Du Lac | 39 | 55039 | 0.1 | 0 | 1999 | 2019 |  |  | N | Wind | [13 empty] | 0 | 0 | 0 | 0
onshore wind | Byron | 7901_G_2 | 7901 | G | 2 |  | Onshore Wind |  | MIS_WUMS | Wisconsin | 55 | Fond Du Lac | 39 | 55039 | 0.1 | 0 | 1999 | 2019 |  |  | N | Wind | [13 empty] | 0 | 0 | 0 | 0
hard coal | Pirkey | 7902_B_1 | 7902 | B | 1 | 3360 | Coal Steam |  | SPP_WEST | Texas | 48 | Harrison | 203 | 48203 | 721 | 10533 | 1985 | 2023 | wall | dry | N | Lignite, Subbituminous | Wet Scrubber | 1985 | 0.85 | LNB + LNBO + OFA |  |  |  | ESPC | Yes | ACI | 2015 |  | 1.2 | 0.16155 | 0.16155 | 0.16155 | 0.16155 | 0.1 | 0.1 | 0.1 | 0.9
hydro | Kern Canyon | 7911_G_1 | 7911 | G | 1 |  | Hydro |  | WEC_CALN | California | 6 | Kern | 29 | 06029 | 11.5 | 0 | 1921 | 2028 |  |  | N | Hydro | [13 empty] | 0 | 0 | 0 | 0
natural gas peaker | Mickleton Station | 8008_G_MICK | 8008 | G | MICK | 3422 | Combustion Turbine |  | PJM_EMAC | New Jersey | 34 | Gloucester | 15 | 34015 | 64.9 | 16633 | 1974 | 2023 |  |  | N | Natural Gas | [12 empty] | 0.21 | 1.1099 | 1.1099 | 1.1099 | 1.1099
natural gas peaker | Auburn State Street | 8009_G_1 | 8009 | G | 1 |  | Combustion Turbine |  | NY_Z_C&E | New York | 36 | Cayuga | 11 | 36011 | 5.3 | 25000 | 2000 | 2019 |  |  | N | Natural Gas | [12 empty] | 1.053 | 0.23894 | 0.23894 | 0.23894 | 0.23894
natural gas peaker | Portage | 8019_G_1 | 8019 | G | 1 |  | Combustion Turbine |  | MIS_WUMS | Michigan | 26 | Houghton | 61 | 26061 | 17.4 | 23793 | 1973 | 2021 |  |  | N | Distillate Fuel Oil | [12 empty] | 1.67 | 0.87658 | 0.87658 | 0.87658 | 0.87658
hard coal | Columbia (WI) | 8023_B_1 | 8023 | B | 1 | 3431 | Coal Steam |  | MIS_WUMS | Wisconsin | 55 | Columbia | 21 | 55021 | 575 | 10544 | 1975 | 2027 | tangential | dry | N | Subbituminous | Dry Scrubber | 2014 | 0.94 | LNC2 | SCR | 2023 |  | ESPH + B | Yes | ACI | 2014 |  | 0.075 | 0.12338 | 0.12338 | 0.12338 | 0.12338 | 0.1 | 0.1 | 0.1 | 0.99
hard coal | Columbia (WI) | 8023_B_2 | 8023 | B | 2 | 3432 | Coal Steam |  | MIS_WUMS | Wisconsin | 55 | Columbia | 21 | 55021 | 570 | 10533 | 1978 | 2027 | tangential | dry | N | Subbituminous | Dry Scrubber | 2014 | 0.94 | LNC2 | SCR | 2018 |  | ESPC + B | Yes | ACI | 2009 |  | 0.075 | 0.053 | 0.053 | 0.053 | 0.053 | 0.1 | 0.1 | 0.1 | 0.99
natural gas peaker | Blue Lake | 8027_G_1 | 8027 | G | 1 | 89763 | Combustion Turbine |  | MIS_MNWI | Minnesota | 27 | Scott | 139 | 27139 | 39 | 11358 | 1974 | 2024 |  |  | N | Distillate Fuel Oil | [12 empty] | 0.05 | 1.6064 | 1.6064 | 1.6064 | 1.6064
natural gas peaker | Blue Lake | 8027_G_2 | 8027 | G | 2 | 89764 | Combustion Turbine |  | MIS_MNWI | Minnesota | 27 | Scott | 139 | 27139 | 39 | 11358 | 1974 | 2024 |  |  | N | Distillate Fuel Oil | [12 empty] | 0.05 | 1.6065 | 1.6065 | 1.6065 | 1.6065
natural gas peaker | Blue Lake | 8027_G_3 | 8027 | G | 3 | 89765 | Combustion Turbine |  | MIS_MNWI | Minnesota | 27 | Scott | 139 | 27139 | 36 | 11358 | 1974 | 2024 |  |  | N | Distillate Fuel Oil | [12 empty] | 0.05 | 1.606 | 1.606 | 1.606 | 1.606
natural gas peaker | Blue Lake | 8027_G_4 | 8027 | G | 4 | 89766 | Combustion Turbine |  | MIS_MNWI | Minnesota | 27 | Scott | 139 | 27139 | 39 | 11358 | 1974 | 2024 |  |  | N | Distillate Fuel Oil | [12 empty] | 0.05 | 1.6061 | 1.6061 | 1.6061 | 1.6061
natural gas peaker | Arvada | 8028_G_3 | 8028 | G | 3 |  | Combustion Turbine |  | WECC_WY | Wyoming | 56 | Sheridan | 33 | 56033 | 5 | 16771 | 2002 | 2021 |  |  | N | Natural Gas | [12 empty] | 0.8 | 0.23894 | 0.23894 | 0.23894 | 0.23894
natural gas steam turbine | Waterford 1 & 2 | 8056_B_2 | 8056 | B | 2 | 3451 | O/G Steam |  | MIS_AMSO | Louisiana | 22 | St Charles | 89 | 22089 | 428 | 11112 | 1975 | 2024 | wall | dry | N | Natural Gas, Residual Fuel Oil |  |  |  | CM + FU + LNCB | [8 empty] | 5.261 | 0.1692 | 0.1692 | 0.1692 | 0.1692
natural gas peaker | Fort Lupton | 8067_G_1 | 8067 | G | 1 |  | Combustion Turbine |  | WECC_CO | Colorado | 8 | Weld | 123 | 08123 | 44 | 15793 | 1972 | 2025 |  |  | N | Natural Gas, Distillate Fuel Oil | [12 empty] | 0.06 | 0.47388 | 0.47388 | 0.47388 | 0.47388
natural gas peaker | Fort Lupton | 8067_G_2 | 8067 | G | 2 |  | Combustion Turbine |  | WECC_CO | Colorado | 8 | Weld | 123 | 08123 | 44 | 15798 | 1972 | 2025 |  |  | N | Natural Gas, Distillate Fuel Oil | [12 empty] | 0.06 | 0.47388 | 0.47388 | 0.47388 | 0.47388
natural gas peaker | Ellwood | 8076_G_01 | 8076 | G | 01 |  | Combustion Turbine |  | WECC_SCE | California | 6 | Santa Barbara | 83 | 06083 | 54 | 9827 | 1974 | 2024 |  |  | Y | Natural Gas | [12 empty] | 0.74 | 0.47388 | 0.47388 | 0.47388 | 0.47388
natural gas peaker | Tipton | 8106_G_3 | 8106 | G | 3 |  | Combustion Turbine | IC Engine | MIS_IL | Iowa | 19 | Cedar | 31 | 19031 | 1.2 | 11756 | 1971 | 2019 |  |  | N | Natural Gas, Distillate Fuel Oil | [12 empty] | 1.629 | 1.061 | 1.061 | 1.061 | 1.061
hard coal | Springerville | 8223_B_1 | 8223 | B | 1 | 3470 | Coal Steam |  | WECC_AZ | Arizona | 4 | Apache | 1 | 04001 | 387 | 10417 | 1985 | 2027 | tangential | dry | N | Subbituminous | Dry Scrubber | 1985 | 0.89 | LNC1 |  |  |  | B | NA | ACI | 2016 |  | 0.69 | 0.17683 | 0.17683 | 0.1469 | 0.1469 | 0.1 | 0.1 | 0.1 | 0.94
hard coal | North Valmy | 8224_B_1 | 8224 | B | 1 | 3473 | Coal Steam |  | WECC_NNV | Nevada | 32 | Humboldt | 13 | 32013 | 254 | 11355 | 1981 | 2025 | wall | dry | N | Bituminous, Subbituminous |  |  | 0.1268 | LNB + OFA |  |  |  | B | NA |  |  |  | 1.2 | 0.35269 | 0.35269 | 0.35269 | 0.35269 | 0.11 | 0.1 | 1 | 0.98 | Yes | 2016
hard coal | North Valmy | 8224_B_2 | 8224 | B | 2 | 3474 | Coal Steam |  | WECC_NNV | Nevada | 32 | Humboldt | 13 | 32013 | 268 | 11179 | 1985 | 2025 | wall | dry | N | Bituminous, Subbituminous | Dry Scrubber | 1985 | 0.7 | LNB + OFA |  |  |  | B | NA |  |  |  | 0.6 | 0.31027 | 0.31027 | 0.31027 | 0.31027 | 0.05 | 0.1 | 1 | 0.98 | Yes | 2016
hard coal | Cheswick Power Plant | 8226_B_1 | 8226 | B | 1 | 3475 | Coal Steam |  | PJM_West | Pennsylvania | 42 | Allegheny | 3 | 42003 | 565 | 10935 | 1970 | 2022 | tangential | dry | N | Bituminous | Wet Scrubber | 2010 | 0.983 | LNC2 | SCR | 2003 |  | ESPC | Yes |  |  |  | 2.8 | 0.39205 | 0.16987 | 0.39205 | 0.16987 | 0.05 | 0.1 | 0.56 | 0.99
natural gas peaker | Cherry Street | 9038_G_10 | 9038 | G | 10 |  | Combustion Turbine | IC Engine | NENGREST | Massachusetts | 25 | Middlesex | 17 | 25017 | 1.9 | 11224 | 1962 | 2024 |  |  | N | Natural Gas, Distillate Fuel Oil | [12 empty] | 0.789 | 3.112 | 3.112 | 3.112 | 3.112
natural gas peaker | Cherry Street | 9038_G_11 | 9038 | G | 11 |  | Combustion Turbine | IC Engine | NENGREST | Massachusetts | 25 | Middlesex | 17 | 25017 | 1.9 | 11224 | 1962 | 2024 |  |  | N | Natural Gas, Distillate Fuel Oil | [12 empty] | 0.789 | 3.1511 | 3.1511 | 3.1511 | 3.1511
hydro | Newhalem | 9842_G_20 | 9842 | G | 20 |  | Hydro |  | WECC_PNW | Washington | 53 | Whatcom | 73 | 53073 | 2.3 | 0 | 1970 | 2028 |  |  | N | Hydro | [13 empty] | 0 | 0 | 0 | 0
municipal solid waste | Greater Detroit Resource Recovery | 10033_B_11 | 10033 | B | 11 |  | Municipal Solid Waste |  | MIS_LMI | Michigan | 26 | Wayne | 163 | 26163 | 21.2 | 8824 | 1988 | 2019 |  |  | Y | MSW | Dry Scrubber | 1995 | 0.9 |  |  |  |  | B | NA |  |  |  |  | 0.24674 | 0.24674 | 0.24674 | 0.24674 | 0.08 | 0.08 | 0.08
municipal solid waste | Greater Detroit Resource Recovery | 10033_B_12 | 10033 | B | 12 |  | Municipal Solid Waste |  | MIS_LMI | Michigan | 26 | Wayne | 163 | 26163 | 21.2 | 8824 | 1988 | 2019 |  |  | Y | MSW | Dry Scrubber | 1993 | 0.891 |  |  |  |  | B | NA |  |  |  |  | 0.25741 | 0.25741 | 0.25741 | 0.25741 | 0.08 | 0.08 | 0.08
municipal solid waste | Greater Detroit Resource Recovery | 10033_B_13 | 10033 | B | 13 |  | Municipal Solid Waste |  | MIS_LMI | Michigan | 26 | Wayne | 163 | 26163 | 21.2 | 8824 | 1988 | 2019 |  |  | Y | MSW | Dry Scrubber | 1994 | 0.921 |  |  |  |  | B | NA |  |  |  |  | 0.23206 | 0.23206 | 0.23206 | 0.23206 | 0.08 | 0.08 | 0.08
hard coal | Logan Generating Company LP | 10043_B_B01 | 10043 | B | B01 | 3524 | Coal Steam |  | PJM_EMAC | New Jersey | 34 | Gloucester | 15 | 34015 | 219 | 11837 | 1994 | 2022 | wall | dry | Y | Bituminous | Dry Scrubber | 1994 | 0.93 | LNBO | SCR | 1994 |  | B | NA |  |  |  | 0.16 | 0.12065 | 0.12065 | 0.12065 | 0.12065 | 0.05 | 0.1 | 1 | 0.98
hard coal | Taconite Harbor Energy Center | 10075_B_1 | 10075 | B | 1 | 9003 | Coal Steam |  | MIS_MNWI | Minnesota | 27 | Cook | 31 | 27031 | 79 | 10438 | 1957 | 2022 | tangential | dry | N | Subbituminous |  |  | 0.65 | OFA | SNCR |  | 2008 | ESPC | Yes | ACI | 2014 |  | 0.78 | 0.4213 | 0.11737 | 0.1469 | 0.1 | 0.1 | 0.1 | 0.1 | 0.98 | Yes | 2008
hard coal | Taconite Harbor Energy Center | 10075_B_2 | 10075 | B | 2 | 9004 | Coal Steam |  | MIS_MNWI | Minnesota | 27 | Cook | 31 | 27031 | 76 | 10438 | 1957 | 2022 | tangential | dry | N | Subbituminous |  |  | 0.65 | LNB + OFA | SNCR |  | 2007 | ESPC | Yes | ACI | 2013 |  | 0.45 | 0.12783 | 0.12783 | 0.12783 | 0.12783 | 0.1 | 0.1 | 0.1 | 0.98 | Yes | 2007
natural gas combined cycle | Pedricktown Cogeneration Company LP | 10099_G_GEN1 | 10099 | G | GEN1 | 3525 | Combined Cycle |  | PJM_EMAC | New Jersey | 34 | Salem | 33 | 34033 | 78.3 | 8761 | 1992 | 2022 |  |  | N | Natural Gas, Distillate Fuel Oil |  |  |  | NH3 + STM | SCR | [8 empty] | 0.040155 | 0.040155 | 0.040155 | 0.040155
natural gas combined cycle | Pedricktown Cogeneration Company LP | 10099_G_GEN2 | 10099 | G | GEN2 | 3525 | Combined Cycle |  | PJM_EMAC | New Jersey | 34 | Salem | 33 | 34033 | 37 | 8761 | 1992 | 2022 |  |  | N | Natural Gas, Distillate Fuel Oil |  |  |  | NH3 + STM | SCR | [8 empty] | 0.040155 | 0.040155 | 0.040155 | 0.040155
natural gas peaker | Frito-Lay Cogen Plant | 10110_G_GEN1 | 10110 | G | GEN1 |  | Combustion Turbine |  | WEC_CALN | California | 6 | Kern | 29 | 06029 | 5.5 | 8700 | 1986 | 2021 |  |  | Y | Natural Gas | [12 empty] | 0.74 | 0.05871 | 0.05871 | 0.05871 | 0.05871
municipal solid waste | Metro Wastewater Reclamation District | 10180_G_1 | 10180 | G | 1 |  | Non-Fossil Waste |  | WECC_CO | Colorado | 8 | Denver | 31 | 08031 | 1.2 | 8785 | 1985 | 2028 |  |  | Y | Non-Fossil Waste | [13 empty] | 0 | 0 | 0 | 0
municipal solid waste | Metro Wastewater Reclamation District | 10180_G_2 | 10180 | G | 2 |  | Non-Fossil Waste |  | WECC_CO | Colorado | 8 | Denver | 31 | 08031 | 1.2 | 8785 | 1985 | 2028 |  |  | Y | Non-Fossil Waste | [13 empty] | 0 | 0 | 0 | 0
natural gas peaker | Snowbird Power Plant | 10215_G_1367 | 10215 | G | 1367 |  | Combustion Turbine | IC Engine | WECC_UT | Utah | 49 | Salt Lake | 35 | 49035 | 0.6 | 8700 | 1986 | 2021 |  |  | Y | Natural Gas | [12 empty] | 0.85 | 1.061 | 1.061 | 1.061 | 1.061
natural gas peaker | Snowbird Power Plant | 10215_G_1391 | 10215 | G | 1391 |  | Combustion Turbine | IC Engine | WECC_UT | Utah | 49 | Salt Lake | 35 | 49035 | 0.6 | 8700 | 1986 | 2021 |  |  | Y | Natural Gas | [12 empty] | 0.85 | 1.061 | 1.061 | 1.061 | 1.061
natural gas peaker | Snowbird Power Plant | 10215_G_1392 | 10215 | G | 1392 |  | Combustion Turbine | IC Engine | WECC_UT | Utah | 49 | Salt Lake | 35 | 49035 | 0.6 | 8700 | 1986 | 2021 |  |  | Y | Natural Gas | [12 empty] | 0.85 | 1.061 | 1.061 | 1.061 | 1.061
municipal solid waste | Bay County Waste to Energy | 10250_B_1 | 10250 | B | 1 |  | Municipal Solid Waste |  | S_SOU | Florida | 12 | Bay | 5 | 12005 | 5 | 24503 | 1986 | 2021 |  |  | N | MSW | Dry Scrubber | 2005 | 0.985 | LA |  |  |  | B | NA | ACI | 2005 |  |  | 0.25202 | 0.25202 | 0.25202 | 0.25202 | 0.08 | 0.08 | 0.08
municipal solid waste | Bay County Waste to Energy | 10250_B_2 | 10250 | B | 2 |  | Municipal Solid Waste |  | S_SOU | Florida | 12 | Bay | 5 | 12005 | 5 | 24503 | 1986 | 2021 |  |  | N | MSW | Dry Scrubber | 2005 | 0.985 | LA |  |  |  | B | NA | ACI | 2005 |  |  | 0.22114 | 0.22114 | 0.22114 | 0.22114 | 0.08 | 0.08 | 0.08
natural gas peaker | Bayou Cogen Plant | 10298_G_GEN4 | 10298 | G | GEN4 | 88566 | Combustion Turbine |  | ERC_REST | Texas | 48 | Harris | 201 | 48201 | 65 | 8700 | 1985 | 2015 |  |  | Y | Natural Gas |  |  |  | DLNB | [8 empty] | 3 | 0.01865 | 0.01865 | 0.01865 | 0.01865
biomass | Hillman Power LLC | 10346_B_BOIL01 | 10346 | B | BOIL01 |  | Biomass |  | MIS_LMI | Michigan | 26 | Montmorency | 119 | 26119 | 17.7 | 13500 | 1987 | 2022 |  |  | N | Biomass |  |  |  | NH3 | SCR |  |  | ESPC + C | No |  |  |  |  | 0.27865 | 0.27865 | 0.27865 | 0.27865
biomass | ReEnergy Ashland | 10356_B_BOIL1 | 10356 | B | BOIL1 |  | Biomass |  | NENG_ME | Maine | 23 | Aroostook | 3 | 23003 | 37 | 13719 | 1993 | 2019 |  |  | N | Biomass |  |  |  |  | SNCR |  |  | ESPH | No |  |  |  | 2.106 | 0.07835 | 0.07835 | 0.07835 | 0.07835
biomass | CPI USA NC Southport | 10378_B_1A | 10378 | B | 1A | 9907 | Biomass |  | S_VACA | North Carolina | 37 | Brunswick | 19 | 37019 | 16 | 5867 | 1987 | 2021 | stoker/SPR | dry | Y | Biomass |  |  |  | OFA |  |  |  | B | NA |  |  |  | 1.47 | 0.2413 | 0.2413 | 0.2413 | 0.2413 | 0.11 | 0.27 | 1
biomass | CPI USA NC Southport | 10378_B_1B | 10378 | B | 1B | 9908 | Biomass |  | S_VACA | North Carolina | 37 | Brunswick | 19 | 37019 | 16 | 5867 | 1987 | 2021 | stoker/SPR | dry | Y | Biomass |  |  |  | OFA |  |  |  | B | NA |  |  |  | 1.47 | 0.23939 | 0.23939 | 0.23939 | 0.23939 | 0.11 | 0.27 | 1
biomass | CPI USA NC Southport | 10378_B_1C | 10378 | B | 1C | 9909 | Biomass |  | S_VACA | North Carolina | 37 | Brunswick | 19 | 37019 | 16 | 5867 | 1987 | 2021 | stoker/SPR | dry | Y | Biomass |  |  |  | OFA |  |  |  | B | NA |  |  |  | 1.47 | 0.24269 | 0.24269 | 0.24269 | 0.24269 | 0.11 | 0.27 | 1
biomass | CPI USA NC Southport | 10378_B_2A | 10378 | B | 2A | 9910 | Biomass |  | S_VACA | North Carolina | 37 | Brunswick | 19 | 37019 | 16 | 5867 | 1987 | 2021 | stoker/SPR | dry | Y | Biomass |  |  |  | OFA |  |  |  | B | NA |  |  |  | 1.47 | 0.21863 | 0.21863 | 0.21863 | 0.21863 | 0.11 | 0.27 | 1
biomass | CPI USA NC Southport | 10378_B_2B | 10378 | B | 2B | 9911 | Biomass |  | S_VACA | North Carolina | 37 | Brunswick | 19 | 37019 | 16 | 5867 | 1987 | 2021 | stoker/SPR | dry | Y | Biomass |  |  |  | OFA |  |  |  | B | NA |  |  |  | 1.47 | 0.21645 | 0.21645 | 0.21645 | 0.21645 | 0.11 | 0.27 | 1
biomass | CPI USA NC Southport | 10378_B_2C | 10378 | B | 2C | 9912 | Biomass |  | S_VACA | North Carolina | 37 | Brunswick | 19 | 37019 | 16 | 5867 | 1987 | 2021 | stoker/SPR | dry | Y | Biomass |  |  |  | OFA |  |  |  | B | NA |  |  |  | 1.47 | 0.22 | 0.22 | 0.22 | 0.22 | 0.11 | 0.27 | 1
biomass | CPI USA NC Roxboro | 10379_B_1A | 10379 | B | 1A | 9913 | Biomass |  | S_VACA | North Carolina | 37 | Person | 145 | 37145 | 15.7 | 13823 | 1987 | 2021 | stoker/SPR |  | N | Biomass |  |  |  | OFA |  |  |  | B | NA |  |  |  | 2.3 | 0.20772 | 0.20772 | 0.20772 | 0.20772
biomass | CPI USA NC Roxboro | 10379_B_1B | 10379 | B | 1B | 9914 | Biomass |  | S_VACA | North Carolina | 37 | Person | 145 | 37145 | 15.7 | 13823 | 1987 | 2021 | stoker/SPR |  | N | Biomass |  |  |  | OFA |  |  |  | B | NA |  |  |  | 2.3 | 0.20736 | 0.20736 | 0.20736 | 0.20736
biomass | CPI USA NC Roxboro | 10379_B_1C | 10379 | B | 1C | 9915 | Biomass |  | S_VACA | North Carolina | 37 | Person | 145 | 37145 | 15.7 | 13823 | 1987 | 2021 | stoker/SPR |  | N | Biomass |  |  |  | OFA |  |  |  | B | NA |  |  |  | 2.3 | 0.20896 | 0.20896 | 0.20896 | 0.20896
municipal solid waste | Mosaic New Wales Operations | 10434_G_TG3 | 10434 | G | TG3 |  | Non-Fossil Waste |  | FRCC | Florida | 12 | Polk | 105 | 12105 | 32 | 9194 | 1982 | 2028 |  |  | Y | Non-Fossil Waste | [13 empty] | 0 | 0 | 0 | 0
municipal solid waste | Mosaic New Wales Operations | 10434_G_TG2 | 10434 | G | TG2 |  | Non-Fossil Waste |  | FRCC | Florida | 12 | Polk | 105 | 12105 | 48 | 9194 | 1984 | 2028 |  |  | Y | Non-Fossil Waste | [13 empty] | 0 | 0 | 0 | 0
municipal solid waste | Mosaic New Wales Operations | 10434_G_TG4 | 10434 | G | TG4 |  | Non-Fossil Waste |  | FRCC | Florida | 12 | Polk | 105 | 12105 | 24 | 11084 | 2014 | 2028 |  |  | N | Non-Fossil Waste | [13 empty] | 0 | 0 | 0 | 0
solar thermal | SEGS III | 10439_B_3U100 | 10439 | B | 3U100 |  | Solar Thermal |  | WECC_SCE | California | 6 | San Bernardino | 71 | 06071 | 36 | 9771 | 1987 | 2021 |  |  | N | Solar | [13 empty] | 0 | 0 | 0 | 0
solar thermal | SEGS IV | 10440_B_4U100 | 10440 | B | 4U100 |  | Solar Thermal |  | WECC_SCE | California | 6 | San Bernardino | 71 | 06071 | 36 | 9771 | 1987 | 2021 |  |  | N | Solar | [13 empty] | 0 | 0 | 0 | 0
solar thermal | SEGS V | 10441_B_5U100 | 10441 | B | 5U100 |  | Solar Thermal |  | WECC_SCE | California | 6 | San Bernardino | 71 | 06071 | 36 | 9771 | 1987 | 2021 |  |  | N | Solar | [13 empty] | 0 | 0 | 0 | 0
solar thermal | SEGS VI | 10442_B_6U100 | 10442 | B | 6U100 |  | Solar Thermal |  | WECC_SCE | California | 6 | San Bernardino | 71 | 06071 | 36 | 9771 | 1988 | 2021 |  |  | N | Solar | [13 empty] | 0 | 0 | 0 | 0
solar thermal | SEGS VII | 10443_B_7U100 | 10443 | B | 7U100 |  | Solar Thermal |  | WECC_SCE | California | 6 | San Bernardino | 71 | 06071 | 36 | 9771 | 1988 | 2021 |  |  | N | Solar | [13 empty] | 0 | 0 | 0 | 0
solar thermal | SEGS VIII | 10444_B_HTFHTR | 10444 | B | HTFHTR |  | Solar Thermal |  | WECC_SCE | California | 6 | San Bernardino | 71 | 06071 | 88 | 9771 | 1989 | 2021 |  |  | N | Solar | [13 empty] | 0 | 0 | 0 | 0
municipal solid waste | Wisconsin Rapids Paper Mill | 10466_G_GEN1 | 10466 | G | GEN1 |  | Non-Fossil Waste |  | MIS_WUMS | Wisconsin | 55 | Wood | 141 | 55141 | 7.5 | 9118 | 1928 | 2004 |  |  | Y | Non-Fossil Waste | [13 empty] | 0 | 0 | 0 | 0
municipal solid waste | Wisconsin Rapids Paper Mill | 10466_G_GEN3 | 10466 | G | GEN3 |  | Non-Fossil Waste |  | MIS_WUMS | Wisconsin | 55 | Wood | 141 | 55141 | 5 | 9118 | 1976 | 2023 |  |  | Y | Non-Fossil Waste | [13 empty] | 0 | 0 | 0 | 0
municipal solid waste | Wisconsin Rapids Paper Mill | 10466_G_GEN2 | 10466 | G | GEN2 |  | Non-Fossil Waste |  | MIS_WUMS | Wisconsin | 55 | Wood | 141 | 55141 | 8.6 | 9118 | 1995 | 2020 |  |  | Y | Non-Fossil Waste | [13 empty] | 0 | 0 | 0 | 0
natural gas peaker | Mid-Set Cogeneration | 10501_G_K100 | 10501 | G | K100 |  | Combustion Turbine |  | WEC_CALN | California | 6 | Kern | 29 | 06029 | 36 | 8700 | 1989 | 2028 |  |  | Y | Natural Gas | [12 empty] | 0.74 | 0.01259 | 0.01259 | 0.01259 | 0.01259
biomass | Al Turi | 10549_G_2 | 10549 | G | 2 |  | Landfill Gas |  | NY_Z_G-I | New York | 36 | Orange | 71 | 36071 | 0.8 | 13500 | 2011 | 2022 |  |  | N | Landfill Gas | [13 empty] | 0.29174 | 0.29174 | 0.29174 | 0.29174
biomass | Al Turi | 10549_G_3 | 10549 | G | 3 |  | Landfill Gas |  | NY_Z_G-I | New York | 36 | Orange | 71 | 36071 | 0.8 | 13500 | 2011 | 2022 |  |  | N | Landfill Gas | [13 empty] | 0.29174 | 0.29174 | 0.29174 | 0.29174
natural gas peaker | Anderson Power Products Division | 10553_G_6033 | 10553 | G | 6033 |  | Combustion Turbine | IC Engine | NENGREST | Massachusetts | 25 | Worcester | 27 | 25027 | 0.3 | 14775 | 1987 | 2021 |  |  | N | Distillate Fuel Oil | [13 empty] | 1.6498 | 1.6498 | 1.6498 | 1.6498
natural gas peaker | Anderson Power Products Division | 10553_G_6035 | 10553 | G | 6035 |  | Combustion Turbine | IC Engine | NENGREST | Massachusetts | 25 | Worcester | 27 | 25027 | 0.3 | 14775 | 1987 | 2021 |  |  | N | Distillate Fuel Oil | [13 empty] | 1.6498 | 1.6498 | 1.6498 | 1.6498
natural gas peaker | Anderson Power Products Division | 10553_G_6046 | 10553 | G | 6046 |  | Combustion Turbine | IC Engine | NENGREST | Massachusetts | 25 | Worcester | 27 | 25027 | 0.3 | 14775 | 1987 | 2021 |  |  | N | Distillate Fuel Oil | [13 empty] | 1.6498 | 1.6498 | 1.6498 | 1.6498
natural gas combined cycle | Formosa Utility Venture Ltd | 10554_G_BO3 | 10554 | G | BO3 |  | Combined Cycle |  | ERC_REST | Texas | 48 | Calhoun | 57 | 48057 | 32 | 5500 | 1987 | 2028 |  |  | Y | Natural Gas | [13 empty] | 0.02867 | 0.02867 | 0.02867 | 0.02867
natural gas combined cycle | Formosa Utility Venture Ltd | 10554_G_TBG1 | 10554 | G | TBG1 |  | Combined Cycle |  | ERC_REST | Texas | 48 | Calhoun | 57 | 48057 | 72 | 5500 | 1993 | 2028 |  |  | Y | Natural Gas | [13 empty] | 0.02867 | 0.02867 | 0.02867 | 0.02867
natural gas combined cycle | Formosa Utility Venture Ltd | 10554_G_TBG2 | 10554 | G | TBG2 |  | Combined Cycle |  | ERC_REST | Texas | 48 | Calhoun | 57 | 48057 | 72 | 5500 | 1993 | 2028 |  |  | Y | Natural Gas | [13 empty] | 0.011 | 0.011 | 0.011 | 0.011
natural gas combined cycle | Formosa Utility Venture Ltd | 10554_G_TBG3 | 10554 | G | TBG3 |  | Combined Cycle |  | ERC_REST | Texas | 48 | Calhoun | 57 | 48057 | 72 | 5500 | 1993 | 2028 |  |  | Y | Natural Gas | [13 empty] | 0.011 | 0.011 | 0.011 | 0.011
natural gas combined cycle | Formosa Utility Venture Ltd | 10554_G_ST1 | 10554 | G | ST1 |  | Combined Cycle |  | ERC_REST | Texas | 48 | Calhoun | 57 | 48057 | 28.5 | 5500 | 1994 | 2028 |  |  | Y | Natural Gas |  |  |  | STM | [9 empty] | 0.02867 | 0.02867 | 0.02867 | 0.02867
natural gas combined cycle | Formosa Utility Venture Ltd | 10554_G_ST2 | 10554 | G | ST2 |  | Combined Cycle |  | ERC_REST | Texas | 48 | Calhoun | 57 | 48057 | 57.5 | 5500 | 1994 | 2028 |  |  | Y | Natural Gas |  |  |  | STM | [9 empty] | 0.011 | 0.011 | 0.011 | 0.011
natural gas combined cycle | Formosa Utility Venture Ltd | 10554_G_TBG4 | 10554 | G | TBG4 |  | Combined Cycle |  | ERC_REST | Texas | 48 | Calhoun | 57 | 48057 | 72 | 5500 | 1994 | 2028 |  |  | Y | Natural Gas | [13 empty] | 0.011 | 0.011 | 0.011 | 0.011
natural gas combined cycle | Formosa Utility Venture Ltd | 10554_G_TBG5 | 10554 | G | TBG5 |  | Combined Cycle |  | ERC_REST | Texas | 48 | Calhoun | 57 | 48057 | 72 | 5500 | 1994 | 2028 |  |  | Y | Natural Gas | [13 empty] | 0.011 | 0.011 | 0.011 | 0.011
natural gas combined cycle | Formosa Utility Venture Ltd | 10554_G_ST3 | 10554 | G | ST3 |  | Combined Cycle |  | ERC_REST | Texas | 48 | Calhoun | 57 | 48057 | 47.3 | 5500 | 2002 | 2028 |  |  | Y | Natural Gas |  |  |  | STM | [9 empty] | 0.011 | 0.011 | 0.011 | 0.011
natural gas combined cycle | Formosa Utility Venture Ltd | 10554_G_TBG6 | 10554 | G | TBG6 |  | Combined Cycle |  | ERC_REST | Texas | 48 | Calhoun | 57 | 48057 | 72 | 5500 | 2003 | 2028 |  |  | Y | Natural Gas | [13 empty] | 0.011 | 0.011 | 0.011 | 0.011
natural gas combined cycle | Formosa Utility Venture Ltd | 10554_G_3ST1 | 10554 | G | 3ST1 |  | Combined Cycle |  | ERC_REST | Texas | 48 | Calhoun | 57 | 48057 | 38 | 5500 | 2019 | 2028 | other |  | Y | Natural Gas |  |  |  | STM | [9 empty] | 0.011 | 0.011 | 0.011 | 0.011
natural gas combined cycle | Formosa Utility Venture Ltd | 10554_G_3TBG1 | 10554 | G | 3TBG1 |  | Combined Cycle |  | ERC_REST | Texas | 48 | Calhoun | 57 | 48057 | 97 | 5500 | 2019 | 2028 |  |  | Y | Natural Gas | [13 empty] | 0.011 | 0.011 | 0.011 | 0.011
natural gas combined cycle | Formosa Utility Venture Ltd | 10554_G_3TBG2 | 10554 | G | 3TBG2 |  | Combined Cycle |  | ERC_REST | Texas | 48 | Calhoun | 57 | 48057 | 97 | 5500 | 2019 | 2028 |  |  | Y | Natural Gas | [13 empty] | 0.011 | 0.011 | 0.011 | 0.011
biomass | Fernandina Plant | 10562_B_REC5 | 10562 | B | REC5 |  | Biomass |  | FRCC | Florida | 12 | Nassau | 89 | 12089 | 21 | 7106 | 1976 | 2028 |  |  | Y | Biomass | Wet Scrubber | 2016 | 0.829 | other |  |  |  | WS | NA |  |  |  |  | 0.2 | 0.2 | 0.2 | 0.2
biomass | Fernandina Plant | 10562_B_PB6 | 10562 | B | PB6 |  | Biomass |  | FRCC | Florida | 12 | Nassau | 89 | 12089 | 21 | 7106 | 2006 | 2012 |  |  | Y | Biomass | Wet Scrubber | 2007 | 0.829 | CF + FR + NH3 | SNCR |  |  | ESPH | Yes |  |  |  |  | 0.10624 | 0.10624 | 0.10624 | 0.10624
hard coal | Chambers Cogeneration LP | 10566_B_BOIL1 | 10566 | B | BOIL1 | 3554 | Coal Steam |  | PJM_EMAC | New Jersey | 34 | Salem | 33 | 34033 | 122 | 10097 | 1994 | 2022 | wall | dry | Y | Bituminous | Dry Scrubber | 1994 | 0.93 | LNB + OFA | SCR | 1994 |  | B | NA |  |  |  | 0.263 | 0.11119 | 0.11119 | 0.11119 | 0.11119 | 0.05 | 0.1 | 1 | 0.98
hard coal | Chambers Cogeneration LP | 10566_B_BOIL2 | 10566 | B | BOIL2 | 3555 | Coal Steam |  | PJM_EMAC | New Jersey | 34 | Salem | 33 | 34033 | 122 | 10097 | 1994 | 2022 | wall | dry | Y | Bituminous | Dry Scrubber | 1994 | 0.93 | LNB + OFA | SCR | 1994 |  | B | NA |  |  |  | 0.263 | 0.10916 | 0.10916 | 0.10916 | 0.10916 | 0.05 | 0.1 | 1 | 0.98
municipal solid waste | Tesoro Wilmington Calciner | 10601_G_GEN1 | 10601 | G | GEN1 |  | Non-Fossil Waste |  | WECC_SCE | California | 6 | Los Angeles | 37 | 06037 | 30.7 | 9193 | 1982 | 2022 |  |  | Y | Non-Fossil Waste | [12 empty] | 0.79 | 0 | 0 | 0 | 0
hydro | Domtar - Woodland Mill | 10613_G_HG4 | 10613 | G | HG4 |  | Hydro |  | NENG_ME | Maine | 23 | Washington | 29 | 23029 | 0.8 | 0 | 1906 | 2028 |  |  | N | Hydro | [13 empty] | 0 | 0 | 0 | 0
hydro | Domtar - Woodland Mill | 10613_G_HG5 | 10613 | G | HG5 |  | Hydro |  | NENG_ME | Maine | 23 | Washington | 29 | 23029 | 0.8 | 0 | 1906 | 2028 |  |  | N | Hydro | [13 empty] | 0 | 0 | 0 | 0
hydro | Domtar - Woodland Mill | 10613_G_HG6 | 10613 | G | HG6 |  | Hydro |  | NENG_ME | Maine | 23 | Washington | 29 | 23029 | 0.8 | 0 | 1906 | 2028 |  |  | N | Hydro | [13 empty] | 0 | 0 | 0 | 0
hydro | Domtar - Woodland Mill | 10613_G_HG1 | 10613 | G | HG1 |  | Hydro |  | NENG_ME | Maine | 23 | Washington | 29 | 23029 | 2.9 | 0 | 1912 | 2028 |  |  | N | Hydro | [13 empty] | 0 | 0 | 0 | 0
hydro | Domtar - Woodland Mill | 10613_G_HG2 | 10613 | G | HG2 |  | Hydro |  | NENG_ME | Maine | 23 | Washington | 29 | 23029 | 2.9 | 0 | 1912 | 2028 |  |  | N | Hydro | [13 empty] | 0 | 0 | 0 | 0
hydro | Domtar - Woodland Mill | 10613_G_HG3 | 10613 | G | HG3 |  | Hydro |  | NENG_ME | Maine | 23 | Washington | 29 | 23029 | 3.1 | 0 | 1929 | 2028 |  |  | N | Hydro | [13 empty] | 0 | 0 | 0 | 0
municipal solid waste | Domtar - Woodland Mill | 10613_B_9PB | 10613 | B | 9PB |  | Non-Fossil Waste |  | NENG_ME | Maine | 23 | Washington | 29 | 23029 | 23 | 4431 | 1969 | 2028 |  |  | Y | Non-Fossil Waste | Wet Scrubber | 1989 | 0.991 | other | [9 empty] | 0.3153 | 0.3153 | 0.3153 | 0.3153
hydro | Domtar - Woodland Mill | 10613_G_HG10 | 10613 | G | HG10 |  | Hydro |  | NENG_ME | Maine | 23 | Washington | 29 | 23029 | 1.1 | 0 | 1970 | 2028 |  |  | N | Hydro | [13 empty] | 0 | 0 | 0 | 0
hydro | Domtar - Woodland Mill | 10613_G_HG7 | 10613 | G | HG7 |  | Hydro |  | NENG_ME | Maine | 23 | Washington | 29 | 23029 | 1.5 | 0 | 1970 | 2028 |  |  | N | Hydro | [13 empty] | 0 | 0 | 0 | 0
hydro | Domtar - Woodland Mill | 10613_G_HG8 | 10613 | G | HG8 |  | Hydro |  | NENG_ME | Maine | 23 | Washington | 29 | 23029 | 1.9 | 0 | 1970 | 2028 |  |  | N | Hydro | [13 empty] | 0 | 0 | 0 | 0
hydro | Domtar - Woodland Mill | 10613_G_HG9 | 10613 | G | HG9 |  | Hydro |  | NENG_ME | Maine | 23 | Washington | 29 | 23029 | 1.9 | 0 | 1970 | 2028 |  |  | N | Hydro | [13 empty] | 0 | 0 | 0 | 0
municipal solid waste | Domtar - Woodland Mill | 10613_B_3RB | 10613 | B | 3RB |  | Non-Fossil Waste |  | NENG_ME | Maine | 23 | Washington | 29 | 23029 | 23 | 4431 | 1989 | 2028 |  |  | Y | Non-Fossil Waste | Wet Scrubber | 1989 | 0.991 | other |  |  |  | ESPH | No |  |  |  | 2.106 | 0.14055 | 0.14055 | 0.14055 | 0.14055
natural gas combined cycle | Civic Center | 10623_G_GEN1 | 10623 | G | GEN1 |  | Combined Cycle |  | WEC_LADW | California | 6 | Los Angeles | 37 | 06037 | 22.1 | 5500 | 1989 | 2028 |  |  | Y | Natural Gas | [13 empty] | 0.068427 | 0.068427 | 0.068427 | 0.068427
natural gas combined cycle | Civic Center | 10623_G_GEN2 | 10623 | G | GEN2 |  | Combined Cycle |  | WEC_LADW | California | 6 | Los Angeles | 37 | 06037 | 1.5 | 5500 | 1989 | 2028 |  |  | Y | Natural Gas |  |  |  | LNB | [9 empty] | 0.068427 | 0.068427 | 0.068427 | 0.068427
natural gas steam turbine | Pine Bluff Mill | 10627_B_BB1 | 10627 | B | BB1 |  | O/G Steam |  | MIS_AR | Arkansas | 5 | Jefferson | 69 | 05069 | 12.2 | 8300 | 1957 | 2028 |  |  | Y | Natural Gas | [13 empty] | 0.23063 | 0.23063 | 0.23063 | 0.23063
natural gas steam turbine | Pine Bluff Mill | 10627_B_PB1 | 10627 | B | PB1 |  | O/G Steam |  | MIS_AR | Arkansas | 5 | Jefferson | 69 | 05069 | 12.2 | 8300 | 1957 | 2028 |  |  | Y | Natural Gas | [13 empty] | 0.23063 | 0.23063 | 0.23063 | 0.23063
municipal solid waste | Pine Bluff Mill | 10627_B_RB2 | 10627 | B | RB2 |  | Non-Fossil Waste |  | MIS_AR | Arkansas | 5 | Jefferson | 69 | 05069 | 12.2 | 5800 | 1957 | 2028 |  |  | Y | Non-Fossil Waste | [7 empty] | ESPH | No |  |  |  |  | 0 | 0 | 0 | 0
municipal solid waste | Pine Bluff Mill | 10627_B_RB3 | 10627 | B | RB3 |  | Non-Fossil Waste |  | MIS_AR | Arkansas | 5 | Jefferson | 69 | 05069 | 12.2 | 5800 | 1957 | 2028 |  |  | Y | Non-Fossil Waste | [7 empty] | ESPH | No |  |  |  |  | 0 | 0 | 0 | 0
municipal solid waste | Pine Bluff Mill | 10627_B_RB4 | 10627 | B | RB4 |  | Non-Fossil Waste |  | MIS_AR | Arkansas | 5 | Jefferson | 69 | 05069 | 12.2 | 5800 | 1957 | 2028 |  |  | Y | Non-Fossil Waste | [7 empty] | ESPH | No |  |  |  |  | 0 | 0 | 0 | 0
hard coal | Cambria Cogen | 10641_B_B1 | 10641 | B | B1 | 3566 | Coal Steam |  | PJM_PENE | Pennsylvania | 42 | Cambria | 21 | 42021 | 44 | 10702 | 1991 | 2019 | FBC | dry | Y | Waste Coal | Reagent Injection | 1991 | 0.92 | CF | SNCR |  | 1998 | B | NA |  |  |  | 1.2 | 0.15236 | 0.15236 | 0.15236 | 0.15236 | 0.01 | 0.01 | 0.01 | 0.98 | Yes | 1991
hard coal | Cambria Cogen | 10641_B_B2 | 10641 | B | B2 | 3567 | Coal Steam |  | PJM_PENE | Pennsylvania | 42 | Cambria | 21 | 42021 | 44 | 10702 | 1991 | 2019 | FBC | dry | Y | Waste Coal | Reagent Injection | 1991 | 0.92 | NH3 | SNCR |  | 1998 | B | NA |  |  |  | 1.2 | 0.15308 | 0.15308 | 0.15308 | 0.15308 | 0.01 | 0.01 | 0.01 | 0.98 | Yes | 1991
municipal solid waste | Red Shield Envir Old Town Facility | 10700_G_TG4 | 10700 | G | TG4 |  | Non-Fossil Waste |  | NENG_ME | Maine | 23 | Penobscot | 19 | 23019 | 7.5 | 13500 | 1965 | 2028 |  |  | N | Non-Fossil Waste | [13 empty] | 0 | 0 | 0 | 0
biomass | Marina Landfill Gas | 10748_G_U2J02 | 10748 | G | U2J02 |  | Landfill Gas |  | WEC_CALN | California | 6 | Monterey | 53 | 06053 | 1 | 14103 | 2002 | 2018 |  |  | N | Landfill Gas | [13 empty] | 0.08623 | 0.08623 | 0.08623 | 0.08623
biomass | Marina Landfill Gas | 10748_G_U3J16 | 10748 | G | U3J16 |  | Landfill Gas |  | WEC_CALN | California | 6 | Monterey | 53 | 06053 | 0.9 | 14103 | 2017 | 2017 |  |  | N | Landfill Gas | [13 empty] | 0.09 | 0.09 | 0.09 | 0.09
natural gas combined cycle | Rifle Generating Station | 10755_G_GT2 | 10755 | G | GT2 |  | Combined Cycle |  | WECC_CO | Colorado | 8 | Garfield | 45 | 08045 | 13 | 8961 | 1987 | 2022 |  |  | N | Natural Gas | [13 empty] | 0.068427 | 0.068427 | 0.068427 | 0.068427
natural gas combined cycle | Rifle Generating Station | 10755_G_GT3 | 10755 | G | GT3 |  | Combined Cycle |  | WECC_CO | Colorado | 8 | Garfield | 45 | 08045 | 13 | 8961 | 1987 | 2022 |  |  | N | Natural Gas | [13 empty] | 0.068427 | 0.068427 | 0.068427 | 0.068427
natural gas combined cycle | Rifle Generating Station | 10755_G_GT4 | 10755 | G | GT4 |  | Combined Cycle |  | WECC_CO | Colorado | 8 | Garfield | 45 | 08045 | 13 | 8961 | 1987 | 2022 |  |  | N | Natural Gas | [13 empty] | 0.068427 | 0.068427 | 0.068427 | 0.068427
natural gas combined cycle | Rifle Generating Station | 10755_G_ST1 | 10755 | G | ST1 |  | Combined Cycle |  | WECC_CO | Colorado | 8 | Garfield | 45 | 08045 | 34 | 8961 | 1987 | 2022 |  |  | N | Natural Gas |  |  |  | LNB | [9 empty] | 0.068427 | 0.068427 | 0.068427 | 0.068427
biomass | Blue Lake Power LLC | 10764_B_Zurn | 10764 | B | Zurn |  | Biomass |  | WEC_CALN | California | 6 | Humboldt | 23 | 06023 | 11.5 | 17913 | 1985 | 2028 |  |  | N | Biomass |  |  |  | OFA |  |  |  | ESPH | No |  |  |  |  | 0.15 | 0.15 | 0.15 | 0.15
biomass | Hopewell Power Station | 10771_B_1 | 10771 | B | 1 | 3591 | Biomass |  | PJM_Dom | Virginia | 51 | Hopewell City | 670 | 51670 | 26 | 15792 | 1992 | 2028 | stoker/SPR | dry | N | Biomass | Dry Scrubber | 1992 | 0.92 | OFA | SNCR |  |  | B | NA |  |  |  | 0.162 | 0.3061 | 0.11535 | 0.3061 | 0.11535 | 0.05 | 0.05 | 0.05
biomass | Hopewell Power Station | 10771_B_2 | 10771 | B | 2 | 3592 | Biomass |  | PJM_Dom | Virginia | 51 | Hopewell City | 670 | 51670 | 26 | 15792 | 1992 | 2028 | stoker/SPR | dry | N | Biomass | Dry Scrubber | 1992 | 0.92 | OFA | SNCR |  |  | B | NA |  |  |  | 0.162 | 0.3108 | 0.11543 | 0.3108 | 0.11543 | 0.05 | 0.05 | 0.05
biomass | Altavista Power Station | 10773_B_1 | 10773 | B | 1 | 3593 | Biomass |  | PJM_West | Virginia | 51 | Campbell | 31 | 51031 | 26 | 15211 | 1992 | 2028 | stoker/SPR | dry | N | Biomass | Dry Scrubber | 1992 | 0.92 | LA + OFA | SNCR |  |  | B | NA |  |  |  | 0.187 | 0.11772 | 0.11772 | 0.11772 | 0.11772 | 0.05 | 0.05 | 0.05
biomass | Altavista Power Station | 10773_B_2 | 10773 | B | 2 | 3594 | Biomass |  | PJM_West | Virginia | 51 | Campbell | 31 | 51031 | 26 | 15211 | 1992 | 2028 | stoker/SPR | dry | N | Biomass | Dry Scrubber | 1992 | 0.92 | LA + OFA | SNCR |  |  | B | NA |  |  |  | 0.187 | 0.11753 | 0.11753 | 0.11753 | 0.11753 | 0.05 | 0.05 | 0.05
biomass | Southampton Power Station | 10774_B_1 | 10774 | B | 1 | 3595 | Biomass |  | PJM_Dom | Virginia | 51 | Southampton | 175 | 51175 | 26 | 14408 | 1992 | 2028 | stoker/SPR |  | N | Biomass | Dry Scrubber | 1991 | 0.92 | OFA | SNCR |  |  | B | NA |  |  |  | 0.162 | 0.3811 | 0.12007 | 0.3811 | 0.12007 | 0.05 | 0.05 | 0.05
biomass | Southampton Power Station | 10774_B_2 | 10774 | B | 2 | 3596 | Biomass |  | PJM_Dom | Virginia | 51 | Southampton | 175 | 51175 | 26 | 14408 | 1992 | 2028 | stoker/SPR |  | N | Biomass | Dry Scrubber | 1991 | 0.92 | OFA | SNCR |  |  | B | NA |  |  |  | 0.162 | 0.3836 | 0.1201 | 0.3836 | 0.1201 | 0.05 | 0.05 | 0.05
hard coal | Silver Bay Power | 10849_B_BLR1 | 10849 | B | BLR1 | 89908 | Coal Steam |  | MIS_MNWI | Minnesota | 27 | Lake | 75 | 27075 | 36 | 10398 | 1955 | 2028 | wall | dry | Y | Subbituminous | [7 empty] | B | NA |  |  |  | 1.5 | 0.31772 | 0.31772 | 0.1987 | 0.1987 | 0.11 | 0.1 | 1 | 0
hard coal | Silver Bay Power | 10849_B_BLR2 | 10849 | B | BLR2 | 89909 | Coal Steam |  | MIS_MNWI | Minnesota | 27 | Lake | 75 | 27075 | 69 | 10398 | 1963 | 2028 | wall | dry | Y | Subbituminous | [7 empty] | B | NA |  |  |  | 1.5 | 0.84628 | 0.84628 | 0.1987 | 0.1987 | 0.11 | 0.1 | 1 | 0
natural gas peaker | Medical Area Total Energy Plant | 10883_G_DEG6 | 10883 | G | DEG6 |  | Combustion Turbine | IC Engine | NENGREST | Massachusetts | 25 | Suffolk | 25 | 25025 | 6 | 8700 | 1986 | 2021 |  |  | Y | Distillate Fuel Oil |  |  |  |  | SCR | [7 empty] | 0.789 | 0.05774 | 0.05774 | 0.05774 | 0.05774
hard coal | Borger Plant | 50067_B_1 | 50067 | B | 1 |  | Fossil Waste |  | SPP_SPS | Texas | 48 | Hutchinson | 233 | 48233 | 13.8 | 5461 | 1974 | 2028 |  |  | Y | Fossil Waste |  |  |  |  | SCR | [7 empty] | 1.09 | 0.02195 | 0.02195 | 0.02195 | 0.02195
hard coal | Borger Plant | 50067_B_2 | 50067 | B | 2 |  | Fossil Waste |  | SPP_SPS | Texas | 48 | Hutchinson | 233 | 48233 | 13.8 | 5461 | 2009 | 2028 |  |  | Y | Fossil Waste |  |  |  |  | SCR | [7 empty] | 1.09 | 0.02195 | 0.02195 | 0.02195 | 0.02195
biomass | Sierra Pacific Loyalton Facility | 50111_G_GEN1 | 50111 | G | GEN1 |  | Biomass |  | WEC_CALN | California | 6 | Sierra | 91 | 06091 | 11.8 | 15307 | 1989 | 2020 |  |  | N | Biomass |  |  |  |  | SNCR | [8 empty] | 0.14683 | 0.11012 | 0.14683 | 0.11012
natural gas peaker | Coalinga Cogeneration | 50131_G_K100 | 50131 | G | K100 |  | Combustion Turbine |  | WEC_CALN | California | 6 | Fresno | 19 | 06019 | 36 | 8700 | 1991 | 2016 |  |  | Y | Natural Gas |  |  |  |  | SCR | [7 empty] | 0.74 | 1.3888 | 0.014 | 1.3888 | 0.014
natural gas peaker | Newgulf Cogen | 50137_G_GEN1 | 50137 | G | GEN1 | 3640 | Combustion Turbine |  | ERC_REST | Texas | 48 | Wharton | 481 | 48481 | 69 | 13823 | 1984 | 2020 |  |  | N | Natural Gas | [12 empty] | 3 | 0.28653 | 0.28653 | 0.28653 | 0.28653
hydro | Sanford Dam | 50157_G_1 | 50157 | G | 1 |  | Hydro |  | MIS_LMI | Michigan | 26 | Midland | 111 | 26111 | 1.2 | 0 | 1923 | 2020 |  |  | N | Hydro | [13 empty] | 0 | 0 | 0 | 0
hydro | Sanford Dam | 50157_G_2 | 50157 | G | 2 |  | Hydro |  | MIS_LMI | Michigan | 26 | Midland | 111 | 26111 | 1.2 | 0 | 1923 | 2020 |  |  | N | Hydro | [13 empty] | 0 | 0 | 0 | 0
hydro | Sanford Dam | 50157_G_3 | 50157 | G | 3 |  | Hydro |  | MIS_LMI | Michigan | 26 | Midland | 111 | 26111 | 1.2 | 0 | 1923 | 2020 |  |  | N | Hydro | [13 empty] | 0 | 0 | 0 | 0
hydro | Edenville | 50158_G_1 | 50158 | G | 1 |  | Hydro |  | MIS_LMI | Michigan | 26 | Gladwin | 51 | 26051 | 2.4 | 0 | 1923 | 2018 |  |  | N | Hydro | [13 empty] | 0 | 0 | 0 | 0
hydro | Edenville | 50158_G_2 | 50158 | G | 2 |  | Hydro |  | MIS_LMI | Michigan | 26 | Gladwin | 51 | 26051 | 2.4 | 0 | 1923 | 2018 |  |  | N | Hydro | [13 empty] | 0 | 0 | 0 | 0
hydro | Secord | 50159_G_1 | 50159 | G | 1 |  | Hydro |  | MIS_LMI | Michigan | 26 | Gladwin | 51 | 26051 | 1.2 | 0 | 1923 | 2020 |  |  | N | Hydro | [13 empty] | 0 | 0 | 0 | 0
hydro | Smallwood | 50160_G_1 | 50160 | G | 1 |  | Hydro |  | MIS_LMI | Michigan | 26 | Gladwin | 51 | 26051 | 1.2 | 0 | 1923 | 2020 |  |  | N | Hydro | [13 empty] | 0 | 0 | 0 | 0
municipal solid waste | Pioneer Valley Resource Recovery | 50273_G_DLV1 | 50273 | G | DLV1 |  | Municipal Solid Waste |  | NENGREST | Massachusetts | 25 | Hampden | 13 | 25013 | 7.5 | 28471 | 1988 | 2022 |  |  | N | MSW | [13 empty] | 0.2016 | 0.2016 | 0.2016 | 0.2016 | 0.08 | 0.08 | 0.08
onshore wind | Wintec Energy Ltd | 50276_G_EXIS | 50276 | G | EXIS |  | Onshore Wind |  | WECC_SCE | California | 6 | Riverside | 65 | 06065 | 5.9 | 0 | 1986 | 2022 |  |  | N | Wind | [13 empty] | 0 | 0 | 0 | 0
natural gas steam turbine | University of Oklahoma | 50307_B_B1 | 50307 | B | B1 |  | O/G Steam |  | SPP_WEST | Oklahoma | 40 | Cleveland | 27 | 40027 | 7.5 | 8300 | 1964 | 2026 |  |  | Y | Natural Gas | [13 empty] | 0.23494 | 0.23494 | 0.23494 | 0.23494
natural gas steam turbine | University of Oklahoma | 50307_B_B2 | 50307 | B | B2 |  | O/G Steam |  | SPP_WEST | Oklahoma | 40 | Cleveland | 27 | 40027 | 2.5 | 8300 | 1964 | 2026 |  |  | Y | Natural Gas | [13 empty] | 0.23494 | 0.23494 | 0.23494 | 0.23494
natural gas steam turbine | University of Oklahoma | 50307_B_B3 | 50307 | B | B3 |  | O/G Steam |  | SPP_WEST | Oklahoma | 40 | Cleveland | 27 | 40027 | 2.5 | 8300 | 1964 | 2026 |  |  | Y | Natural Gas | [13 empty] | 0.23494 | 0.23494 | 0.23494 | 0.23494
natural gas steam turbine | University of Oklahoma | 50307_B_B4 | 50307 | B | B4 |  | O/G Steam |  | SPP_WEST | Oklahoma | 40 | Cleveland | 27 | 40027 | 4.3 | 8300 | 2001 | 2026 |  |  | Y | Natural Gas | [13 empty] | 0.23063 | 0.23063 | 0.23063 | 0.23063
natural gas peaker | University of Oklahoma | 50307_G_GEN5 | 50307 | G | GEN5 |  | Combustion Turbine | IC Engine | SPP_WEST | Oklahoma | 40 | Cleveland | 27 | 40027 | 1.8 | 8700 | 2001 | 2028 |  |  | Y | Distillate Fuel Oil | [13 empty] | 1.6498 | 1.6498 | 1.6498 | 1.6498
hydro | Passaic Valley Water Commission | 50311_G_GEN1 | 50311 | G | GEN1 |  | Hydro |  | PJM_EMAC | New Jersey | 34 | Passaic | 31 | 34031 | 0.6 | 0 | 1935 | 2028 |  |  | N | Hydro | [13 empty] | 0 | 0 | 0 | 0
hydro | Passaic Valley Water Commission | 50311_G_GEN2 | 50311 | G | GEN2 |  | Hydro |  | PJM_EMAC | New Jersey | 34 | Passaic | 31 | 34031 | 0.6 | 0 | 1935 | 2028 |  |  | N | Hydro | [13 empty] | 0 | 0 | 0 | 0
hydro | Passaic Valley Water Commission | 50311_G_GEN3 | 50311 | G | GEN3 |  | Hydro |  | PJM_EMAC | New Jersey | 34 | Passaic | 31 | 34031 | 0.6 | 0 | 1935 | 2028 |  |  | N | Hydro | [13 empty] | 0 | 0 | 0 | 0
hydro | Passaic Valley Water Commission | 50311_G_GEN4 | 50311 | G | GEN4 |  | Hydro |  | PJM_EMAC | New Jersey | 34 | Passaic | 31 | 34031 | 0.6 | 0 | 1935 | 2028 |  |  | N | Hydro | [13 empty] | 0 | 0 | 0 | 0
natural gas combined cycle | Nalco | 50326_G_DPOX | 50326 | G | DPOX |  | Combined Cycle |  | PJM_COMD | Illinois | 17 | DuPage | 43 | 17043 | 0.7 | 10031 | 1985 | 2028 |  |  | Y | Natural Gas | [13 empty] | 0.068427 | 0.068427 | 0.068427 | 0.068427
natural gas combined cycle | Newark Bay Cogeneration Partnership LP | 50385_G_GEN1 | 50385 | G | GEN1 | 3650 | Combined Cycle |  | PJM_EMAC | New Jersey | 34 | Essex | 13 | 34013 | 43.5 | 8876 | 1993 | 2022 |  |  | N | Natural Gas |  |  |  | STM | SCR | [8 empty] | 0.043638 | 0.043638 | 0.043638 | 0.043638
natural gas combined cycle | Newark Bay Cogeneration Partnership LP | 50385_G_GEN2 | 50385 | G | GEN2 | 3651 | Combined Cycle |  | PJM_EMAC | New Jersey | 34 | Essex | 13 | 34013 | 43.5 | 8876 | 1993 | 2022 |  |  | N | Natural Gas |  |  |  | STM | SCR | [8 empty] | 0.043638 | 0.043638 | 0.043638 | 0.043638
natural gas combined cycle | Newark Bay Cogeneration Partnership LP | 50385_G_GEN3 | 50385 | G | GEN3 | 3650 | Combined Cycle |  | PJM_EMAC | New Jersey | 34 | Essex | 13 | 34013 | 33.2 | 8876 | 1993 | 2022 |  |  | N | Natural Gas |  |  |  | STM | SCR | [8 empty] | 0.043638 | 0.043638 | 0.043638 | 0.043638
hard coal | Phillips 66 Carbon Plant | 50388_B_K1 | 50388 | B | K1 |  | Coal Steam |  | WEC_CALN | California | 6 | Contra Costa | 13 | 06013 | 8.5 | 8300 | 1983 | 2024 |  |  | Y | Petroleum Coke |  |  | 0.6 |  |  |  |  | B | NA |  |  |  | 0.79 | 1.1583 | 1.1583 | 1.1583 | 1.1583 | 0.05 | 0.05 | 0.05 | 0.98 | Yes | 2000
hard coal | Phillips 66 Carbon Plant | 50388_B_K2 | 50388 | B | K2 |  | Coal Steam |  | WEC_CALN | California | 6 | Contra Costa | 13 | 06013 | 8.5 | 8300 | 1983 | 2024 |  |  | Y | Petroleum Coke |  |  | 0.6 |  |  |  |  | B | NA |  |  |  | 0.79 | 0.59415 | 0.59415 | 0.59415 | 0.59415 | 0.05 | 0.05 | 0.05 | 0.98 | Yes | 2000
natural gas combined cycle | University of Michigan | 50431_G_TG7 | 50431 | G | TG7 |  | Combined Cycle |  | MIS_LMI | Michigan | 26 | Washtenaw | 161 | 26161 | 11.5 | 5500 | 1975 | 2028 |  |  | Y | Natural Gas, Distillate Fuel Oil |  |  |  | LNB | [9 empty] | 0.027288 | 0.027288 | 0.027288 | 0.027288
hydro | S D Warren Westbrook | 50447_G_GEN1 | 50447 | G | GEN1 |  | Hydro |  | NENG_ME | Maine | 23 | Cumberland | 5 | 23005 | 0.6 | 0 | 1903 | 2028 |  |  | N | Hydro | [13 empty] | 0 | 0 | 0 | 0
hydro | S D Warren Westbrook | 50447_G_GEN2 | 50447 | G | GEN2 |  | Hydro |  | NENG_ME | Maine | 23 | Cumberland | 5 | 23005 | 0.6 | 0 | 1903 | 2028 |  |  | N | Hydro | [13 empty] | 0 | 0 | 0 | 0
hydro | S D Warren Westbrook | 50447_G_GEN3 | 50447 | G | GEN3 |  | Hydro |  | NENG_ME | Maine | 23 | Cumberland | 5 | 23005 | 0.6 | 0 | 1903 | 2028 |  |  | N | Hydro | [13 empty] | 0 | 0 | 0 | 0
hydro | S D Warren Westbrook | 50447_G_GEN4 | 50447 | G | GEN4 |  | Hydro |  | NENG_ME | Maine | 23 | Cumberland | 5 | 23005 | 0.8 | 0 | 1913 | 2028 |  |  | N | Hydro | [13 empty] | 0 | 0 | 0 | 0
hydro | S D Warren Westbrook | 50447_G_GEN5 | 50447 | G | GEN5 |  | Hydro |  | NENG_ME | Maine | 23 | Cumberland | 5 | 23005 | 0.8 | 0 | 1913 | 2028 |  |  | N | Hydro | [13 empty] | 0 | 0 | 0 | 0
hydro | S D Warren Westbrook | 50447_G_GEN6 | 50447 | G | GEN6 |  | Hydro |  | NENG_ME | Maine | 23 | Cumberland | 5 | 23005 | 0.8 | 0 | 1913 | 2028 |  |  | N | Hydro | [13 empty] | 0 | 0 | 0 | 0
hydro | S D Warren Westbrook | 50447_G_GEN7 | 50447 | G | GEN7 |  | Hydro |  | NENG_ME | Maine | 23 | Cumberland | 5 | 23005 | 0.6 | 0 | 1940 | 2028 |  |  | N | Hydro | [13 empty] | 0 | 0 | 0 | 0
hydro | S D Warren Westbrook | 50447_G_GN11 | 50447 | G | GN11 |  | Hydro |  | NENG_ME | Maine | 23 | Cumberland | 5 | 23005 | 0.6 | 0 | 1940 | 2028 |  |  | N | Hydro | [13 empty] | 0 | 0 | 0 | 0
hydro | S D Warren Westbrook | 50447_G_GN12 | 50447 | G | GN12 |  | Hydro |  | NENG_ME | Maine | 23 | Cumberland | 5 | 23005 | 0.2 | 0 | 1940 | 2028 |  |  | N | Hydro | [13 empty] | 0 | 0 | 0 | 0
hydro | S D Warren Westbrook | 50447_G_GN13 | 50447 | G | GN13 |  | Hydro |  | NENG_ME | Maine | 23 | Cumberland | 5 | 23005 | 0.2 | 0 | 1940 | 2028 |  |  | N | Hydro | [13 empty] | 0 | 0 | 0 | 0
hydro | S D Warren Westbrook | 50447_G_GN14 | 50447 | G | GN14 |  | Hydro |  | NENG_ME | Maine | 23 | Cumberland | 5 | 23005 | 0.2 | 0 | 1940 | 2028 |  |  | N | Hydro | [13 empty] | 0 | 0 | 0 | 0
hydro | S D Warren Westbrook | 50447_G_GN15 | 50447 | G | GN15 |  | Hydro |  | NENG_ME | Maine | 23 | Cumberland | 5 | 23005 | 0.2 | 0 | 1940 | 2028 |  |  | N | Hydro | [13 empty] | 0 | 0 | 0 | 0
hydro | S D Warren Westbrook | 50447_G_GN16 | 50447 | G | GN16 |  | Hydro |  | NENG_ME | Maine | 23 | Cumberland | 5 | 23005 | 0.5 | 0 | 1940 | 2028 |  |  | N | Hydro | [13 empty] | 0 | 0 | 0 | 0
hydro | S D Warren Westbrook | 50447_G_GN17 | 50447 | G | GN17 |  | Hydro |  | NENG_ME | Maine | 23 | Cumberland | 5 | 23005 | 0.5 | 0 | 1940 | 2028 |  |  | N | Hydro | [13 empty] | 0 | 0 | 0 | 0
biomass | S D Warren Westbrook | 50447_B_17 | 50447 | B | 17 |  | Biomass |  | NENG_ME | Maine | 23 | Cumberland | 5 | 23005 | 18.8 | 7755 | 1948 | 2028 |  |  | Y | Biomass | [12 empty] | 1.579 | 0.40546 | 0.40546 | 0.40546 | 0.40546
biomass | S D Warren Westbrook | 50447_B_18 | 50447 | B | 18 |  | Biomass |  | NENG_ME | Maine | 23 | Cumberland | 5 | 23005 | 18.8 | 7755 | 1948 | 2028 |  |  | Y | Biomass | [12 empty] | 1.579 | 0.25605 | 0.25605 | 0.25605 | 0.25605
biomass | S D Warren Westbrook | 50447_B_21 | 50447 | B | 21 |  | Biomass |  | NENG_ME | Maine | 23 | Cumberland | 5 | 23005 | 18.8 | 7755 | 1948 | 2028 |  |  | Y | Biomass |  |  |  | OFA |  |  |  | ESPH | No |  |  |  |  | 0.30612 | 0.30612 | 0.30612 | 0.30612
onshore wind | Altech III | 50485_G_GEN2 | 50485 | G | GEN2 |  | Onshore Wind |  | WECC_SCE | California | 6 | Riverside | 65 | 06065 | 3.4 | 0 | 1984 | 2020 |  |  | N | Wind | [13 empty] | 0 | 0 | 0 | 0
onshore wind | Altech III | 50485_G_GEN1 | 50485 | G | GEN1 |  | Onshore Wind |  | WECC_SCE | California | 6 | Riverside | 65 | 06065 | 21.7 | 0 | 1985 | 2020 |  |  | N | Wind | [13 empty] | 0 | 0 | 0 | 0
municipal solid waste | PPG Powerhouse A | 50487_G_A7 | 50487 | G | A7 |  | Non-Fossil Waste |  | MIS_WOTA | Louisiana | 22 | Calcasieu | 19 | 22019 | 10 | 11084 | 1950 | 2028 |  |  | N | Non-Fossil Waste | [13 empty] | 0 | 0 | 0 | 0
natural gas combined cycle | Capitol District Energy Center | 50498_G_GTG | 50498 | G | GTG | 3671 | Combined Cycle |  | NENG_CT | Connecticut | 9 | Hartford | 3 | 09003 | 29.1 | 11197 | 1988 | 2021 |  |  | Y | Natural Gas, Distillate Fuel Oil | [12 empty] | 0.306 | 0.10489 | 0.10489 | 0.10489 | 0.10489
natural gas combined cycle | Capitol District Energy Center | 50498_G_STG | 50498 | G | STG | 3671 | Combined Cycle |  | NENG_CT | Connecticut | 9 | Hartford | 3 | 09003 | 22.4 | 11197 | 1988 | 2021 |  |  | Y | Natural Gas, Distillate Fuel Oil |  |  |  | LNB + STM | [8 empty] | 0.306 | 0.10489 | 0.10489 | 0.10489 | 0.10489
onshore wind | Sky River LLC | 50536_G_WGNS | 50536 | G | WGNS |  | Onshore Wind |  | WECC_SCE | California | 6 | Kern | 29 | 06029 | 76.9 | 0 | 1991 | 2020 |  |  | N | Wind | [13 empty] | 0 | 0 | 0 | 0
biomass | New Milford Gas Recovery | 50564_G_GEN3 | 50564 | G | GEN3 |  | Landfill Gas |  | NENG_CT | Connecticut | 9 | Litchfield | 5 | 09005 | 0.8 | 13500 | 2008 | 2016 |  |  | N | Landfill Gas | [13 empty] | 0.24082 | 0.24082 | 0.24082 | 0.24082
biomass | Monroe Livingston Gas Recovery | 50565_G_GEN1 | 50565 | G | GEN1 |  | Landfill Gas |  | NY_Z_B | New York | 36 | Monroe | 55 | 36055 | 0.8 | 14130 | 1988 | 2019 |  |  | N | Landfill Gas | [13 empty] | 0.22117 | 0.22117 | 0.22117 | 0.22117
biomass | Monroe Livingston Gas Recovery | 50565_G_GEN2 | 50565 | G | GEN2 |  | Landfill Gas |  | NY_Z_B | New York | 36 | Monroe | 55 | 36055 | 0.8 | 14103 | 1988 | 2019 |  |  | N | Landfill Gas | [13 empty] | 0.22117 | 0.22117 | 0.22117 | 0.22117
biomass | Altamont Gas Recovery | 50571_G_GEN3 | 50571 | G | GEN3 |  | Landfill Gas |  | WEC_CALN | California | 6 | Alameda | 1 | 06001 | 1.3 | 38503 | 2002 | 2018 |  |  | N | Landfill Gas | [13 empty] | 0.12128 | 0.12128 | 0.12128 | 0.12128
biomass | Altamont Gas Recovery | 50571_G_GEN4 | 50571 | G | GEN4 |  | Landfill Gas |  | WEC_CALN | California | 6 | Alameda | 1 | 06001 | 1.3 | 38512 | 2002 | 2018 |  |  | N | Landfill Gas | [13 empty] | 0.12128 | 0.12128 | 0.12128 | 0.12128
natural gas peaker | Gaviota Oil Plant | 50623_G_GENC | 50623 | G | GENC |  | Combustion Turbine |  | WECC_SCE | California | 6 | Santa Barbara | 83 | 06083 | 3 | 9827 | 1987 | 2020 |  |  | Y | Natural Gas | [12 empty] | 0.74 | 0.47388 | 0.47388 | 0.47388 | 0.47388
natural gas peaker | Gaviota Oil Plant | 50623_G_GEND | 50623 | G | GEND |  | Combustion Turbine |  | WECC_SCE | California | 6 | Santa Barbara | 83 | 06083 | 3 | 9827 | 1987 | 2020 |  |  | Y | Natural Gas | [12 empty] | 0.74 | 0.47388 | 0.47388 | 0.47388 | 0.47388
geothermal | Steamboat Hills LP | 50654_G_GEN1 | 50654 | G | GEN1 |  | Geothermal |  | WECC_NNV | Nevada | 32 | Washoe | 31 | 32031 | 10.9 | 9771 | 1988 | 2020 |  |  | N | Geothermal | [13 empty] | 0 | 0 | 0 | 0 | 0.4563 | 0.4563 | 0.4563
geothermal | Steamboat Hills LP | 50654_G_OEC41 | 50654 | G | OEC41 |  | Geothermal |  | WECC_NNV | Nevada | 32 | Washoe | 31 | 32031 | 3.7 | 9771 | 2007 | 2020 |  |  | N | Geothermal | [13 empty] | 0 | 0 | 0 | 0 | 0.4563 | 0.4563 | 0.4563
municipal solid waste | Covanta Tulsa Renewable Energy LLC | 50660_B_1 | 50660 | B | 1 |  | Municipal Solid Waste |  | SPP_WEST | Oklahoma | 40 | Tulsa | 143 | 40143 | 5.2 | 14295 | 1986 | 2028 |  |  | Y | MSW | Dry Scrubber | 2001 | 0.945 | NH3 | SNCR |  |  | B | NA | ACI | 2001 |  |  | 0.21 | 0.21 | 0.21 | 0.21 | 0.08 | 0.08 | 0.08
municipal solid waste | Covanta Tulsa Renewable Energy LLC | 50660_B_2 | 50660 | B | 2 |  | Municipal Solid Waste |  | SPP_WEST | Oklahoma | 40 | Tulsa | 143 | 40143 | 5.2 | 14295 | 1986 | 2028 |  |  | Y | MSW | Dry Scrubber | 2001 | 0.93 | NH3 | SNCR |  |  | B | NA | ACI | 2001 |  |  | 0.23 | 0.23 | 0.23 | 0.23 | 0.08 | 0.08 | 0.08
municipal solid waste | Covanta Tulsa Renewable Energy LLC | 50660_B_3 | 50660 | B | 3 |  | Municipal Solid Waste |  | SPP_WEST | Oklahoma | 40 | Tulsa | 143 | 40143 | 5.2 | 14295 | 1986 | 2028 |  |  | Y | MSW | Dry Scrubber | 2001 | 0.948 | NH3 | SNCR |  |  | B | NA | ACI | 2001 |  |  | 0.21 | 0.21 | 0.21 | 0.21 | 0.08 | 0.08 | 0.08
natural gas steam turbine | Starrett City Cogen Facility | 50743_B_1 | 50743 | B | 1 |  | O/G Steam |  | NY_Z_J | New York | 36 | Kings | 47 | 36047 | 2.8 | 8300 | 1974 | 2023 |  |  | Y | Natural Gas |  |  |  | LNB | [9 empty] | 0.05388 | 0.05388 | 0.05388 | 0.05388
natural gas steam turbine | Starrett City Cogen Facility | 50743_B_2 | 50743 | B | 2 |  | O/G Steam |  | NY_Z_J | New York | 36 | Kings | 47 | 36047 | 2.8 | 8300 | 1974 | 2023 |  |  | Y | Natural Gas |  |  |  | LNB | [9 empty] | 0.05388 | 0.05388 | 0.05388 | 0.05388
natural gas steam turbine | Starrett City Cogen Facility | 50743_B_3 | 50743 | B | 3 |  | O/G Steam |  | NY_Z_J | New York | 36 | Kings | 47 | 36047 | 2.8 | 8300 | 1974 | 2023 |  |  | Y | Natural Gas |  |  |  | LNB | [9 empty] | 0.05388 | 0.05388 | 0.05388 | 0.05388
natural gas steam turbine | Starrett City Cogen Facility | 50743_B_4 | 50743 | B | 4 |  | O/G Steam |  | NY_Z_J | New York | 36 | Kings | 47 | 36047 | 2.8 | 8300 | 1974 | 2023 |  |  | Y | Natural Gas |  |  |  | LNB | [9 empty] | 0.05388 | 0.05388 | 0.05388 | 0.05388
natural gas peaker | Starrett City Cogen Facility | 50743_G_GEN3 | 50743 | G | GEN3 |  | Combustion Turbine | IC Engine | NY_Z_J | New York | 36 | Kings | 47 | 36047 | 2 | 8700 | 1974 | 2023 |  |  | Y | Distillate Fuel Oil | [13 empty] | 1.6498 | 1.6498 | 1.6498 | 1.6498
natural gas peaker | Starrett City Cogen Facility | 50743_G_GEN4 | 50743 | G | GEN4 |  | Combustion Turbine | IC Engine | NY_Z_J | New York | 36 | Kings | 47 | 36047 | 2 | 8700 | 1974 | 2023 |  |  | Y | Distillate Fuel Oil | [13 empty] | 1.6498 | 1.6498 | 1.6498 | 1.6498
natural gas peaker | Starrett City Cogen Facility | 50743_G_GEN5 | 50743 | G | GEN5 |  | Combustion Turbine | IC Engine | NY_Z_J | New York | 36 | Kings | 47 | 36047 | 2 | 8700 | 1974 | 2023 |  |  | Y | Distillate Fuel Oil | [13 empty] | 1.6498 | 1.6498 | 1.6498 | 1.6498
biomass | Telogia Power | 50774_B_1 | 50774 | B | 1 |  | Biomass |  | FRCC | Florida | 12 | Liberty | 77 | 12077 | 13.7 | 19637 | 1986 | 2020 |  |  | N | Biomass | [7 empty] | ESPC + C | No |  |  |  |  | 0.22718 | 0.22718 | 0.22718 | 0.22718
onshore wind | Mojave 18 | 50823_G_GEN1 | 50823 | G | GEN1 |  | Onshore Wind |  | WECC_SCE | California | 6 | Kern | 29 | 06029 | 40.5 | 0 | 1989 | 2023 |  |  | N | Wind | [13 empty] | 0 | 0 | 0 | 0
hard coal | TES Filer City Station | 50835_B_1 | 50835 | B | 1 | 90183 | Coal Steam |  | MIS_LMI | Michigan | 26 | Manistee | 101 | 26101 | 30 | 10883 | 1990 | 2025 | stoker/SPR | dry | Y | Bituminous | Dry Scrubber | 1990 | 0.9 | OFA |  |  |  | B | NA |  |  |  | 0.5 | 0.39619 | 0.39619 | 0.39619 | 0.39619 | 0.05 | 0.1 | 1 | 0.95
hard coal | TES Filer City Station | 50835_B_2 | 50835 | B | 2 | 90184 | Coal Steam |  | MIS_LMI | Michigan | 26 | Manistee | 101 | 26101 | 30 | 10883 | 1990 | 2025 | stoker/SPR | dry | Y | Bituminous | Dry Scrubber | 1990 | 0.9 | OFA |  |  |  | B | NA |  |  |  | 0.5 | 0.38674 | 0.38674 | 0.38674 | 0.38674 | 0.05 | 0.1 | 1 | 0.95
natural gas combined cycle | Elmwood Park Power LLC | 50852_G_GEN1 | 50852 | G | GEN1 | 3698 | Combined Cycle |  | PJM_EMAC | New Jersey | 34 | Bergen | 3 | 34003 | 52.1 | 10097 | 1989 | 2021 |  |  | N | Natural Gas |  |  |  | H2O | [9 empty] | 0.061593 | 0.061593 | 0.061593 | 0.061593
natural gas combined cycle | Elmwood Park Power LLC | 50852_G_GEN2 | 50852 | G | GEN2 | 3698 | Combined Cycle |  | PJM_EMAC | New Jersey | 34 | Bergen | 3 | 34003 | 17.9 | 10097 | 1989 | 2021 |  |  | N | Natural Gas |  |  |  | H2O | [9 empty] | 0.061593 | 0.061593 | 0.061593 | 0.061593
natural gas peaker | Sargent Canyon Cogeneration | 50864_G_K100 | 50864 | G | K100 |  | Combustion Turbine |  | WEC_CALN | California | 6 | Monterey | 53 | 06053 | 30 | 8700 | 1991 | 2017 |  |  | Y | Natural Gas |  |  |  | DLNB | SCR | [7 empty] | 0.74 | 0.00823 | 0.00823 | 0.00823 | 0.00823
hard coal | Wheelabrator Frackville Energy | 50879_B_BLR1 | 50879 | B | BLR1 | 3701 | Coal Steam |  | PJM_WMAC | Pennsylvania | 42 | Schuylkill | 107 | 42107 | 42 | 14500 | 1988 | 2020 | FBC | dry | Y | Waste Coal | Reagent Injection | 1988 | 0.97 | CF + LA + OFA |  |  |  | B | NA | ACI | 2015 |  | 0.21 | 0.14715 | 0.14715 | 0.14715 | 0.14715 | 0.01 | 0.01 | 0.01 | 0.98 | Yes | 1989
natural gas peaker | Fox Metro Water Reclamation District | 50904_G_RU3 | 50904 | G | RU3 |  | Combustion Turbine | IC Engine | PJM_COMD | Illinois | 17 | Kendall | 93 | 17093 | 1.1 | 8700 | 1988 | 2018 |  |  | Y | Natural Gas | [13 empty] | 1.061 | 1.061 | 1.061 | 1.061
natural gas peaker | Fox Metro Water Reclamation District | 50904_G_RU4 | 50904 | G | RU4 |  | Combustion Turbine | IC Engine | PJM_COMD | Illinois | 17 | Kendall | 93 | 17093 | 1.1 | 8700 | 1988 | 2018 |  |  | Y | Natural Gas | [13 empty] | 1.061 | 1.061 | 1.061 | 1.061
natural gas combined cycle | LaO Energy Systems | 52006_G_GEN1 | 52006 | G | GEN1 |  | Combined Cycle |  | MIS_LA | Louisiana | 22 | Iberville | 47 | 22047 | 57 | 8727 | 1958 | 2023 |  |  | Y | Natural Gas |  |  |  | STM | [9 empty] | 0.12087 | 0.12087 | 0.12087 | 0.12087
natural gas combined cycle | LaO Energy Systems | 52006_G_GEN2 | 52006 | G | GEN2 |  | Combined Cycle |  | MIS_LA | Louisiana | 22 | Iberville | 47 | 22047 | 80 | 8727 | 1962 | 2023 |  |  | Y | Natural Gas |  |  |  | STM | [9 empty] | 0.08833 | 0.08833 | 0.08833 | 0.08833
natural gas combined cycle | Nassau Energy Corp | 52056_G_GT1 | 52056 | G | GT1 | 3714 | Combined Cycle |  | NY_Z_K | New York | 36 | Nassau | 59 | 36059 | 43 | 5500 | 1991 | 2022 |  |  | Y | Natural Gas, Distillate Fuel Oil |  |  |  | STM | [9 empty] | 0.13574 | 0.13574 | 0.13574 | 0.13574
natural gas combined cycle | Nassau Energy Corp | 52056_G_ST1 | 52056 | G | ST1 | 3714 | Combined Cycle |  | NY_Z_K | New York | 36 | Nassau | 59 | 36059 | 12 | 5500 | 1991 | 2022 |  |  | Y | Natural Gas, Distillate Fuel Oil |  |  |  | STM | [9 empty] | 0.13574 | 0.13574 | 0.13574 | 0.13574
natural gas combined cycle | Hartford Hospital Cogeneration | 52061_G_GEN2 | 52061 | G | GEN2 |  | Combined Cycle |  | NENG_CT | Connecticut | 9 | Hartford | 3 | 09003 | 2.4 | 5500 | 1988 | 2024 |  |  | Y | Natural Gas, Distillate Fuel Oil | [13 empty] | 0.068427 | 0.068427 | 0.068427 | 0.068427
natural gas combined cycle | Hartford Hospital Cogeneration | 52061_G_GEN3 | 52061 | G | GEN3 |  | Combined Cycle |  | NENG_CT | Connecticut | 9 | Hartford | 3 | 09003 | 5.2 | 5500 | 1988 | 2024 |  |  | Y | Natural Gas, Distillate Fuel Oil | [13 empty] | 0.068427 | 0.068427 | 0.068427 | 0.068427
municipal solid waste | Houston Plant | 52065_G_GEN2 | 52065 | G | GEN2 |  | Non-Fossil Waste |  | ERC_REST | Texas | 48 | Harris | 201 | 48201 | 1.5 | 9117 | 1970 | 2028 |  |  | Y | Non-Fossil Waste | [13 empty] | 0 | 0 | 0 | 0
municipal solid waste | Houston Plant | 52065_G_GEN1 | 52065 | G | GEN1 |  | Non-Fossil Waste |  | ERC_REST | Texas | 48 | Harris | 201 | 48201 | 7 | 9117 | 1977 | 2028 |  |  | Y | Non-Fossil Waste | [13 empty] | 0 | 0 | 0 | 0
natural gas peaker | Lost Hills Cogeneration Plant | 52077_G_GEN4 | 52077 | G | GEN4 |  | Combustion Turbine |  | WECC_SCE | California | 6 | Kern | 29 | 06029 | 2.7 | 8700 | 1985 | 2021 |  |  | Y | Natural Gas | [13 empty] | 0.47388 | 0.47388 | 0.47388 | 0.47388
onshore wind | Mojave 3 | 52143_G_GEN1 | 52143 | G | GEN1 |  | Onshore Wind |  | WECC_SCE | California | 6 | Kern | 29 | 06029 | 22.7 | 0 | 1990 | 2023 |  |  | N | Wind | [13 empty] | 0 | 0 | 0 | 0
onshore wind | Mojave 5 | 52144_G_GEN1 | 52144 | G | GEN1 |  | Onshore Wind |  | WECC_SCE | California | 6 | Kern | 29 | 06029 | 20 | 0 | 1990 | 2023 |  |  | N | Wind | [13 empty] | 0 | 0 | 0 | 0
natural gas peaker | C P Kelco San Diego Plant | 52147_G_GEN3 | 52147 | G | GEN3 |  | Combustion Turbine |  | WEC_SDGE | California | 6 | San Diego | 73 | 06073 | 9.3 | 8700 | 1983 | 2028 |  |  | Y | Natural Gas | [13 empty] | 0.08551 | 0.08551 | 0.08551 | 0.08551
onshore wind | 85 A | 52162_G_WGNS | 52162 | G | WGNS |  | Onshore Wind |  | WECC_SCE | California | 6 | Kern | 29 | 06029 | 14.1 | 0 | 1985 | 2019 |  |  | N | Wind | [13 empty] | 0 | 0 | 0 | 0
onshore wind | 85 B | 52163_G_WTGN | 52163 | G | WTGN |  | Onshore Wind |  | WECC_SCE | California | 6 | Kern | 29 | 06029 | 21.2 | 0 | 1985 | 2019 |  |  | N | Wind | [13 empty] | 0 | 0 | 0 | 0
onshore wind | Helzel & Schwarzhoff 88 Wind Farm | 52165_G_WGNS | 52165 | G | WGNS |  | Onshore Wind |  | WECC_SCE | California | 6 | Kern | 29 | 06029 | 1.8 | 0 | 1986 | 2020 |  |  | N | Wind | [13 empty] | 0 | 0 | 0 | 0
geothermal | Soda Lake Geothermal No I II | 52174_G_OEC1 | 52174 | G | OEC1 |  | Geothermal |  | WECC_NNV | Nevada | 32 | Churchill | 1 | 32001 | 1.2 | 9771 | 1990 | 2019 |  |  | N | Geothermal | [13 empty] | 0 | 0 | 0 | 0 | 0.4563 | 0.4563 | 0.4563
geothermal | Soda Lake Geothermal No I II | 52174_G_OEC2 | 52174 | G | OEC2 |  | Geothermal |  | WECC_NNV | Nevada | 32 | Churchill | 1 | 32001 | 1.2 | 9771 | 1990 | 2019 |  |  | N | Geothermal | [13 empty] | 0 | 0 | 0 | 0 | 0.4563 | 0.4563 | 0.4563
geothermal | Soda Lake Geothermal No I II | 52174_G_OEC3 | 52174 | G | OEC3 |  | Geothermal |  | WECC_NNV | Nevada | 32 | Churchill | 1 | 32001 | 1.3 | 9771 | 1990 | 2019 |  |  | N | Geothermal | [13 empty] | 0 | 0 | 0 | 0 | 0.4563 | 0.4563 | 0.4563
biomass | Otay Landfill Gas, LLC | 52204_G_OTA2 | 52204 | G | OTA2 |  | Landfill Gas |  | WEC_SDGE | California | 6 | SAN DIEGO | 73 | 06073 | 1.5 | 13500 | 1991 | 2019 |  |  | N | Landfill Gas | [13 empty] | 0.13182 | 0.13182 | 0.13182 | 0.13182
biomass | Otay Landfill Gas, LLC | 52204_G_OTA3 | 52204 | G | OTA3 |  | Landfill Gas |  | WEC_SDGE | California | 6 | SAN DIEGO | 73 | 06073 | 3.2 | 13500 | 2007 | 2019 |  |  | N | Landfill Gas | [13 empty] | 0.13182 | 0.13182 | 0.13182 | 0.13182
biomass | Otay Landfill Gas, LLC | 52204_G_OTA5 | 52204 | G | OTA5 |  | Landfill Gas |  | WEC_SDGE | California | 6 | SAN DIEGO | 73 | 06073 | 1.5 | 13500 | 2013 | 2019 |  |  | N | Landfill Gas | [13 empty] | 0.13182 | 0.13182 | 0.13182 | 0.13182
biomass | Otay Landfill Gas, LLC | 52204_G_OTA6 | 52204 | G | OTA6 |  | Landfill Gas |  | WEC_SDGE | California | 6 | SAN DIEGO | 73 | 06073 | 1.5 | 13500 | 2013 | 2019 |  |  | N | Landfill Gas | [13 empty] | 0.13182 | 0.13182 | 0.13182 | 0.13182
geothermal | Geo East Mesa II | 54038_G_GEN1 | 54038 | G | GEN1 |  | Geothermal |  | WECC_IID | California | 6 | Imperial | 25 | 06025 | 14.4 | 9771 | 1989 | 2028 |  |  | N | Geothermal | [13 empty] | 0 | 0 | 0 | 0 | 0.4625 | 0.4625 | 0.4625
natural gas combined cycle | Pawtucket Power Associates | 54056_G_GEN2 | 54056 | G | GEN2 | 3746 | Combined Cycle |  | NENGREST | Rhode Island | 44 | Providence | 7 | 44007 | 27 | 8922 | 1990 | 2021 |  |  | N | Natural Gas, Distillate Fuel Oil |  |  |  | STM | SCR | [8 empty] | 0.28969 | 0.03967 | 0.28969 | 0.03967
natural gas combined cycle | Pawtucket Power Associates | 54056_G_GEN1 | 54056 | G | GEN1 | 3746 | Combined Cycle |  | NENGREST | Rhode Island | 44 | Providence | 7 | 44007 | 33 | 8922 | 1990 | 2021 |  |  | N | Natural Gas, Distillate Fuel Oil |  |  |  | H2O | SCR | [8 empty] | 0.28969 | 0.03967 | 0.28969 | 0.03967
natural gas peaker | Franklin Heating Station | 54224_G_DG6 | 54224 | G | DG6 |  | Combustion Turbine | IC Engine | MIS_MNWI | Minnesota | 27 | Olmsted | 109 | 27109 | 2.3 | 14286 | 1982 | 2021 |  |  | N | Natural Gas, Distillate Fuel Oil | [13 empty] | 1.061 | 1.061 | 1.061 | 1.061
natural gas peaker | Franklin Heating Station | 54224_G_DG7 | 54224 | G | DG7 |  | Combustion Turbine | IC Engine | MIS_MNWI | Minnesota | 27 | Olmsted | 109 | 27109 | 2.3 | 14286 | 1982 | 2021 |  |  | N | Natural Gas, Distillate Fuel Oil | [13 empty] | 1.061 | 1.061 | 1.061 | 1.061
hydro | Colebrook Hydroelectric | 54301_G_BK1 | 54301 | G | BK1 |  | Hydro |  | NENG_CT | Connecticut | 9 | Litchfield | 5 | 09005 | 1.4 | 0 | 1988 | 2019 |  |  | N | Hydro | [13 empty] | 0 | 0 | 0 | 0
hydro | Colebrook Hydroelectric | 54301_G_BK2 | 54301 | G | BK2 |  | Hydro |  | NENG_CT | Connecticut | 9 | Litchfield | 5 | 09005 | 1.4 | 0 | 1988 | 2019 |  |  | N | Hydro | [13 empty] | 0 | 0 | 0 | 0
hard coal | Birchwood Power | 54304_B_1A | 54304 | B | 1A | 10104 | Coal Steam |  | PJM_Dom | Virginia | 51 | King George | 99 | 51099 | 240 | 10778 | 1996 | 2021 | tangential | dry | N | Bituminous | Dry Scrubber | 1996 | 0.94 | LNB + OFA | SCR | 1996 |  | B | NA |  |  |  | 0.1 | 0.09934 | 0.09934 | 0.09934 | 0.09934 | 0.05 | 0.1 | 1 | 0.99
natural gas peaker | NRG Energy San Diego | 54337_G_0001 | 54337 | G | 0001 |  | Combustion Turbine | IC Engine | WEC_SDGE | California | 6 | San Diego | 73 | 06073 | 0.8 | 8700 | 1986 | 2020 |  |  | Y | Natural Gas | [13 empty] | 0.10519 | 0.10519 | 0.10519 | 0.10519
natural gas peaker | NRG Energy San Diego | 54337_G_0002 | 54337 | G | 0002 |  | Combustion Turbine | IC Engine | WEC_SDGE | California | 6 | San Diego | 73 | 06073 | 0.8 | 8700 | 1986 | 2020 |  |  | Y | Natural Gas | [13 empty] | 0.10519 | 0.10519 | 0.10519 | 0.10519
biomass | BJ Gas Recovery | 54392_G_GEN1 | 54392 | G | GEN1 |  | Landfill Gas |  | S_SOU | Georgia | 13 | Gwinnett | 135 | 13135 | 0.8 | 14103 | 1993 | 2019 |  |  | N | Landfill Gas | [13 empty] | 0.24082 | 0.24082 | 0.24082 | 0.24082
biomass | BJ Gas Recovery | 54392_G_GEN3 | 54392 | G | GEN3 |  | Landfill Gas |  | S_SOU | Georgia | 13 | Gwinnett | 135 | 13135 | 0.8 | 14103 | 1993 | 2019 |  |  | N | Landfill Gas | [13 empty] | 0.24082 | 0.24082 | 0.24082 | 0.24082
natural gas peaker | Oroville Cogeneration LP | 54477_G_GEN1 | 54477 | G | GEN1 |  | Combustion Turbine | IC Engine | WEC_CALN | California | 6 | Butte | 7 | 06007 | 1.1 | 13392 | 1990 | 2025 |  |  | Y | Natural Gas | [12 empty] | 0.74 | 0.2046 | 0.2046 | 0.2046 | 0.2046
natural gas peaker | Oroville Cogeneration LP | 54477_G_GEN2 | 54477 | G | GEN2 |  | Combustion Turbine | IC Engine | WEC_CALN | California | 6 | Butte | 7 | 06007 | 1.1 | 13392 | 1990 | 2025 |  |  | Y | Natural Gas | [12 empty] | 0.74 | 0.2046 | 0.2046 | 0.2046 | 0.2046
natural gas peaker | Oroville Cogeneration LP | 54477_G_GEN3 | 54477 | G | GEN3 |  | Combustion Turbine | IC Engine | WEC_CALN | California | 6 | Butte | 7 | 06007 | 1.1 | 13392 | 1990 | 2025 |  |  | Y | Natural Gas | [12 empty] | 0.74 | 0.2046 | 0.2046 | 0.2046 | 0.2046
natural gas peaker | Oroville Cogeneration LP | 54477_G_GEN4 | 54477 | G | GEN4 |  | Combustion Turbine | IC Engine | WEC_CALN | California | 6 | Butte | 7 | 06007 | 1.1 | 13392 | 1990 | 2025 |  |  | Y | Natural Gas | [12 empty] | 0.74 | 0.2046 | 0.2046 | 0.2046 | 0.2046
natural gas peaker | Oroville Cogeneration LP | 54477_G_GEN5 | 54477 | G | GEN5 |  | Combustion Turbine | IC Engine | WEC_CALN | California | 6 | Butte | 7 | 06007 | 1.1 | 13392 | 1990 | 2025 |  |  | Y | Natural Gas | [12 empty] | 0.74 | 0.2046 | 0.2046 | 0.2046 | 0.2046
natural gas peaker | Oroville Cogeneration LP | 54477_G_GEN6 | 54477 | G | GEN6 |  | Combustion Turbine | IC Engine | WEC_CALN | California | 6 | Butte | 7 | 06007 | 1.1 | 13392 | 1990 | 2025 |  |  | Y | Natural Gas | [12 empty] | 0.74 | 0.2046 | 0.2046 | 0.2046 | 0.2046
natural gas peaker | Oroville Cogeneration LP | 54477_G_GEN7 | 54477 | G | GEN7 |  | Combustion Turbine | IC Engine | WEC_CALN | California | 6 | Butte | 7 | 06007 | 1.1 | 13392 | 1990 | 2025 |  |  | Y | Natural Gas | [12 empty] | 0.74 | 0.2046 | 0.2046 | 0.2046 | 0.2046
biomass | ReEnergy Lyonsdale Biomass | 54526_B_00001 | 54526 | B | 00001 |  | Biomass |  | NY_Z_C&E | New York | 36 | Lewis | 49 | 36049 | 19 | 5546 | 1992 | 2019 |  |  | Y | Biomass | [7 empty] | ESPH + C | No |  |  |  |  | 0.2 | 0.2 | 0.2 | 0.2
biomass | Wood Road | 54549_G_1-1 | 54549 | G | 1-1 |  | Landfill Gas |  | MIS_LMI | Michigan | 26 | Clinton | 37 | 26037 | 0.8 | 13500 | 1993 | 2021 |  |  | N | Landfill Gas | [13 empty] | 0.24082 | 0.24082 | 0.24082 | 0.24082
biomass | Wood Road | 54549_G_1-2 | 54549 | G | 1-2 |  | Landfill Gas |  | MIS_LMI | Michigan | 26 | Clinton | 37 | 26037 | 0.8 | 13500 | 1993 | 2021 |  |  | N | Landfill Gas | [13 empty] | 0.24082 | 0.24082 | 0.24082 | 0.24082
biomass | Wood Road | 54549_G_1-3 | 54549 | G | 1-3 |  | Landfill Gas |  | MIS_LMI | Michigan | 26 | Clinton | 37 | 26037 | 0.8 | 13500 | 1994 | 2021 |  |  | N | Landfill Gas | [13 empty] | 0.24082 | 0.24082 | 0.24082 | 0.24082
biomass | Wood Road | 54549_G_1-4 | 54549 | G | 1-4 |  | Landfill Gas |  | MIS_LMI | Michigan | 26 | Clinton | 37 | 26037 | 0.8 | 13500 | 1997 | 2021 |  |  | N | Landfill Gas | [13 empty] | 0.24082 | 0.24082 | 0.24082 | 0.24082
biomass | Wood Road | 54549_G_1-5 | 54549 | G | 1-5 |  | Landfill Gas |  | MIS_LMI | Michigan | 26 | Clinton | 37 | 26037 | 1.6 | 13500 | 2008 | 2021 |  |  | N | Landfill Gas | [13 empty] | 0.12871 | 0.12871 | 0.12871 | 0.12871
biomass | Wood Road | 54549_G_1-6 | 54549 | G | 1-6 |  | Landfill Gas |  | MIS_LMI | Michigan | 26 | Clinton | 37 | 26037 | 1.6 | 13500 | 2008 | 2021 |  |  | N | Landfill Gas | [13 empty] | 0.12871 | 0.12871 | 0.12871 | 0.12871
biomass | Wood Road | 54549_G_1-7 | 54549 | G | 1-7 |  | Landfill Gas |  | MIS_LMI | Michigan | 26 | Clinton | 37 | 26037 | 1.6 | 13500 | 2008 | 2021 |  |  | N | Landfill Gas | [13 empty] | 0.12871 | 0.12871 | 0.12871 | 0.12871
natural gas peaker | General Mills Inc | 54564_G_GEN1 | 54564 | G | GEN1 |  | Combustion Turbine |  | NY_Z_A | New York | 36 | Erie | 29 | 36029 | 3.4 | 8700 | 1988 | 2020 |  |  | Y | Natural Gas | [13 empty] | 0.41035 | 0.41035 | 0.41035 | 0.41035
onshore wind | Swanmill Windfarm I | 54650_G_EXIS | 54650 | G | EXIS |  | Onshore Wind |  | WECC_SCE | California | 6 | Riverside | 65 | 06065 | 9.6 | 0 | 1988 | 2021 |  |  | N | Wind | [13 empty] | 0 | 0 | 0 | 0
onshore wind | Swanmill Windfarm I | 54650_G_EXI2 | 54650 | G | EXI2 |  | Onshore Wind |  | WECC_SCE | California | 6 | Riverside | 65 | 06065 | 9.1 | 0 | 1989 | 2021 |  |  | N | Wind | [13 empty] | 0 | 0 | 0 | 0
hydro | Kanaka | 54653_G_KAN1 | 54653 | G | KAN1 |  | Hydro |  | WEC_CALN | California | 6 | Butte | 7 | 06007 | 1.1 | 0 | 1988 | 2021 |  |  | N | Hydro | [13 empty] | 0 | 0 | 0 | 0
natural gas combined cycle | York Generation Company LLC | 54693_G_GT#1 | 54693 | G | GT#1 |  | Combined Cycle |  | PJM_WMAC | Pennsylvania | 42 | York | 133 | 42133 | 7.3 | 10130 | 1989 | 2021 |  |  | N | Natural Gas | [13 empty] | 0.11039 | 0.11039 | 0.11039 | 0.11039
natural gas combined cycle | York Generation Company LLC | 54693_G_GT#2 | 54693 | G | GT#2 |  | Combined Cycle |  | PJM_WMAC | Pennsylvania | 42 | York | 133 | 42133 | 7.3 | 10130 | 1989 | 2021 |  |  | N | Natural Gas | [13 empty] | 0.11039 | 0.11039 | 0.11039 | 0.11039
natural gas combined cycle | York Generation Company LLC | 54693_G_GT#5 | 54693 | G | GT#5 |  | Combined Cycle |  | PJM_WMAC | Pennsylvania | 42 | York | 133 | 42133 | 7.3 | 10130 | 1989 | 2021 |  |  | N | Natural Gas | [13 empty] | 0.10621 | 0.10621 | 0.10621 | 0.10621
natural gas combined cycle | York Generation Company LLC | 54693_G_GT#6 | 54693 | G | GT#6 |  | Combined Cycle |  | PJM_WMAC | Pennsylvania | 42 | York | 133 | 42133 | 7.3 | 10130 | 1989 | 2021 |  |  | N | Natural Gas | [13 empty] | 0.10621 | 0.10621 | 0.10621 | 0.10621
natural gas combined cycle | York Generation Company LLC | 54693_G_ST#1 | 54693 | G | ST#1 |  | Combined Cycle |  | PJM_WMAC | Pennsylvania | 42 | York | 133 | 42133 | 8.4 | 10130 | 1989 | 2021 |  |  | N | Natural Gas |  |  |  | LNB | [9 empty] | 0.11039 | 0.11039 | 0.11039 | 0.11039
natural gas combined cycle | York Generation Company LLC | 54693_G_ST#2 | 54693 | G | ST#2 |  | Combined Cycle |  | PJM_WMAC | Pennsylvania | 42 | York | 133 | 42133 | 8.4 | 10130 | 1989 | 2021 |  |  | N | Natural Gas |  |  |  | LNB | [9 empty] | 0.10621 | 0.10621 | 0.10621 | 0.10621
natural gas peaker | Toca Plant | 54705_G_EG-1 | 54705 | G | EG-1 |  | Combustion Turbine | IC Engine | MIS_AMSO | Louisiana | 22 | St Bernard | 87 | 22087 | 0.8 | 14286 | 1958 | 2019 |  |  | N | Natural Gas | [13 empty] | 1.061 | 1.061 | 1.061 | 1.061
natural gas peaker | Toca Plant | 54705_G_EG-3 | 54705 | G | EG-3 |  | Combustion Turbine | IC Engine | MIS_AMSO | Louisiana | 22 | St Bernard | 87 | 22087 | 0.8 | 14286 | 1958 | 2019 |  |  | N | Natural Gas | [13 empty] | 1.061 | 1.061 | 1.061 | 1.061
natural gas peaker | Toca Plant | 54705_G_EG-4 | 54705 | G | EG-4 |  | Combustion Turbine | IC Engine | MIS_AMSO | Louisiana | 22 | St Bernard | 87 | 22087 | 0.7 | 11686 | 1997 | 2019 |  |  | N | Natural Gas | [13 empty] | 1.061 | 1.061 | 1.061 | 1.061
natural gas peaker | Toca Plant | 54705_G_EG2A | 54705 | G | EG2A |  | Combustion Turbine | IC Engine | MIS_AMSO | Louisiana | 22 | St Bernard | 87 | 22087 | 0.5 | 11686 | 2001 | 2019 |  |  | N | Natural Gas | [13 empty] | 1.061 | 1.061 | 1.061 | 1.061
natural gas peaker | Alliant SBD 8501 Aegon LI | 54714_G_1265 | 54714 | G | 1265 |  | Combustion Turbine | IC Engine | MIS_IA | Iowa | 19 | Linn | 113 | 19113 | 1 | 25000 | 1985 | 2021 |  |  | N | Distillate Fuel Oil | [12 empty] | 2.5 | 1.6498 | 1.6498 | 1.6498 | 1.6498
natural gas peaker | Alliant SBD 8501 Aegon LI | 54714_G_1270 | 54714 | G | 1270 |  | Combustion Turbine | IC Engine | MIS_IA | Iowa | 19 | Linn | 113 | 19113 | 1 | 25000 | 1985 | 2021 |  |  | N | Distillate Fuel Oil | [12 empty] | 2.5 | 1.6498 | 1.6498 | 1.6498 | 1.6498
natural gas peaker | Alliant SBD 8501 Aegon LI | 54714_G_1794 | 54714 | G | 1794 |  | Combustion Turbine | IC Engine | MIS_IA | Iowa | 19 | Linn | 113 | 19113 | 1.1 | 25000 | 1987 | 2021 |  |  | N | Distillate Fuel Oil | [12 empty] | 2.5 | 1.6498 | 1.6498 | 1.6498 | 1.6498
natural gas peaker | Yellowhammer Gas Plant | 54730_G_701 | 54730 | G | 701 |  | Combustion Turbine |  | S_SOU | Alabama | 1 | MOBILE | 97 | 01097 | 3 | 12369 | 1992 | 2021 |  |  | N | Natural Gas | [12 empty] | 1.8 | 0.23894 | 0.23894 | 0.23894 | 0.23894
natural gas peaker | NYU Luthern Medical Center | 54769_G_GEN1 | 54769 | G | GEN1 |  | Combustion Turbine | IC Engine | NY_Z_J | New York | 36 | Kings | 47 | 36047 | 0.8 | 8700 | 1994 | 2028 |  |  | Y | Natural Gas | [13 empty] | 1.061 | 1.061 | 1.061 | 1.061
natural gas peaker | NYU Luthern Medical Center | 54769_G_GEN2 | 54769 | G | GEN2 |  | Combustion Turbine | IC Engine | NY_Z_J | New York | 36 | Kings | 47 | 36047 | 0.8 | 8700 | 1994 | 2028 |  |  | Y | Natural Gas | [13 empty] | 1.061 | 1.061 | 1.061 | 1.061
natural gas peaker | NYU Luthern Medical Center | 54769_G_GEN3 | 54769 | G | GEN3 |  | Combustion Turbine | IC Engine | NY_Z_J | New York | 36 | Kings | 47 | 36047 | 1.5 | 13469 | 2006 | 2028 |  |  | N | Distillate Fuel Oil | [13 empty] | 1.6498 | 1.6498 | 1.6498 | 1.6498
natural gas peaker | NYU Luthern Medical Center | 54769_G_GEN4 | 54769 | G | GEN4 |  | Combustion Turbine | IC Engine | NY_Z_J | New York | 36 | Kings | 47 | 36047 | 1.5 | 13469 | 2006 | 2028 |  |  | N | Distillate Fuel Oil | [13 empty] | 1.6498 | 1.6498 | 1.6498 | 1.6498
biomass | Suffolk Energy Partners LP | 54781_G_SU1 | 54781 | G | SU1 |  | Landfill Gas |  | PJM_Dom | Virginia | 51 | Suffolk City | 800 | 51800 | 0.7 | 15307 | 1994 | 2022 |  |  | N | Landfill Gas | [13 empty] | 0.6 | 0.6 | 0.6 | 0.6
biomass | Suffolk Energy Partners LP | 54781_G_SU2 | 54781 | G | SU2 |  | Landfill Gas |  | PJM_Dom | Virginia | 51 | Suffolk City | 800 | 51800 | 0.7 | 15308 | 1994 | 2022 |  |  | N | Landfill Gas | [13 empty] | 0.6 | 0.6 | 0.6 | 0.6
biomass | Suffolk Energy Partners LP | 54781_G_SU3 | 54781 | G | SU3 |  | Landfill Gas |  | PJM_Dom | Virginia | 51 | Suffolk City | 800 | 51800 | 0.7 | 15308 | 1994 | 2022 |  |  | N | Landfill Gas | [13 empty] | 0.6 | 0.6 | 0.6 | 0.6
biomass | Suffolk Energy Partners LP | 54781_G_SU4 | 54781 | G | SU4 |  | Landfill Gas |  | PJM_Dom | Virginia | 51 | Suffolk City | 800 | 51800 | 0.7 | 15308 | 1994 | 2022 |  |  | N | Landfill Gas | [13 empty] | 0.6 | 0.6 | 0.6 | 0.6
biomass | Seneca Energy | 54782_G_GEN5 | 54782 | G | GEN5 |  | Landfill Gas |  | NY_Z_C&E | New York | 36 | Seneca | 99 | 36099 | 0.8 | 13500 | 1996 | 2023 |  |  | N | Landfill Gas | [13 empty] | 0.27477 | 0.27477 | 0.27477 | 0.27477
biomass | Seneca Energy | 54782_G_GEN6 | 54782 | G | GEN6 |  | Landfill Gas |  | NY_Z_C&E | New York | 36 | Seneca | 99 | 36099 | 0.8 | 13500 | 1997 | 2023 |  |  | N | Landfill Gas | [13 empty] | 0.27477 | 0.27477 | 0.27477 | 0.27477
biomass | Seneca Energy | 54782_G_GEN7 | 54782 | G | GEN7 |  | Landfill Gas |  | NY_Z_C&E | New York | 36 | Seneca | 99 | 36099 | 0.8 | 13500 | 1997 | 2023 |  |  | N | Landfill Gas | [13 empty] | 0.27477 | 0.27477 | 0.27477 | 0.27477
biomass | Seneca Energy | 54782_G_GE10 | 54782 | G | GE10 |  | Landfill Gas |  | NY_Z_C&E | New York | 36 | Seneca | 99 | 36099 | 0.8 | 13500 | 1998 | 2023 |  |  | N | Landfill Gas | [13 empty] | 0.27477 | 0.27477 | 0.27477 | 0.27477
biomass | Seneca Energy | 54782_G_GE11 | 54782 | G | GE11 |  | Landfill Gas |  | NY_Z_C&E | New York | 36 | Seneca | 99 | 36099 | 0.8 | 13500 | 1998 | 2023 |  |  | N | Landfill Gas | [13 empty] | 0.27477 | 0.27477 | 0.27477 | 0.27477
biomass | Seneca Energy | 54782_G_GE12 | 54782 | G | GE12 |  | Landfill Gas |  | NY_Z_C&E | New York | 36 | Seneca | 99 | 36099 | 0.8 | 13500 | 1998 | 2023 |  |  | N | Landfill Gas | [13 empty] | 0.27477 | 0.27477 | 0.27477 | 0.27477
biomass | Seneca Energy | 54782_G_GE13 | 54782 | G | GE13 |  | Landfill Gas |  | NY_Z_C&E | New York | 36 | Seneca | 99 | 36099 | 0.8 | 13500 | 1998 | 2023 |  |  | N | Landfill Gas | [13 empty] | 0.27477 | 0.27477 | 0.27477 | 0.27477
biomass | Seneca Energy | 54782_G_GE14 | 54782 | G | GE14 |  | Landfill Gas |  | NY_Z_C&E | New York | 36 | Seneca | 99 | 36099 | 0.8 | 13500 | 1998 | 2023 |  |  | N | Landfill Gas | [13 empty] | 0.27477 | 0.27477 | 0.27477 | 0.27477
biomass | Seneca Energy | 54782_G_GEN8 | 54782 | G | GEN8 |  | Landfill Gas |  | NY_Z_C&E | New York | 36 | Seneca | 99 | 36099 | 0.8 | 13500 | 1998 | 2023 |  |  | N | Landfill Gas | [13 empty] | 0.27477 | 0.27477 | 0.27477 | 0.27477
biomass | Seneca Energy | 54782_G_GEN9 | 54782 | G | GEN9 |  | Landfill Gas |  | NY_Z_C&E | New York | 36 | Seneca | 99 | 36099 | 0.8 | 13500 | 1998 | 2023 |  |  | N | Landfill Gas | [13 empty] | 0.27477 | 0.27477 | 0.27477 | 0.27477
natural gas peaker | New York University Central Plant | 54808_G_D2 | 54808 | G | D2 |  | Combustion Turbine | IC Engine | NY_Z_J | New York | 36 | New York | 61 | 36061 | 0.6 | 9965 | 1984 | 2020 |  |  | Y | Distillate Fuel Oil | [13 empty] | 1.6498 | 1.6498 | 1.6498 | 1.6498
natural gas peaker | New York University Central Plant | 54808_G_D3 | 54808 | G | D3 |  | Combustion Turbine | IC Engine | NY_Z_J | New York | 36 | New York | 61 | 36061 | 0.6 | 9965 | 1984 | 2020 |  |  | Y | Distillate Fuel Oil | [13 empty] | 1.6498 | 1.6498 | 1.6498 | 1.6498
natural gas peaker | New York University Central Plant | 54808_G_D4 | 54808 | G | D4 |  | Combustion Turbine | IC Engine | NY_Z_J | New York | 36 | New York | 61 | 36061 | 0.6 | 9965 | 1984 | 2020 |  |  | Y | Distillate Fuel Oil | [13 empty] | 1.6498 | 1.6498 | 1.6498 | 1.6498
natural gas peaker | New York University Central Plant | 54808_G_D5 | 54808 | G | D5 |  | Combustion Turbine | IC Engine | NY_Z_J | New York | 36 | New York | 61 | 36061 | 0.6 | 9965 | 1984 | 2020 |  |  | Y | Distillate Fuel Oil | [13 empty] | 1.6498 | 1.6498 | 1.6498 | 1.6498
natural gas peaker | New York University Central Plant | 54808_G_D6 | 54808 | G | D6 |  | Combustion Turbine | IC Engine | NY_Z_J | New York | 36 | New York | 61 | 36061 | 0.6 | 9965 | 1984 | 2020 |  |  | Y | Distillate Fuel Oil | [13 empty] | 1.6498 | 1.6498 | 1.6498 | 1.6498
natural gas peaker | New York University Central Plant | 54808_G_D7 | 54808 | G | D7 |  | Combustion Turbine | IC Engine | NY_Z_J | New York | 36 | New York | 61 | 36061 | 0.6 | 9965 | 1984 | 2020 |  |  | Y | Distillate Fuel Oil | [13 empty] | 1.6498 | 1.6498 | 1.6498 | 1.6498
natural gas peaker | New York University Central Plant | 54808_G_DI | 54808 | G | DI |  | Combustion Turbine | IC Engine | NY_Z_J | New York | 36 | New York | 61 | 36061 | 0.6 | 9965 | 1984 | 2020 |  |  | Y | Distillate Fuel Oil | [13 empty] | 1.6498 | 1.6498 | 1.6498 | 1.6498
biomass | Outagamie County Co-Generation Facility | 54842_G_G1 | 54842 | G | G1 |  | Landfill Gas |  | MIS_WUMS | Wisconsin | 55 | Outagamie | 87 | 55087 | 1.6 | 8769 | 2007 | 2020 |  |  | Y | Landfill Gas | [13 empty] | 0.24082 | 0.24082 | 0.24082 | 0.24082
biomass | Outagamie County Co-Generation Facility | 54842_G_G2 | 54842 | G | G2 |  | Landfill Gas |  | MIS_WUMS | Wisconsin | 55 | Outagamie | 87 | 55087 | 1.6 | 8769 | 2007 | 2020 |  |  | Y | Landfill Gas | [13 empty] | 0.24082 | 0.24082 | 0.24082 | 0.24082
biomass | Outagamie County Co-Generation Facility | 54842_G_G3 | 54842 | G | G3 |  | Landfill Gas |  | MIS_WUMS | Wisconsin | 55 | Outagamie | 87 | 55087 | 1.6 | 8769 | 2007 | 2020 |  |  | Y | Landfill Gas | [13 empty] | 0.24082 | 0.24082 | 0.24082 | 0.24082
biomass | Outagamie County Co-Generation Facility | 54842_G_G4 | 54842 | G | G4 |  | Landfill Gas |  | MIS_WUMS | Wisconsin | 55 | Outagamie | 87 | 55087 | 1.6 | 13500 | 2016 | 2020 |  |  | N | Landfill Gas | [13 empty] | 0.24082 | 0.24082 | 0.24082 | 0.24082
hydro | Milstead | 54872_G_GEN1 | 54872 | G | GEN1 |  | Hydro |  | S_SOU | Georgia | 13 | Rockdale | 247 | 13247 | 1 | 0 | 1994 | 2023 |  |  | N | Hydro | [13 empty] | 0 | 0 | 0 | 0
natural gas peaker | CenturyLink Regional HQ | 54882_G_GEN1 | 54882 | G | GEN1 |  | Combustion Turbine | IC Engine | S_VACA | North Carolina | 37 | Franklin | 69 | 37069 | 0.6 | 13469 | 1993 | 2016 |  |  | N | Distillate Fuel Oil | [13 empty] | 1.6498 | 1.6498 | 1.6498 | 1.6498
biomass | Keystone Recovery | 54934_G_NO 1 | 54934 | G | NO 1 |  | Landfill Gas |  | PJM_WMAC | Pennsylvania | 42 | Lackawanna | 69 | 42069 | 0.7 | 14087 | 1995 | 2020 |  |  | N | Landfill Gas | [13 empty] | 0.06265 | 0.06265 | 0.06265 | 0.06265
biomass | Keystone Recovery | 54934_G_NO 2 | 54934 | G | NO 2 |  | Landfill Gas |  | PJM_WMAC | Pennsylvania | 42 | Lackawanna | 69 | 42069 | 0.7 | 14086 | 1995 | 2020 |  |  | N | Landfill Gas | [13 empty] | 0.06265 | 0.06265 | 0.06265 | 0.06265
biomass | Keystone Recovery | 54934_G_NO 3 | 54934 | G | NO 3 |  | Landfill Gas |  | PJM_WMAC | Pennsylvania | 42 | Lackawanna | 69 | 42069 | 0.7 | 14086 | 1995 | 2020 |  |  | N | Landfill Gas | [13 empty] | 0.06265 | 0.06265 | 0.06265 | 0.06265
biomass | Keystone Recovery | 54934_G_NO 4 | 54934 | G | NO 4 |  | Landfill Gas |  | PJM_WMAC | Pennsylvania | 42 | Lackawanna | 69 | 42069 | 0.7 | 14086 | 1995 | 2020 |  |  | N | Landfill Gas | [13 empty] | 0.06265 | 0.06265 | 0.06265 | 0.06265
biomass | Keystone Recovery | 54934_G_NO 5 | 54934 | G | NO 5 |  | Landfill Gas |  | PJM_WMAC | Pennsylvania | 42 | Lackawanna | 69 | 42069 | 0.7 | 14086 | 1996 | 2020 |  |  | N | Landfill Gas | [13 empty] | 0.06265 | 0.06265 | 0.06265 | 0.06265
biomass | Keystone Recovery | 54934_G_NO 6 | 54934 | G | NO 6 |  | Landfill Gas |  | PJM_WMAC | Pennsylvania | 42 | Lackawanna | 69 | 42069 | 0.7 | 14086 | 1996 | 2020 |  |  | N | Landfill Gas | [13 empty] | 0.06265 | 0.06265 | 0.06265 | 0.06265
biomass | Keystone Recovery | 54934_G_NO 7 | 54934 | G | NO 7 |  | Landfill Gas |  | PJM_WMAC | Pennsylvania | 42 | Lackawanna | 69 | 42069 | 0.7 | 14086 | 1996 | 2020 |  |  | N | Landfill Gas | [13 empty] | 0.06265 | 0.06265 | 0.06265 | 0.06265
municipal solid waste | CT Resource Rec Authority Facility | 54945_B_11 | 54945 | B | 11 |  | Municipal Solid Waste |  | NENG_CT | Connecticut | 9 | Hartford | 3 | 09003 | 19.5 | 20769 | 1988 | 2023 |  |  | N | MSW | Dry Scrubber | 1987 | 0.75 |  | SNCR |  |  | B | NA |  |  |  | 0.32 | 0.18604 | 0.18604 | 0.18604 | 0.18604 | 0.15 | 0.15 | 0.15
municipal solid waste | CT Resource Rec Authority Facility | 54945_B_12 | 54945 | B | 12 |  | Municipal Solid Waste |  | NENG_CT | Connecticut | 9 | Hartford | 3 | 09003 | 19.5 | 20769 | 1988 | 2023 |  |  | N | MSW | Dry Scrubber | 1987 | 0.75 |  | SNCR |  |  | B | NA |  |  |  | 0.32 | 0.18537 | 0.18537 | 0.18537 | 0.18537 | 0.15 | 0.15 | 0.15
municipal solid waste | CT Resource Rec Authority Facility | 54945_B_13 | 54945 | B | 13 |  | Municipal Solid Waste |  | NENG_CT | Connecticut | 9 | Hartford | 3 | 09003 | 19.5 | 20769 | 1988 | 2023 |  |  | N | MSW | Dry Scrubber | 1987 | 0.75 |  | SNCR |  |  | B | NA |  |  |  | 0.32 | 0.18265 | 0.18265 | 0.18265 | 0.18265 | 0.15 | 0.15 | 0.15
natural gas peaker | Alliant SBD 9302 Aegon NP | 54967_G_7906 | 54967 | G | 7906 |  | Combustion Turbine | IC Engine | MIS_IA | Iowa | 19 | Linn | 113 | 19113 | 1.2 | 25000 | 1995 | 2021 |  |  | N | Distillate Fuel Oil | [12 empty] | 2.5 | 1.6498 | 1.6498 | 1.6498 | 1.6498
natural gas peaker | Woodridge Greene Valley Treatment Plant | 54987_G_FM01 | 54987 | G | FM01 |  | Combustion Turbine | IC Engine | PJM_COMD | Illinois | 17 | DuPage | 43 | 17043 | 1.5 | 8700 | 1996 | 2020 |  |  | Y | Natural Gas, Distillate Fuel Oil | [13 empty] | 1.061 | 1.061 | 1.061 | 1.061
natural gas peaker | Yates Gas Plant | 55025_G_GEN1 | 55025 | G | GEN1 |  | Combustion Turbine |  | ERC_WEST | Texas | 48 | Pecos | 371 | 48371 | 2.8 | 8700 | 1986 | 2019 |  |  | Y | Natural Gas | [13 empty] | 0.47388 | 0.47388 | 0.47388 | 0.47388
natural gas peaker | Yates Gas Plant | 55025_G_GEN2 | 55025 | G | GEN2 |  | Combustion Turbine |  | ERC_WEST | Texas | 48 | Pecos | 371 | 48371 | 2.8 | 8700 | 1986 | 2019 |  |  | Y | Natural Gas | [13 empty] | 0.47388 | 0.47388 | 0.47388 | 0.47388
natural gas combined cycle | Desert Star Energy Center | 55077_G_ED01 | 55077 | G | ED01 | 3860 | Combined Cycle |  | WECC_SNV | Nevada | 32 | Clark | 3 | 32003 | 150 | 7550 | 2000 | 2027 |  |  | N | Natural Gas |  |  |  |  | SCR | [8 empty] | 0.014481 | 0.014481 | 0.014481 | 0.014481
natural gas combined cycle | Desert Star Energy Center | 55077_G_ED02 | 55077 | G | ED02 | 3861 | Combined Cycle |  | WECC_SNV | Nevada | 32 | Clark | 3 | 32003 | 150 | 7550 | 2000 | 2027 |  |  | N | Natural Gas |  |  |  |  | SCR | [8 empty] | 0.014481 | 0.014481 | 0.014481 | 0.014481
natural gas combined cycle | Desert Star Energy Center | 55077_G_ED03 | 55077 | G | ED03 | 3860 | Combined Cycle |  | WECC_SNV | Nevada | 32 | Clark | 3 | 32003 | 150 | 7550 | 2000 | 2027 |  |  | N | Natural Gas |  |  |  | LNB | SCR | [8 empty] | 0.014481 | 0.014481 | 0.014481 | 0.014481
natural gas peaker | NRG Sterlington Power | 55099_G_01 | 55099 | G | 01 |  | Combustion Turbine |  | MIS_LA | Louisiana | 22 | Ouachita | 73 | 22073 | 24 | 18571 | 2000 | 2020 |  |  | N | Natural Gas | [12 empty] | 0.01 | 0.26125 | 0.26125 | 0.26125 | 0.26125
natural gas peaker | NRG Sterlington Power | 55099_G_02 | 55099 | G | 02 |  | Combustion Turbine |  | MIS_LA | Louisiana | 22 | Ouachita | 73 | 22073 | 22 | 16213 | 2000 | 2020 |  |  | N | Natural Gas | [12 empty] | 0.01 | 0.27902 | 0.27902 | 0.27902 | 0.27902
natural gas peaker | NRG Sterlington Power | 55099_G_09 | 55099 | G | 09 |  | Combustion Turbine |  | MIS_LA | Louisiana | 22 | Ouachita | 73 | 22073 | 16 | 18571 | 2000 | 2020 |  |  | N | Natural Gas | [12 empty] | 0.01 | 0.21721 | 0.21721 | 0.21721 | 0.21721
natural gas peaker | NRG Sterlington Power | 55099_G_10 | 55099 | G | 10 |  | Combustion Turbine |  | MIS_LA | Louisiana | 22 | Ouachita | 73 | 22073 | 16 | 18571 | 2000 | 2020 |  |  | N | Natural Gas | [12 empty] | 0.01 | 0.12234 | 0.12234 | 0.12234 | 0.12234
natural gas peaker | NRG Sterlington Power | 55099_G_04 | 55099 | G | 04 |  | Combustion Turbine |  | MIS_LA | Louisiana | 22 | Ouachita | 73 | 22073 | 23 | 18572 | 2001 | 2020 |  |  | N | Natural Gas | [12 empty] | 0.01 | 0.21885 | 0.21885 | 0.21885 | 0.21885
natural gas peaker | NRG Sterlington Power | 55099_G_06 | 55099 | G | 06 |  | Combustion Turbine |  | MIS_LA | Louisiana | 22 | Ouachita | 73 | 22073 | 18 | 18571 | 2001 | 2020 |  |  | N | Natural Gas | [12 empty] | 0.01 | 0.0534 | 0.0534 | 0.0534 | 0.0534
natural gas peaker | NRG Sterlington Power | 55099_G_07 | 55099 | G | 07 |  | Combustion Turbine |  | MIS_LA | Louisiana | 22 | Ouachita | 73 | 22073 | 16 | 18571 | 2001 | 2020 |  |  | N | Natural Gas | [12 empty] | 0.01 | 0.04592 | 0.04592 | 0.04592 | 0.04592
natural gas combined cycle | Sabine Cogen | 55104_G_CTG1 | 55104 | G | CTG1 | 3901 | Combined Cycle |  | MIS_WOTA | Texas | 48 | Orange | 361 | 48361 | 33.1 | 11734 | 2000 | 2020 |  |  | Y | Natural Gas |  |  |  |  | SCR | [7 empty] | 0.006 | 0.017651 | 0.017651 | 0.017651 | 0.017651
natural gas combined cycle | Sabine Cogen | 55104_G_CTG2 | 55104 | G | CTG2 | 3902 | Combined Cycle |  | MIS_WOTA | Texas | 48 | Orange | 361 | 48361 | 33.4 | 11734 | 2000 | 2020 |  |  | Y | Natural Gas |  |  |  |  | SCR | [7 empty] | 0.006 | 0.017651 | 0.017651 | 0.017651 | 0.017651
natural gas combined cycle | Sabine Cogen | 55104_G_STG | 55104 | G | STG | 3901 | Combined Cycle |  | MIS_WOTA | Texas | 48 | Orange | 361 | 48361 | 20 | 11734 | 2000 | 2020 |  |  | Y | Natural Gas |  |  |  | LNB + NH3 | SCR | [7 empty] | 0.006 | 0.017651 | 0.017651 | 0.017651 | 0.017651
biomass | MM Hartford Energy | 55163_G_UNT2 | 55163 | G | UNT2 |  | Landfill Gas |  | NENG_CT | Connecticut | 9 | Hartford | 3 | 09003 | 0.9 | 13500 | 1998 | 2018 |  |  | N | Landfill Gas | [12 empty] | 0.14 | 0.22117 | 0.22117 | 0.22117 | 0.22117
biomass | MM Hartford Energy | 55163_G_UNT3 | 55163 | G | UNT3 |  | Landfill Gas |  | NENG_CT | Connecticut | 9 | Hartford | 3 | 09003 | 0.9 | 13500 | 1998 | 2018 |  |  | N | Landfill Gas | [12 empty] | 0.14 | 0.22117 | 0.22117 | 0.22117 | 0.22117
natural gas peaker | Osceola | 55192_G_CTG1 | 55192 | G | CTG1 |  | Combustion Turbine |  | FRCC | Florida | 12 | Osceola | 97 | 12097 | 157 | 11182 | 2001 | 2028 |  |  | N | Natural Gas, Distillate Fuel Oil | [12 empty] | 0.8 | 0.02807 | 0.02807 | 0.02807 | 0.02807
natural gas peaker | Osceola | 55192_G_CTG2 | 55192 | G | CTG2 |  | Combustion Turbine |  | FRCC | Florida | 12 | Osceola | 97 | 12097 | 157 | 11182 | 2001 | 2028 |  |  | N | Natural Gas, Distillate Fuel Oil | [12 empty] | 0.8 | 0.033375 | 0.033375 | 0.033375 | 0.033375
natural gas peaker | Osceola | 55192_G_CTG3 | 55192 | G | CTG3 |  | Combustion Turbine |  | FRCC | Florida | 12 | Osceola | 97 | 12097 | 157 | 11182 | 2002 | 2028 |  |  | N | Natural Gas, Distillate Fuel Oil | [12 empty] | 0.8 | 0.029625 | 0.029625 | 0.029625 | 0.029625
natural gas combined cycle | Green Power 2 | 55470_G_ST805 | 55470 | G | ST805 | 4843 | Combined Cycle |  | ERC_REST | Texas | 48 | Galveston | 167 | 48167 | 75 | 5500 | 2009 | 2028 |  |  | Y | Natural Gas |  |  |  | DLNB | SCR | [8 empty] | 0.010121 | 0.010121 | 0.010121 | 0.010121
biomass | Security | 55556_G_UNT3 | 55556 | G | UNT3 |  | Landfill Gas |  | MIS_WOTA | Texas | 48 | Montgomery | 339 | 48339 | 1.7 | 13500 | 2003 | 2019 |  |  | N | Landfill Gas | [13 empty] | 0.12019 | 0.12019 | 0.12019 | 0.12019
biomass | GRS Pine Bend | 55598_G_1 | 55598 | G | 1 |  | Landfill Gas |  | MIS_MNWI | Minnesota | 27 | Dakota | 37 | 27037 | 3.8 | 13500 | 1996 | 2018 |  |  | N | Landfill Gas | [13 empty] | 0.22117 | 0.22117 | 0.22117 | 0.22117
biomass | GRS Pine Bend | 55598_G_2 | 55598 | G | 2 |  | Landfill Gas |  | MIS_MNWI | Minnesota | 27 | Dakota | 37 | 27037 | 3.8 | 20460 | 1996 | 2018 |  |  | N | Landfill Gas | [13 empty] | 0.22117 | 0.22117 | 0.22117 | 0.22117
natural gas peaker | Binghamton Cogen | 55600_G_1 | 55600 | G | 1 | 10131 | Combustion Turbine |  | NY_Z_C&E | New York | 36 | Broome | 7 | 36007 | 42 | 9572 | 1992 | 2018 |  |  | Y | Natural Gas |  |  |  | STM | [8 empty] | 1.053 | 0.08773 | 0.08773 | 0.08773 | 0.08773
biomass | Prima Plant | 55601_G_UNT1 | 55601 | G | UNT1 |  | Landfill Gas |  | WEC_SDGE | California | 6 | Orange | 59 | 06059 | 2.7 | 13500 | 1999 | 2022 |  |  | N | Landfill Gas | [13 empty] | 0.0875 | 0.0875 | 0.0875 | 0.0875
biomass | Prima Plant | 55601_G_UNT2 | 55601 | G | UNT2 |  | Landfill Gas |  | WEC_SDGE | California | 6 | Orange | 59 | 06059 | 2.7 | 13500 | 1999 | 2022 |  |  | N | Landfill Gas | [13 empty] | 0.0875 | 0.0875 | 0.0875 | 0.0875
biomass | Tajiguas Plant | 55603_G_UNT1 | 55603 | G | UNT1 |  | Landfill Gas |  | WECC_SCE | California | 6 | Santa Barbara | 83 | 06083 | 2.7 | 13500 | 2000 | 2020 |  |  | N | Landfill Gas | [13 empty] | 0.22117 | 0.22117 | 0.22117 | 0.22117
onshore wind | Foote Creek II | 55608_G_GEN1 | 55608 | G | GEN1 |  | Onshore Wind |  | WECC_WY | Wyoming | 56 | Albany | 1 | 56001 | 1.8 | 0 | 1999 | 2020 |  |  | N | Wind | [13 empty] | 0 | 0 | 0 | 0
onshore wind | Foote Creek III | 55609_G_GEN1 | 55609 | G | GEN1 |  | Onshore Wind |  | WECC_WY | Wyoming | 56 | Albany | 1 | 56001 | 24.8 | 0 | 1999 | 2020 |  |  | N | Wind | [13 empty] | 0 | 0 | 0 | 0
onshore wind | Foote Creek IV | 55610_G_GEN1 | 55610 | G | GEN1 |  | Onshore Wind |  | WECC_WY | Wyoming | 56 | Carbon | 7 | 56007 | 16.8 | 0 | 2000 | 2020 |  |  | N | Wind | [13 empty] | 0 | 0 | 0 | 0
onshore wind | Mountain View I&2 | 55719_G_GEN2 | 55719 | G | GEN2 |  | Onshore Wind |  | WECC_SCE | California | 6 | Riverside | 65 | 06065 | 22.2 | 0 | 2001 | 2021 |  |  | N | Wind | [13 empty] | 0 | 0 | 0 | 0
onshore wind | Mountain View I&2 | 55719_G_GENI | 55719 | G | GENI |  | Onshore Wind |  | WECC_SCE | California | 6 | Riverside | 65 | 06065 | 44.4 | 0 | 2001 | 2021 |  |  | N | Wind | [13 empty] | 0 | 0 | 0 | 0
natural gas peaker | Buchanan Generation LLC | 55738_G_1 | 55738 | G | 1 | 9248 | Combustion Turbine |  | PJM_West | Virginia | 51 | Buchanan | 27 | 51027 | 40 | 10745 | 2002 | 2023 |  |  | N | Natural Gas |  |  |  | H2O | [8 empty] | 0.006 | 0.07177 | 0.07177 | 0.07177 | 0.07177
natural gas peaker | Buchanan Generation LLC | 55738_G_2 | 55738 | G | 2 | 9249 | Combustion Turbine |  | PJM_West | Virginia | 51 | Buchanan | 27 | 51027 | 40 | 10745 | 2002 | 2023 |  |  | N | Natural Gas |  |  |  | H2O | [8 empty] | 0.006 | 0.06957 | 0.06957 | 0.06957 | 0.06957
biomass | Dane County Landfill #2 Rodefeld | 55770_G_GEN1 | 55770 | G | GEN1 |  | Landfill Gas |  | MIS_WUMS | Wisconsin | 55 | Dane | 25 | 55025 | 0.8 | 13500 | 1997 | 2019 |  |  | N | Landfill Gas | [13 empty] | 0.22117 | 0.22117 | 0.22117 | 0.22117
biomass | Dane County Landfill #2 Rodefeld | 55770_G_GEN2 | 55770 | G | GEN2 |  | Landfill Gas |  | MIS_WUMS | Wisconsin | 55 | Dane | 25 | 55025 | 0.8 | 13500 | 1997 | 2019 |  |  | N | Landfill Gas | [13 empty] | 0.22117 | 0.22117 | 0.22117 | 0.22117
biomass | Dane County Landfill #2 Rodefeld | 55770_G_GEN3 | 55770 | G | GEN3 |  | Landfill Gas |  | MIS_WUMS | Wisconsin | 55 | Dane | 25 | 55025 | 0.8 | 13500 | 2004 | 2019 |  |  | N | Landfill Gas | [13 empty] | 0.22117 | 0.22117 | 0.22117 | 0.22117
biomass | Dane County Landfill #2 Rodefeld | 55770_G_GEN4 | 55770 | G | GEN4 |  | Landfill Gas |  | MIS_WUMS | Wisconsin | 55 | Dane | 25 | 55025 | 1.6 | 13500 | 2004 | 2019 |  |  | N | Landfill Gas | [13 empty] | 0.22117 | 0.22117 | 0.22117 | 0.22117
biomass | Dane County Landfill #2 Rodefeld | 55770_G_GEN6 | 55770 | G | GEN6 |  | Landfill Gas |  | MIS_WUMS | Wisconsin | 55 | Dane | 25 | 55025 | 0.8 | 13500 | 2011 | 2019 |  |  | N | Landfill Gas | [13 empty] | 0.22117 | 0.22117 | 0.22117 | 0.22117
biomass | Dane County Landfill #2 Rodefeld | 55770_G_GEN7 | 55770 | G | GEN7 |  | Landfill Gas |  | MIS_WUMS | Wisconsin | 55 | Dane | 25 | 55025 | 0.8 | 13500 | 2011 | 2019 |  |  | N | Landfill Gas | [13 empty] | 0.22117 | 0.22117 | 0.22117 | 0.22117
biomass | Dane County Landfill #2 Rodefeld | 55770_G_GEN5 | 55770 | G | GEN5 |  | Landfill Gas |  | MIS_WUMS | Wisconsin | 55 | Dane | 25 | 55025 | 0.8 | 13500 | 2012 | 2019 |  |  | N | Landfill Gas | [13 empty] | 0.22117 | 0.22117 | 0.22117 | 0.22117
biomass | Countyside Genco LLC | 55773_G_CS10 | 55773 | G | CS10 |  | Landfill Gas |  | PJM_COMD | Illinois | 17 | Lake | 97 | 17097 | 2 | 20053 | 2012 | 2020 |  |  | N | Landfill Gas | [13 empty] | 0.22117 | 0.22117 | 0.22117 | 0.22117
biomass | Countyside Genco LLC | 55773_G_CS7 | 55773 | G | CS7 |  | Landfill Gas |  | PJM_COMD | Illinois | 17 | Lake | 97 | 17097 | 2 | 20053 | 2012 | 2020 |  |  | N | Landfill Gas | [13 empty] | 0.22117 | 0.22117 | 0.22117 | 0.22117
biomass | Countyside Genco LLC | 55773_G_CS8 | 55773 | G | CS8 |  | Landfill Gas |  | PJM_COMD | Illinois | 17 | Lake | 97 | 17097 | 2 | 20053 | 2012 | 2020 |  |  | N | Landfill Gas | [13 empty] | 0.22117 | 0.22117 | 0.22117 | 0.22117
biomass | Countyside Genco LLC | 55773_G_CS9 | 55773 | G | CS9 |  | Landfill Gas |  | PJM_COMD | Illinois | 17 | Lake | 97 | 17097 | 2 | 20053 | 2012 | 2020 |  |  | N | Landfill Gas | [13 empty] | 0.22117 | 0.22117 | 0.22117 | 0.22117
biomass | Montgomery County Oaks LFGE Plant | 55885_G_CAT35 | 55885 | G | CAT35 |  | Landfill Gas |  | PJM_SMAC | Maryland | 24 | Montgomery | 31 | 24031 | 1.5 | 14489 | 2009 | 2021 |  |  | N | Landfill Gas | [13 empty] | 0.07063 | 0.07063 | 0.07063 | 0.07063
biomass | Montgomery County Oaks LFGE Plant | 55885_G_GEJGC | 55885 | G | GEJGC |  | Landfill Gas |  | PJM_SMAC | Maryland | 24 | Montgomery | 31 | 24031 | 0.8 | 14489 | 2009 | 2021 |  |  | N | Landfill Gas | [13 empty] | 0.18917 | 0.18917 | 0.18917 | 0.18917
biomass | Ridgeview | 55925_G_GEN3 | 55925 | G | GEN3 |  | Landfill Gas |  | MIS_WUMS | Wisconsin | 55 | Manitowoc | 71 | 55071 | 0.8 | 13500 | 2002 | 2014 |  |  | N | Landfill Gas | [13 empty] | 0.22117 | 0.22117 | 0.22117 | 0.22117
biomass | Ridgeview | 55925_G_GEN4 | 55925 | G | GEN4 |  | Landfill Gas |  | MIS_WUMS | Wisconsin | 55 | Manitowoc | 71 | 55071 | 0.8 | 13500 | 2003 | 2014 |  |  | N | Landfill Gas | [13 empty] | 0.22117 | 0.22117 | 0.22117 | 0.22117
natural gas peaker | Stillwater Water Treatment Plant | 55987_G_6 | 55987 | G | 6 |  | Combustion Turbine | IC Engine | SPP_WEST | Oklahoma | 40 | Payne | 119 | 40119 | 2 | 10745 | 2003 | 2022 |  |  | N | Distillate Fuel Oil | [12 empty] | 0.8 | 1.6498 | 1.6498 | 1.6498 | 1.6498
natural gas peaker | NECCO Co-Generation | 55999_G_GEN1 | 55999 | G | GEN1 |  | Combustion Turbine | IC Engine | NENGREST | Massachusetts | 25 | Suffolk | 25 | 25025 | 2.8 | 8700 | 2004 | 2018 |  |  | Y | Natural Gas |  |  |  |  | SCR | [7 empty] | 0.789 | 0.39545 | 0.07909 | 0.39545 | 0.07909
natural gas peaker | NECCO Co-Generation | 55999_G_GEN2 | 55999 | G | GEN2 |  | Combustion Turbine | IC Engine | NENGREST | Massachusetts | 25 | Suffolk | 25 | 25025 | 2.8 | 8700 | 2004 | 2018 |  |  | Y | Natural Gas |  |  |  |  | SCR | [7 empty] | 0.789 | 0.39545 | 0.07909 | 0.39545 | 0.07909
natural gas peaker | Alliant SBD 9901 Wells Fargo | 56074_G_01 | 56074 | G | 01 |  | Combustion Turbine | IC Engine | MIS_IA | Iowa | 19 | Linn | 113 | 19113 | 1.1 | 25000 | 2000 | 2020 |  |  | N | Distillate Fuel Oil | [12 empty] | 2.5 | 1.6498 | 1.6498 | 1.6498 | 1.6498
biomass | Riceland Foods Cogeneration Plant | 56079_B_North | 56079 | B | North |  | Biomass |  | MIS_AR | Arkansas | 5 | Arkansas | 1 | 05001 | 4 | 11815 | 1996 | 2021 |  |  | Y | Biomass |  |  |  | FR |  |  |  | B | NA |  |  |  |  | 0.12491 | 0.12491 | 0.12491 | 0.12491
biomass | Riceland Foods Cogeneration Plant | 56079_B_South | 56079 | B | South |  | Biomass |  | MIS_AR | Arkansas | 5 | Arkansas | 1 | 05001 | 4 | 11815 | 1996 | 2021 |  |  | Y | Biomass |  |  |  | FR |  |  |  | B | NA |  |  |  |  | 0.12491 | 0.12491 | 0.12491 | 0.12491
biomass | Tessman Road | 56113_G_1 | 56113 | G | 1 |  | Landfill Gas |  | ERC_REST | Texas | 48 | Bexar | 29 | 48029 | 1.4 | 13500 | 2003 | 2021 |  |  | N | Landfill Gas | [13 empty] | 0.2095 | 0.2095 | 0.2095 | 0.2095
biomass | Tessman Road | 56113_G_2 | 56113 | G | 2 |  | Landfill Gas |  | ERC_REST | Texas | 48 | Bexar | 29 | 48029 | 1.4 | 13500 | 2003 | 2021 |  |  | N | Landfill Gas | [13 empty] | 0.2095 | 0.2095 | 0.2095 | 0.2095
biomass | Tessman Road | 56113_G_3 | 56113 | G | 3 |  | Landfill Gas |  | ERC_REST | Texas | 48 | Bexar | 29 | 48029 | 1.4 | 13500 | 2003 | 2021 |  |  | N | Landfill Gas | [13 empty] | 0.2095 | 0.2095 | 0.2095 | 0.2095
biomass | Tessman Road | 56113_G_4 | 56113 | G | 4 |  | Landfill Gas |  | ERC_REST | Texas | 48 | Bexar | 29 | 48029 | 1.4 | 13500 | 2003 | 2021 |  |  | N | Landfill Gas | [13 empty] | 0.2095 | 0.2095 | 0.2095 | 0.2095
biomass | Tessman Road | 56113_G_5 | 56113 | G | 5 |  | Landfill Gas |  | ERC_REST | Texas | 48 | Bexar | 29 | 48029 | 1.4 | 13500 | 2003 | 2021 |  |  | N | Landfill Gas | [13 empty] | 0.2095 | 0.2095 | 0.2095 | 0.2095
biomass | Tessman Road | 56113_G_6 | 56113 | G | 6 |  | Landfill Gas |  | ERC_REST | Texas | 48 | Bexar | 29 | 48029 | 1.4 | 13500 | 2003 | 2021 |  |  | N | Landfill Gas | [13 empty] | 0.2095 | 0.2095 | 0.2095 | 0.2095
biomass | Tessman Road | 56113_G_7 | 56113 | G | 7 |  | Landfill Gas |  | ERC_REST | Texas | 48 | Bexar | 29 | 48029 | 1.4 | 13500 | 2015 | 2021 |  |  | N | Landfill Gas | [13 empty] | 0.2095 | 0.2095 | 0.2095 | 0.2095
onshore wind | Minwind 3-9 | 56123_G_1 | 56123 | G | 1 |  | Onshore Wind |  | MIS_MNWI | Minnesota | 27 | Rock | 133 | 27133 | 11.6 | 0 | 2004 | 2022 |  |  | N | Wind | [13 empty] | 0 | 0 | 0 | 0
onshore wind | Chanarambie Power Partners, LLC | 56142_G_WND1 | 56142 | G | WND1 |  | Onshore Wind |  | MIS_MNWI | Minnesota | 27 | Murray | 101 | 27101 | 85.5 | 0 | 2003 | 2022 |  |  | N | Wind | [13 empty] | 0 | 0 | 0 | 0
onshore wind | Viking Wind Partners | 56153_G_1 | 56153 | G | 1 |  | Onshore Wind |  | MIS_MNWI | Minnesota | 27 | Murray | 101 | 27101 | 12 | 0 | 2003 | 2022 |  |  | N | Wind | [13 empty] | 0 | 0 | 0 | 0
hard coal | Kennecott Power Plant | 56163_B_4 | 56163 | B | 4 |  | Coal Steam |  | WECC_UT | Utah | 49 | Salt Lake | 35 | 49035 | 75 | 10438 | 1959 | 2019 | tangential | dry | N | Bituminous |  |  |  | LNB |  |  |  | ESPH | No |  |  |  | 1.32 | 0.44315 | 0.44315 | 0.1469 | 0.1469 | 0.9 | 0.1 | 1 | 0
natural gas peaker | Alden Bailey Power Plant | 56223_G_LOKI | 56223 | G | LOKI |  | Combustion Turbine |  | WECC_PNW | Oregon | 41 | Clatsop | 7 | 41007 | 9.8 | 19558 | 2001 | 2021 |  |  | N | Natural Gas | [12 empty] | 1.4 | 0.23894 | 0.23894 | 0.23894 | 0.23894
natural gas peaker | WPPI Hartford DG | 56266_G_1 | 56266 | G | 1 |  | Combustion Turbine | IC Engine | MIS_WUMS | Wisconsin | 55 | Washington | 131 | 55131 | 1.1 | 10745 | 2005 | 2020 |  |  | N | Distillate Fuel Oil | [12 empty] | 3 | 1.6498 | 1.6498 | 1.6498 | 1.6498
hydro | Coleman Falls | 56313_G_CGH2 | 56313 | G | CGH2 |  | Hydro |  | PJM_West | Virginia | 51 | Bedford | 19 | 51019 | 0.5 | 0 | 1983 | 2028 |  |  | N | Hydro | [13 empty] | 0 | 0 | 0 | 0
hydro | Coleman Falls | 56313_G_CGH3 | 56313 | G | CGH3 |  | Hydro |  | PJM_West | Virginia | 51 | Bedford | 19 | 51019 | 0.5 | 0 | 1983 | 2028 |  |  | N | Hydro | [13 empty] | 0 | 0 | 0 | 0
hydro | Coleman Falls | 56313_G_CHG1 | 56313 | G | CHG1 |  | Hydro |  | PJM_West | Virginia | 51 | Bedford | 19 | 51019 | 0.5 | 0 | 1983 | 2028 |  |  | N | Hydro | [13 empty] | 0 | 0 | 0 | 0
hydro | Holcomb Rock | 56314_G_HG1 | 56314 | G | HG1 |  | Hydro |  | PJM_West | Virginia | 51 | Lynchburg City | 680 | 51680 | 0.2 | 0 | 1920 | 2028 |  |  | N | Hydro | [13 empty] | 0 | 0 | 0 | 0
hydro | Holcomb Rock | 56314_G_HG2 | 56314 | G | HG2 |  | Hydro |  | PJM_West | Virginia | 51 | Lynchburg City | 680 | 51680 | 0.2 | 0 | 1920 | 2028 |  |  | N | Hydro | [13 empty] | 0 | 0 | 0 | 0
hydro | Holcomb Rock | 56314_G_HG3 | 56314 | G | HG3 |  | Hydro |  | PJM_West | Virginia | 51 | Lynchburg City | 680 | 51680 | 0.2 | 0 | 1920 | 2028 |  |  | N | Hydro | [13 empty] | 0 | 0 | 0 | 0
natural gas peaker | Danville Westover Plant | 56365_G_GEN1 | 56365 | G | GEN1 |  | Combustion Turbine | IC Engine | PJM_Dom | Virginia | 51 | Danville City | 590 | 51590 | 1.2 | 10745 | 2005 | 2020 |  |  | N | Distillate Fuel Oil | [12 empty] | 2.64 | 4.4922 | 4.4922 | 4.4922 | 4.4922
biomass | Lake Mills Gas Recovery | 56521_G_GEN6 | 56521 | G | GEN6 |  | Landfill Gas |  | MIS_IA | Iowa | 19 | Winnebago | 189 | 19189 | 0.8 | 13500 | 2006 | 2017 |  |  | N | Landfill Gas | [13 empty] | 0.22117 | 0.22117 | 0.22117 | 0.22117
biomass | Two Pine Landfill Gas Recovery | 56523_G_GEN6 | 56523 | G | GEN6 |  | Landfill Gas |  | MIS_AR | Arkansas | 5 | Pulaski | 119 | 05119 | 0.8 | 13500 | 2006 | 2017 |  |  | N | Landfill Gas | [13 empty] | 0.22117 | 0.22117 | 0.22117 | 0.22117
biomass | Austin Gas Recovery | 56524_G_GEN4 | 56524 | G | GEN4 |  | Landfill Gas |  | ERC_REST | Texas | 48 | Travis | 453 | 48453 | 1.6 | 13500 | 2007 | 2019 |  |  | N | Landfill Gas | [13 empty] | 0.22117 | 0.22117 | 0.22117 | 0.22117
biomass | Timberline Trail Gas Recovery | 56525_G_GEN1 | 56525 | G | GEN1 |  | Landfill Gas |  | MIS_MNWI | Wisconsin | 55 | Rusk | 107 | 55107 | 0.8 | 13500 | 2006 | 2014 |  |  | N | Landfill Gas | [13 empty] | 0.22117 | 0.22117 | 0.22117 | 0.22117
biomass | Skyline Gas Recovery | 56528_G_GEN1 | 56528 | G | GEN1 |  | Landfill Gas |  | ERC_REST | Texas | 48 | Dallas | 113 | 48113 | 1.6 | 13500 | 2007 | 2019 |  |  | N | Landfill Gas | [13 empty] | 0.22117 | 0.22117 | 0.22117 | 0.22117
biomass | Skyline Gas Recovery | 56528_G_GEN2 | 56528 | G | GEN2 |  | Landfill Gas |  | ERC_REST | Texas | 48 | Dallas | 113 | 48113 | 1.6 | 13500 | 2007 | 2019 |  |  | N | Landfill Gas | [13 empty] | 0.22117 | 0.22117 | 0.22117 | 0.22117
biomass | Skyline Gas Recovery | 56528_G_GEN3 | 56528 | G | GEN3 |  | Landfill Gas |  | ERC_REST | Texas | 48 | Dallas | 113 | 48113 | 1.6 | 13500 | 2007 | 2019 |  |  | N | Landfill Gas | [13 empty] | 0.22117 | 0.22117 | 0.22117 | 0.22117
biomass | Skyline Gas Recovery | 56528_G_GEN4 | 56528 | G | GEN4 |  | Landfill Gas |  | ERC_REST | Texas | 48 | Dallas | 113 | 48113 | 1.6 | 13500 | 2007 | 2019 |  |  | N | Landfill Gas | [13 empty] | 0.22117 | 0.22117 | 0.22117 | 0.22117
onshore wind | Roadrunner I LLC | 56578_G_1 | 56578 | G | 1 |  | Onshore Wind |  | MIS_MNWI | Minnesota | 27 | Lincoln | 81 | 27081 | 1.3 | 0 | 2006 | 2023 |  |  | N | Wind | [13 empty] | 0 | 0 | 0 | 0
onshore wind | Windy Dog I LLC | 56579_G_1 | 56579 | G | 1 |  | Onshore Wind |  | MIS_MNWI | Minnesota | 27 | Lincoln | 81 | 27081 | 1.3 | 0 | 2006 | 2023 |  |  | N | Wind | [13 empty] | 0 | 0 | 0 | 0
onshore wind | Breezy Bucks II LLC | 56582_G_1 | 56582 | G | 1 |  | Onshore Wind |  | MIS_MNWI | Minnesota | 27 | Lincoln | 81 | 27081 | 1.3 | 0 | 2006 | 2023 |  |  | N | Wind | [13 empty] | 0 | 0 | 0 | 0
onshore wind | Salty Dog I LLC | 56583_G_1 | 56583 | G | 1 |  | Onshore Wind |  | MIS_MNWI | Minnesota | 27 | Lincoln | 81 | 27081 | 1.3 | 0 | 2006 | 2023 |  |  | N | Wind | [13 empty] | 0 | 0 | 0 | 0
onshore wind | Salty Dog II LLC | 56584_G_1 | 56584 | G | 1 |  | Onshore Wind |  | MIS_MNWI | Minnesota | 27 | Lincoln | 81 | 27081 | 1.3 | 0 | 2006 | 2023 |  |  | N | Wind | [13 empty] | 0 | 0 | 0 | 0
onshore wind | Wallys Wind Farm LLC | 56585_G_1 | 56585 | G | 1 |  | Onshore Wind |  | MIS_MNWI | Minnesota | 27 | Lincoln | 81 | 27081 | 1.3 | 0 | 2006 | 2023 |  |  | N | Wind | [13 empty] | 0 | 0 | 0 | 0
onshore wind | Breezy Bucks I LLC | 56595_G_1 | 56595 | G | 1 |  | Onshore Wind |  | MIS_MNWI | Minnesota | 27 | Lincoln | 81 | 27081 | 1.3 | 0 | 2006 | 2023 |  |  | N | Wind | [13 empty] | 0 | 0 | 0 | 0
hydro | Rancho Penasquitos | 56615_G_G100 | 56615 | G | G100 |  | Hydro |  | WEC_SDGE | California | 6 | San Diego | 73 | 06073 | 4.4 | 0 | 2007 | 2022 |  |  | N | Hydro | [13 empty] | 0 | 0 | 0 | 0
onshore wind | BC Energy LLC | 56624_G_1 | 56624 | G | 1 |  | Onshore Wind |  | MIS_IA | Minnesota | 27 | Jackson | 63 | 27063 | 4 | 0 | 2008 | 2023 |  |  | N | Wind | [13 empty] | 0 | 0 | 0 | 0
onshore wind | KC Energy LLC | 56625_G_1 | 56625 | G | 1 |  | Onshore Wind |  | MIS_IA | Minnesota | 27 | Jackson | 63 | 27063 | 4 | 0 | 2008 | 2023 |  |  | N | Wind | [13 empty] | 0 | 0 | 0 | 0
onshore wind | KSS Turbines LLC | 56627_G_1 | 56627 | G | 1 |  | Onshore Wind |  | MIS_IA | Minnesota | 27 | Jackson | 63 | 27063 | 4 | 0 | 2008 | 2023 |  |  | N | Wind | [13 empty] | 0 | 0 | 0 | 0
onshore wind | Prairie Wind Power LLC | 56628_G_1 | 56628 | G | 1 |  | Onshore Wind |  | MIS_IA | Minnesota | 27 | Jackson | 63 | 27063 | 4 | 0 | 2008 | 2023 |  |  | N | Wind | [13 empty] | 0 | 0 | 0 | 0
onshore wind | Chandler Hills Wind Farm | 56646_G_1 | 56646 | G | 1 |  | Onshore Wind |  | MIS_MNWI | Minnesota | 27 | Murray | 101 | 27101 | 2 | 0 | 1999 | 2019 |  |  | N | Wind | [13 empty] | 0 | 0 | 0 | 0
natural gas peaker | Rockville 1 & 2 | 56692_G_1A | 56692 | G | 1A |  | Combustion Turbine | IC Engine | PJM_Dom | Virginia | 51 | Goochland | 75 | 51075 | 0.3 | 10917 | 1995 | 2023 |  |  | N | Distillate Fuel Oil | [13 empty] | 1.7809 | 1.7809 | 1.7809 | 1.7809
natural gas peaker | Rockville 1 & 2 | 56692_G_1B | 56692 | G | 1B |  | Combustion Turbine | IC Engine | PJM_Dom | Virginia | 51 | Goochland | 75 | 51075 | 0.3 | 11663 | 1995 | 2023 |  |  | N | Distillate Fuel Oil | [13 empty] | 1.7809 | 1.7809 | 1.7809 | 1.7809
natural gas peaker | Rockville 1 & 2 | 56692_G_1C | 56692 | G | 1C |  | Combustion Turbine | IC Engine | PJM_Dom | Virginia | 51 | Goochland | 75 | 51075 | 0.3 | 11663 | 1995 | 2023 |  |  | N | Distillate Fuel Oil | [13 empty] | 1.7809 | 1.7809 | 1.7809 | 1.7809
natural gas peaker | Rockville 1 & 2 | 56692_G_1D | 56692 | G | 1D |  | Combustion Turbine | IC Engine | PJM_Dom | Virginia | 51 | Goochland | 75 | 51075 | 0.3 | 11663 | 1995 | 2023 |  |  | N | Distillate Fuel Oil | [13 empty] | 1.7809 | 1.7809 | 1.7809 | 1.7809
natural gas peaker | Rockville 1 & 2 | 56692_G_1E | 56692 | G | 1E |  | Combustion Turbine | IC Engine | PJM_Dom | Virginia | 51 | Goochland | 75 | 51075 | 0.3 | 11663 | 1995 | 2023 |  |  | N | Distillate Fuel Oil | [13 empty] | 1.7809 | 1.7809 | 1.7809 | 1.7809
natural gas peaker | Rockville 1 & 2 | 56692_G_1F | 56692 | G | 1F |  | Combustion Turbine | IC Engine | PJM_Dom | Virginia | 51 | Goochland | 75 | 51075 | 0.3 | 11663 | 1995 | 2023 |  |  | N | Distillate Fuel Oil | [13 empty] | 1.7809 | 1.7809 | 1.7809 | 1.7809
natural gas peaker | Rockville 1 & 2 | 56692_G_1G | 56692 | G | 1G |  | Combustion Turbine | IC Engine | PJM_Dom | Virginia | 51 | Goochland | 75 | 51075 | 0.3 | 11663 | 1995 | 2023 |  |  | N | Distillate Fuel Oil | [13 empty] | 1.7809 | 1.7809 | 1.7809 | 1.7809
natural gas peaker | Rockville 1 & 2 | 56692_G_1H | 56692 | G | 1H |  | Combustion Turbine | IC Engine | PJM_Dom | Virginia | 51 | Goochland | 75 | 51075 | 0.3 | 11663 | 1995 | 2023 |  |  | N | Distillate Fuel Oil | [13 empty] | 1.7809 | 1.7809 | 1.7809 | 1.7809
natural gas peaker | Rockville 1 & 2 | 56692_G_1I | 56692 | G | 1I |  | Combustion Turbine | IC Engine | PJM_Dom | Virginia | 51 | Goochland | 75 | 51075 | 0.3 | 11663 | 1995 | 2023 |  |  | N | Distillate Fuel Oil | [13 empty] | 1.7809 | 1.7809 | 1.7809 | 1.7809
natural gas peaker | Rockville 1 & 2 | 56692_G_1J | 56692 | G | 1J |  | Combustion Turbine | IC Engine | PJM_Dom | Virginia | 51 | Goochland | 75 | 51075 | 0.3 | 11663 | 1995 | 2023 |  |  | N | Distillate Fuel Oil | [13 empty] | 1.7809 | 1.7809 | 1.7809 | 1.7809
natural gas peaker | Rockville 1 & 2 | 56692_G_1K | 56692 | G | 1K |  | Combustion Turbine | IC Engine | PJM_Dom | Virginia | 51 | Goochland | 75 | 51075 | 0.3 | 11663 | 1995 | 2023 |  |  | N | Distillate Fuel Oil | [13 empty] | 1.7809 | 1.7809 | 1.7809 | 1.7809
natural gas peaker | Rockville 1 & 2 | 56692_G_1L | 56692 | G | 1L |  | Combustion Turbine | IC Engine | PJM_Dom | Virginia | 51 | Goochland | 75 | 51075 | 0.3 | 11663 | 1995 | 2023 |  |  | N | Distillate Fuel Oil | [13 empty] | 1.7809 | 1.7809 | 1.7809 | 1.7809
natural gas peaker | Rockville 1 & 2 | 56692_G_1M | 56692 | G | 1M |  | Combustion Turbine | IC Engine | PJM_Dom | Virginia | 51 | Goochland | 75 | 51075 | 0.3 | 11663 | 1995 | 2023 |  |  | N | Distillate Fuel Oil | [13 empty] | 1.7809 | 1.7809 | 1.7809 | 1.7809
natural gas peaker | Rockville 1 & 2 | 56692_G_1N | 56692 | G | 1N |  | Combustion Turbine | IC Engine | PJM_Dom | Virginia | 51 | Goochland | 75 | 51075 | 0.3 | 11663 | 1995 | 2023 |  |  | N | Distillate Fuel Oil | [13 empty] | 1.7809 | 1.7809 | 1.7809 | 1.7809
natural gas peaker | Rockville 1 & 2 | 56692_G_1O | 56692 | G | 1O |  | Combustion Turbine | IC Engine | PJM_Dom | Virginia | 51 | Goochland | 75 | 51075 | 0.3 | 11663 | 1995 | 2023 |  |  | N | Distillate Fuel Oil | [13 empty] | 1.7809 | 1.7809 | 1.7809 | 1.7809
natural gas peaker | Rockville 1 & 2 | 56692_G_2A | 56692 | G | 2A |  | Combustion Turbine | IC Engine | PJM_Dom | Virginia | 51 | Goochland | 75 | 51075 | 0.3 | 11663 | 2000 | 2023 |  |  | N | Distillate Fuel Oil | [13 empty] | 1.9081 | 1.9081 | 1.9081 | 1.9081
natural gas peaker | Rockville 1 & 2 | 56692_G_2B | 56692 | G | 2B |  | Combustion Turbine | IC Engine | PJM_Dom | Virginia | 51 | Goochland | 75 | 51075 | 0.3 | 11663 | 2000 | 2023 |  |  | N | Distillate Fuel Oil | [13 empty] | 1.9081 | 1.9081 | 1.9081 | 1.9081
natural gas peaker | Rockville 1 & 2 | 56692_G_2C | 56692 | G | 2C |  | Combustion Turbine | IC Engine | PJM_Dom | Virginia | 51 | Goochland | 75 | 51075 | 0.3 | 11663 | 2000 | 2023 |  |  | N | Distillate Fuel Oil | [13 empty] | 1.9081 | 1.9081 | 1.9081 | 1.9081
natural gas peaker | Rockville 1 & 2 | 56692_G_2D | 56692 | G | 2D |  | Combustion Turbine | IC Engine | PJM_Dom | Virginia | 51 | Goochland | 75 | 51075 | 0.3 | 11663 | 2000 | 2023 |  |  | N | Distillate Fuel Oil | [13 empty] | 1.9081 | 1.9081 | 1.9081 | 1.9081
natural gas peaker | Rockville 1 & 2 | 56692_G_2E | 56692 | G | 2E |  | Combustion Turbine | IC Engine | PJM_Dom | Virginia | 51 | Goochland | 75 | 51075 | 0.3 | 11663 | 2000 | 2023 |  |  | N | Distillate Fuel Oil | [13 empty] | 1.9081 | 1.9081 | 1.9081 | 1.9081
natural gas peaker | Rockville 1 & 2 | 56692_G_2F | 56692 | G | 2F |  | Combustion Turbine | IC Engine | PJM_Dom | Virginia | 51 | Goochland | 75 | 51075 | 0.3 | 11663 | 2000 | 2023 |  |  | N | Distillate Fuel Oil | [13 empty] | 1.9081 | 1.9081 | 1.9081 | 1.9081
natural gas peaker | Rockville 1 & 2 | 56692_G_2G | 56692 | G | 2G |  | Combustion Turbine | IC Engine | PJM_Dom | Virginia | 51 | Goochland | 75 | 51075 | 0.3 | 11663 | 2000 | 2023 |  |  | N | Distillate Fuel Oil | [13 empty] | 1.9081 | 1.9081 | 1.9081 | 1.9081
natural gas peaker | Rockville 1 & 2 | 56692_G_2H | 56692 | G | 2H |  | Combustion Turbine | IC Engine | PJM_Dom | Virginia | 51 | Goochland | 75 | 51075 | 0.3 | 11663 | 2000 | 2023 |  |  | N | Distillate Fuel Oil | [13 empty] | 1.9081 | 1.9081 | 1.9081 | 1.9081
natural gas peaker | Rockville 1 & 2 | 56692_G_2I | 56692 | G | 2I |  | Combustion Turbine | IC Engine | PJM_Dom | Virginia | 51 | Goochland | 75 | 51075 | 0.3 | 11663 | 2000 | 2023 |  |  | N | Distillate Fuel Oil | [13 empty] | 1.9081 | 1.9081 | 1.9081 | 1.9081
natural gas peaker | Rockville 1 & 2 | 56692_G_2J | 56692 | G | 2J |  | Combustion Turbine | IC Engine | PJM_Dom | Virginia | 51 | Goochland | 75 | 51075 | 0.3 | 11663 | 2000 | 2023 |  |  | N | Distillate Fuel Oil | [13 empty] | 1.9081 | 1.9081 | 1.9081 | 1.9081
natural gas peaker | Rockville 1 & 2 | 56692_G_2K | 56692 | G | 2K |  | Combustion Turbine | IC Engine | PJM_Dom | Virginia | 51 | Goochland | 75 | 51075 | 0.3 | 11663 | 2000 | 2023 |  |  | N | Distillate Fuel Oil | [13 empty] | 1.9081 | 1.9081 | 1.9081 | 1.9081
natural gas peaker | Rockville 1 & 2 | 56692_G_2L | 56692 | G | 2L |  | Combustion Turbine | IC Engine | PJM_Dom | Virginia | 51 | Goochland | 75 | 51075 | 0.3 | 11663 | 2000 | 2023 |  |  | N | Distillate Fuel Oil | [13 empty] | 1.9081 | 1.9081 | 1.9081 | 1.9081
natural gas peaker | Rockville 1 & 2 | 56692_G_2M | 56692 | G | 2M |  | Combustion Turbine | IC Engine | PJM_Dom | Virginia | 51 | Goochland | 75 | 51075 | 0.3 | 11663 | 2000 | 2023 |  |  | N | Distillate Fuel Oil | [13 empty] | 1.9081 | 1.9081 | 1.9081 | 1.9081
natural gas peaker | Rockville 1 & 2 | 56692_G_2N | 56692 | G | 2N |  | Combustion Turbine | IC Engine | PJM_Dom | Virginia | 51 | Goochland | 75 | 51075 | 0.3 | 11663 | 2000 | 2023 |  |  | N | Distillate Fuel Oil | [13 empty] | 1.9081 | 1.9081 | 1.9081 | 1.9081
natural gas peaker | Rockville 1 & 2 | 56692_G_2O | 56692 | G | 2O |  | Combustion Turbine | IC Engine | PJM_Dom | Virginia | 51 | Goochland | 75 | 51075 | 0.3 | 11663 | 2000 | 2023 |  |  | N | Distillate Fuel Oil | [13 empty] | 1.9081 | 1.9081 | 1.9081 | 1.9081
natural gas peaker | Rockville 1 & 2 | 56692_G_2P | 56692 | G | 2P |  | Combustion Turbine | IC Engine | PJM_Dom | Virginia | 51 | Goochland | 75 | 51075 | 0.3 | 11663 | 2000 | 2023 |  |  | N | Distillate Fuel Oil | [13 empty] | 1.9081 | 1.9081 | 1.9081 | 1.9081
natural gas peaker | Rockville 1 & 2 | 56692_G_2Q | 56692 | G | 2Q |  | Combustion Turbine | IC Engine | PJM_Dom | Virginia | 51 | Goochland | 75 | 51075 | 0.3 | 11663 | 2000 | 2023 |  |  | N | Distillate Fuel Oil | [13 empty] | 1.9081 | 1.9081 | 1.9081 | 1.9081
natural gas peaker | Rockville 1 & 2 | 56692_G_2R | 56692 | G | 2R |  | Combustion Turbine | IC Engine | PJM_Dom | Virginia | 51 | Goochland | 75 | 51075 | 0.3 | 11663 | 2000 | 2023 |  |  | N | Distillate Fuel Oil | [13 empty] | 1.9081 | 1.9081 | 1.9081 | 1.9081
natural gas peaker | Rockville 1 & 2 | 56692_G_2S | 56692 | G | 2S |  | Combustion Turbine | IC Engine | PJM_Dom | Virginia | 51 | Goochland | 75 | 51075 | 0.3 | 11663 | 2000 | 2023 |  |  | N | Distillate Fuel Oil | [13 empty] | 1.9081 | 1.9081 | 1.9081 | 1.9081
natural gas peaker | Rockville 1 & 2 | 56692_G_2T | 56692 | G | 2T |  | Combustion Turbine | IC Engine | PJM_Dom | Virginia | 51 | Goochland | 75 | 51075 | 0.3 | 11663 | 2000 | 2023 |  |  | N | Distillate Fuel Oil | [13 empty] | 1.9081 | 1.9081 | 1.9081 | 1.9081
natural gas peaker | Rockville 1 & 2 | 56692_G_2U | 56692 | G | 2U |  | Combustion Turbine | IC Engine | PJM_Dom | Virginia | 51 | Goochland | 75 | 51075 | 0.3 | 11663 | 2000 | 2023 |  |  | N | Distillate Fuel Oil | [13 empty] | 1.9081 | 1.9081 | 1.9081 | 1.9081
onshore wind | Christoffer Wind Energy I LLC | 56709_G_1 | 56709 | G | 1 |  | Onshore Wind |  | MIS_IA | Minnesota | 27 | Jackson | 63 | 27063 | 2.1 | 0 | 2008 | 2023 |  |  | N | Wind | [13 empty] | 0 | 0 | 0 | 0
onshore wind | Christoffer Wind Energy II LLC | 56710_G_1 | 56710 | G | 1 |  | Onshore Wind |  | MIS_IA | Minnesota | 27 | Jackson | 63 | 27063 | 2.1 | 0 | 2008 | 2023 |  |  | N | Wind | [13 empty] | 0 | 0 | 0 | 0
onshore wind | Christoffer Wind Energy III LLC | 56711_G_1 | 56711 | G | 1 |  | Onshore Wind |  | MIS_IA | Minnesota | 27 | Jackson | 63 | 27063 | 2.1 | 0 | 2008 | 2023 |  |  | N | Wind | [13 empty] | 0 | 0 | 0 | 0
onshore wind | Christoffer Wind Energy IV LLC | 56712_G_1 | 56712 | G | 1 |  | Onshore Wind |  | MIS_IA | Minnesota | 27 | Jackson | 63 | 27063 | 2.1 | 0 | 2008 | 2023 |  |  | N | Wind | [13 empty] | 0 | 0 | 0 | 0
onshore wind | Sherbino I Wind Farm | 56779_G_1 | 56779 | G | 1 |  | Onshore Wind |  | ERC_WEST | Texas | 48 | Pecos | 371 | 48371 | 150 | 0 | 2008 | 2021 |  |  | N | Wind | [13 empty] | 0 | 0 | 0 | 0
natural gas steam turbine | Virginia Tech Power Plant | 56785_G_WG01 | 56785 | G | WG01 |  | O/G Steam |  | PJM_West | Virginia | 51 | Montgomery | 121 | 51121 | 2.5 | 8300 | 1976 | 2028 |  |  | Y | Natural Gas | [12 empty] | 1.056 | 0.23063 | 0.23063 | 0.23063 | 0.23063
biomass | Ottawa County Project | 56865_G_2 | 56865 | G | 2 |  | Landfill Gas |  | PJM_ATSI | Ohio | 39 | Ottawa | 123 | 39123 | 1.4 | 13500 | 2001 | 2022 |  |  | N | Landfill Gas | [13 empty] | 0.22117 | 0.22117 | 0.22117 | 0.22117
biomass | Carbon Limestone | 56868_G_1 | 56868 | G | 1 |  | Landfill Gas |  | PJM_ATSI | Ohio | 39 | Mahoning | 99 | 39099 | 1.4 | 13797 | 2001 | 2022 |  |  | N | Landfill Gas | [13 empty] | 0.22117 | 0.22117 | 0.22117 | 0.22117
biomass | Carbon Limestone | 56868_G_10 | 56868 | G | 10 |  | Landfill Gas |  | PJM_ATSI | Ohio | 39 | Mahoning | 99 | 39099 | 1.4 | 13797 | 2001 | 2022 |  |  | N | Landfill Gas | [13 empty] | 0.22117 | 0.22117 | 0.22117 | 0.22117
biomass | Carbon Limestone | 56868_G_11 | 56868 | G | 11 |  | Landfill Gas |  | PJM_ATSI | Ohio | 39 | Mahoning | 99 | 39099 | 1.4 | 13797 | 2001 | 2022 |  |  | N | Landfill Gas | [13 empty] | 0.22117 | 0.22117 | 0.22117 | 0.22117
biomass | Carbon Limestone | 56868_G_2 | 56868 | G | 2 |  | Landfill Gas |  | PJM_ATSI | Ohio | 39 | Mahoning | 99 | 39099 | 1.4 | 13797 | 2001 | 2022 |  |  | N | Landfill Gas | [13 empty] | 0.22117 | 0.22117 | 0.22117 | 0.22117
biomass | Carbon Limestone | 56868_G_3 | 56868 | G | 3 |  | Landfill Gas |  | PJM_ATSI | Ohio | 39 | Mahoning | 99 | 39099 | 1.4 | 13797 | 2001 | 2022 |  |  | N | Landfill Gas | [13 empty] | 0.22117 | 0.22117 | 0.22117 | 0.22117
biomass | Carbon Limestone | 56868_G_4 | 56868 | G | 4 |  | Landfill Gas |  | PJM_ATSI | Ohio | 39 | Mahoning | 99 | 39099 | 1.4 | 13797 | 2001 | 2022 |  |  | N | Landfill Gas | [13 empty] | 0.22117 | 0.22117 | 0.22117 | 0.22117
biomass | Carbon Limestone | 56868_G_5 | 56868 | G | 5 |  | Landfill Gas |  | PJM_ATSI | Ohio | 39 | Mahoning | 99 | 39099 | 1.4 | 13797 | 2001 | 2022 |  |  | N | Landfill Gas | [13 empty] | 0.22117 | 0.22117 | 0.22117 | 0.22117
biomass | Carbon Limestone | 56868_G_6 | 56868 | G | 6 |  | Landfill Gas |  | PJM_ATSI | Ohio | 39 | Mahoning | 99 | 39099 | 1.4 | 13797 | 2001 | 2022 |  |  | N | Landfill Gas | [13 empty] | 0.22117 | 0.22117 | 0.22117 | 0.22117
biomass | Carbon Limestone | 56868_G_7 | 56868 | G | 7 |  | Landfill Gas |  | PJM_ATSI | Ohio | 39 | Mahoning | 99 | 39099 | 1.4 | 13797 | 2001 | 2022 |  |  | N | Landfill Gas | [13 empty] | 0.22117 | 0.22117 | 0.22117 | 0.22117
biomass | Carbon Limestone | 56868_G_8 | 56868 | G | 8 |  | Landfill Gas |  | PJM_ATSI | Ohio | 39 | Mahoning | 99 | 39099 | 1.4 | 13797 | 2001 | 2022 |  |  | N | Landfill Gas | [13 empty] | 0.22117 | 0.22117 | 0.22117 | 0.22117
biomass | Carbon Limestone | 56868_G_9 | 56868 | G | 9 |  | Landfill Gas |  | PJM_ATSI | Ohio | 39 | Mahoning | 99 | 39099 | 1.4 | 13797 | 2001 | 2022 |  |  | N | Landfill Gas | [13 empty] | 0.22117 | 0.22117 | 0.22117 | 0.22117
biomass | Carbon Limestone | 56868_G_12 | 56868 | G | 12 |  | Landfill Gas |  | PJM_ATSI | Ohio | 39 | Mahoning | 99 | 39099 | 1.4 | 13797 | 2003 | 2022 |  |  | N | Landfill Gas | [13 empty] | 0.22117 | 0.22117 | 0.22117 | 0.22117
biomass | Carbon Limestone | 56868_G_13 | 56868 | G | 13 |  | Landfill Gas |  | PJM_ATSI | Ohio | 39 | Mahoning | 99 | 39099 | 1.4 | 13797 | 2003 | 2022 |  |  | N | Landfill Gas | [13 empty] | 0.22117 | 0.22117 | 0.22117 | 0.22117
biomass | Carbon Limestone | 56868_G_14 | 56868 | G | 14 |  | Landfill Gas |  | PJM_ATSI | Ohio | 39 | Mahoning | 99 | 39099 | 1.4 | 13797 | 2006 | 2022 |  |  | N | Landfill Gas | [13 empty] | 0.22117 | 0.22117 | 0.22117 | 0.22117
biomass | Carbon Limestone | 56868_G_15 | 56868 | G | 15 |  | Landfill Gas |  | PJM_ATSI | Ohio | 39 | Mahoning | 99 | 39099 | 1.4 | 13797 | 2011 | 2022 |  |  | N | Landfill Gas | [13 empty] | 0.22117 | 0.22117 | 0.22117 | 0.22117
biomass | Carbon Limestone | 56868_G_16 | 56868 | G | 16 |  | Landfill Gas |  | PJM_ATSI | Ohio | 39 | Mahoning | 99 | 39099 | 1.4 | 13797 | 2011 | 2022 |  |  | N | Landfill Gas | [13 empty] | 0.22117 | 0.22117 | 0.22117 | 0.22117
biomass | Carbon Limestone | 56868_G_17 | 56868 | G | 17 |  | Landfill Gas |  | PJM_ATSI | Ohio | 39 | Mahoning | 99 | 39099 | 1.6 | 13796 | 2012 | 2022 |  |  | N | Landfill Gas | [13 empty] | 0.22117 | 0.22117 | 0.22117 | 0.22117
biomass | Carbon Limestone | 56868_G_18 | 56868 | G | 18 |  | Landfill Gas |  | PJM_ATSI | Ohio | 39 | Mahoning | 99 | 39099 | 1.6 | 13797 | 2012 | 2022 |  |  | N | Landfill Gas | [13 empty] | 0.22117 | 0.22117 | 0.22117 | 0.22117
biomass | Zion Landfill Gas to Energy Facility | 56871_G_1 | 56871 | G | 1 |  | Landfill Gas |  | PJM_COMD | Illinois | 17 | Lake | 97 | 17097 | 1.4 | 13500 | 2002 | 2021 |  |  | N | Landfill Gas | [13 empty] | 0.22117 | 0.22117 | 0.22117 | 0.22117
biomass | Zion Landfill Gas to Energy Facility | 56871_G_2 | 56871 | G | 2 |  | Landfill Gas |  | PJM_COMD | Illinois | 17 | Lake | 97 | 17097 | 1.4 | 13500 | 2002 | 2021 |  |  | N | Landfill Gas | [13 empty] | 0.22117 | 0.22117 | 0.22117 | 0.22117
biomass | Zion Landfill Gas to Energy Facility | 56871_G_3 | 56871 | G | 3 |  | Landfill Gas |  | PJM_COMD | Illinois | 17 | Lake | 97 | 17097 | 1.4 | 13500 | 2002 | 2021 |  |  | N | Landfill Gas | [13 empty] | 0.22117 | 0.22117 | 0.22117 | 0.22117
biomass | Zion Landfill Gas to Energy Facility | 56871_G_4 | 56871 | G | 4 |  | Landfill Gas |  | PJM_COMD | Illinois | 17 | Lake | 97 | 17097 | 1.4 | 13500 | 2002 | 2021 |  |  | N | Landfill Gas | [13 empty] | 0.22117 | 0.22117 | 0.22117 | 0.22117
biomass | Zion Landfill Gas to Energy Facility | 56871_G_5 | 56871 | G | 5 |  | Landfill Gas |  | PJM_COMD | Illinois | 17 | Lake | 97 | 17097 | 1.4 | 13500 | 2007 | 2021 |  |  | N | Landfill Gas | [13 empty] | 0.22117 | 0.22117 | 0.22117 | 0.22117
natural gas peaker | IRC Generator Facility | 56899_G_290 | 56899 | G | 290 |  | Combustion Turbine | IC Engine | WECC_AZ | Arizona | 4 | Coconino | 5 | 04005 | 1.5 | 25000 | 1986 | 2021 |  |  | N | Distillate Fuel Oil | [13 empty] | 1.6498 | 1.6498 | 1.6498 | 1.6498
natural gas peaker | IRC Generator Facility | 56899_G_291 | 56899 | G | 291 |  | Combustion Turbine | IC Engine | WECC_AZ | Arizona | 4 | Coconino | 5 | 04005 | 1.5 | 25000 | 1986 | 2021 |  |  | N | Distillate Fuel Oil | [13 empty] | 1.6498 | 1.6498 | 1.6498 | 1.6498
natural gas peaker | Fairbanks Morse Engine | 56937_G_IPE | 56937 | G | IPE |  | Combustion Turbine | IC Engine | MIS_WUMS | Wisconsin | 55 | Rock | 105 | 55105 | 1.5 | 14775 | 1989 | 2021 |  |  | N | Distillate Fuel Oil | [13 empty] | 1.6498 | 1.6498 | 1.6498 | 1.6498
hydro | Sears Hydroelectric Plant | 56978_G_1 | 56978 | G | 1 |  | Hydro |  | MIS_MIDA | Illinois | 17 | Rock Island | 161 | 17161 | 0.3 | 0 | 1985 | 2021 |  |  | N | Hydro | [13 empty] | 0 | 0 | 0 | 0
hydro | Sears Hydroelectric Plant | 56978_G_2 | 56978 | G | 2 |  | Hydro |  | MIS_MIDA | Illinois | 17 | Rock Island | 161 | 17161 | 0.3 | 0 | 1986 | 2021 |  |  | N | Hydro | [13 empty] | 0 | 0 | 0 | 0
hydro | Sears Hydroelectric Plant | 56978_G_3 | 56978 | G | 3 |  | Hydro |  | MIS_MIDA | Illinois | 17 | Rock Island | 161 | 17161 | 0.3 | 0 | 2010 | 2021 |  |  | N | Hydro | [13 empty] | 0 | 0 | 0 | 0
hydro | Sears Hydroelectric Plant | 56978_G_4 | 56978 | G | 4 |  | Hydro |  | MIS_MIDA | Illinois | 17 | Rock Island | 161 | 17161 | 0.3 | 0 | 2010 | 2021 |  |  | N | Hydro | [13 empty] | 0 | 0 | 0 | 0
biomass | Westside Landfill Gas Recovery | 57020_G_GEN3 | 57020 | G | GEN3 |  | Landfill Gas |  | ERC_REST | Texas | 48 | Parker | 367 | 48367 | 1.6 | 13500 | 2010 | 2017 |  |  | N | Landfill Gas | [13 empty] | 0.22117 | 0.22117 | 0.22117 | 0.22117
0 | CSU East Bay | 57042_G_1 | 57042 | G | 1 |  | Fuel Cell |  | WEC_CALN | California | 6 | Alameda | 1 | 06001 | 1.4 | 6437 | 2011 | 2021 |  |  | Y | Natural Gas | [13 empty] | 0 | 0 | 0 | 0
0 | SF State University | 57043_G_2 | 57043 | G | 2 |  | Fuel Cell |  | WEC_CALN | California | 6 | San Francisco | 75 | 06075 | 1.4 | 5686 | 2011 | 2021 |  |  | Y | Natural Gas | [13 empty] | 0 | 0 | 0 | 0
0 | SF State University | 57043_G_1 | 57043 | G | 1 |  | Fuel Cell |  | WEC_CALN | California | 6 | San Francisco | 75 | 06075 | 0.2 | 5686 | 2011 | 2021 |  |  | Y | Natural Gas | [13 empty] | 0 | 0 | 0 | 0
biomass | Denton Power LLC | 57071_G_1 | 57071 | G | 1 |  | Landfill Gas |  | ERC_REST | Texas | 48 | Denton | 121 | 48121 | 1.6 | 13500 | 2008 | 2020 |  |  | N | Landfill Gas | [13 empty] | 0.22117 | 0.22117 | 0.22117 | 0.22117
municipal solid waste | South Columbus Water Resource Facility | 57076_G_GEN1 | 57076 | G | GEN1 |  | Non-Fossil Waste |  | S_SOU | Georgia | 13 | Muscogee | 215 | 13215 | 1.8 | 18343 | 2010 | 2028 |  |  | Y | Non-Fossil Waste | [13 empty] | 0 | 0 | 0 | 0
natural gas steam turbine | Newark America Mill | 57103_B_2 | 57103 | B | 2 |  | O/G Steam |  | NENGREST | Massachusetts | 25 | Worcester | 27 | 25027 | 3 | 8300 | 2007 | 2028 |  |  | Y | Natural Gas | [13 empty] | 0.23063 | 0.23063 | 0.23063 | 0.23063
biomass | G2 Energy Marion LLC | 57128_G_358 | 57128 | G | 358 |  | Landfill Gas |  | FRCC | Florida | 12 | Marion | 83 | 12083 | 1.5 | 13500 | 2009 | 2021 |  |  | N | Landfill Gas | [13 empty] | 0.22005 | 0.22005 | 0.22005 | 0.22005
municipal solid waste | Bridgewater Dairy Anaerobic Digester | 57173_G_1 | 57173 | G | 1 |  | Non-Fossil Waste |  | PJM_West | Ohio | 39 | Williams | 171 | 39171 | 0.6 | 11084 | 2008 | 2021 |  |  | N | Non-Fossil Waste | [13 empty] | 0 | 0 | 0 | 0
municipal solid waste | Bridgewater Dairy Anaerobic Digester | 57173_G_2 | 57173 | G | 2 |  | Non-Fossil Waste |  | PJM_West | Ohio | 39 | Williams | 171 | 39171 | 0.6 | 11084 | 2008 | 2021 |  |  | N | Non-Fossil Waste | [13 empty] | 0 | 0 | 0 | 0
biomass | PPL Glendon LFGTE Plant | 57183_G_1 | 57183 | G | 1 |  | Landfill Gas |  | PJM_WMAC | Pennsylvania | 42 | Northampton | 95 | 42095 | 1.6 | 13500 | 2011 | 2021 |  |  | N | Landfill Gas | [13 empty] | 0.22117 | 0.22117 | 0.22117 | 0.22117
biomass | PPL Glendon LFGTE Plant | 57183_G_2 | 57183 | G | 2 |  | Landfill Gas |  | PJM_WMAC | Pennsylvania | 42 | Northampton | 95 | 42095 | 1.6 | 13500 | 2011 | 2021 |  |  | N | Landfill Gas | [13 empty] | 0.22117 | 0.22117 | 0.22117 | 0.22117
onshore wind | Little Pringle I Wind Farm | 57263_G_LP1 | 57263 | G | LP1 |  | Onshore Wind |  | SPP_SPS | Texas | 48 | Hutchinson | 233 | 48233 | 10 | 0 | 2010 | 2028 |  |  | N | Wind | [13 empty] | 0 | 0 | 0 | 0
onshore wind | Little Pringle II Wind Farm | 57264_G_LP2 | 57264 | G | LP2 |  | Onshore Wind |  | SPP_SPS | Texas | 48 | Hutchinson | 233 | 48233 | 10 | 0 | 2010 | 2028 |  |  | N | Wind | [13 empty] | 0 | 0 | 0 | 0
municipal solid waste | Cargill Dry Creek Biofactory | 57344_G_GS1 | 57344 | G | GS1 |  | Non-Fossil Waste |  | WECC_ID | Idaho | 16 | Twin Falls | 83 | 16083 | 0.8 | 6330 | 2008 | 2020 |  |  | Y | Non-Fossil Waste | [13 empty] | 0 | 0 | 0 | 0
municipal solid waste | Cargill Dry Creek Biofactory | 57344_G_GS2 | 57344 | G | GS2 |  | Non-Fossil Waste |  | WECC_ID | Idaho | 16 | Twin Falls | 83 | 16083 | 0.8 | 6330 | 2008 | 2020 |  |  | Y | Non-Fossil Waste | [13 empty] | 0 | 0 | 0 | 0
municipal solid waste | Cargill Dry Creek Biofactory | 57344_G_GS3 | 57344 | G | GS3 |  | Non-Fossil Waste |  | WECC_ID | Idaho | 16 | Twin Falls | 83 | 16083 | 0.8 | 6330 | 2008 | 2020 |  |  | Y | Non-Fossil Waste | [13 empty] | 0 | 0 | 0 | 0
0 | RPI Fuel Cell LLC | 57419_G_0001 | 57419 | G | 0001 |  | Fuel Cell |  | WECC_SCE | California | 6 | San Bernardino | 71 | 06071 | 1 | 5863 | 2013 | 2019 |  |  | Y | Natural Gas | [13 empty] | 0 | 0 | 0 | 0
0 | UTS SJ1 LLC | 57420_G_0001 | 57420 | G | 0001 |  | Fuel Cell |  | WEC_CALN | California | 6 | Santa Clara | 85 | 06085 | 1.4 | 6667 | 2012 | 2019 |  |  | Y | Natural Gas | [13 empty] | 0 | 0 | 0 | 0
biomass | Bellefontaine Gas Producers LLC | 57433_G_1 | 57433 | G | 1 |  | Landfill Gas |  | PJM_West | Ohio | 39 | Logan | 91 | 39091 | 1.6 | 14103 | 2009 | 2019 |  |  | N | Landfill Gas | [13 empty] | 0.07534 | 0.07534 | 0.07534 | 0.07534
biomass | Bellefontaine Gas Producers LLC | 57433_G_2 | 57433 | G | 2 |  | Landfill Gas |  | PJM_West | Ohio | 39 | Logan | 91 | 39091 | 1.6 | 13500 | 2009 | 2019 |  |  | N | Landfill Gas | [13 empty] | 0.07871 | 0.07871 | 0.07871 | 0.07871
biomass | Bellefontaine Gas Producers LLC | 57433_G_3 | 57433 | G | 3 |  | Landfill Gas |  | PJM_West | Ohio | 39 | Logan | 91 | 39091 | 1.6 | 13500 | 2009 | 2019 |  |  | N | Landfill Gas | [13 empty] | 0.07871 | 0.07871 | 0.07871 | 0.07871
biomass | Westervelt Moundville Cogen | 57467_B_TE | 57467 | B | TE |  | Biomass |  | S_SOU | Alabama | 1 | Hale | 65 | 01065 | 4.1 | 6103 | 2011 | 2023 |  |  | Y | Biomass |  |  |  | other |  |  |  | ESPH + C | Yes |  |  |  |  | 0.22 | 0.22 | 0.22 | 0.22
biomass | Westervelt Moundville Cogen | 57467_B_WE | 57467 | B | WE |  | Biomass |  | S_SOU | Alabama | 1 | Hale | 65 | 01065 | 4.1 | 6103 | 2011 | 2023 |  |  | Y | Biomass |  |  |  | other |  |  |  | ESPH + C | Yes |  |  |  |  | 0.22 | 0.22 | 0.22 | 0.22
biomass | Sampson County Disposal | 57492_G_GEN1 | 57492 | G | GEN1 |  | Landfill Gas |  | S_VACA | North Carolina | 37 | Sampson | 163 | 37163 | 1.6 | 13500 | 2011 | 2021 |  |  | N | Landfill Gas | [13 empty] | 0.22117 | 0.22117 | 0.22117 | 0.22117
biomass | Sampson County Disposal | 57492_G_GEN2 | 57492 | G | GEN2 |  | Landfill Gas |  | S_VACA | North Carolina | 37 | Sampson | 163 | 37163 | 1.6 | 13500 | 2011 | 2021 |  |  | N | Landfill Gas | [13 empty] | 0.22117 | 0.22117 | 0.22117 | 0.22117
biomass | Sampson County Disposal | 57492_G_GEN3 | 57492 | G | GEN3 |  | Landfill Gas |  | S_VACA | North Carolina | 37 | Sampson | 163 | 37163 | 1.6 | 13500 | 2011 | 2021 |  |  | N | Landfill Gas | [13 empty] | 0.22117 | 0.22117 | 0.22117 | 0.22117
biomass | Sampson County Disposal | 57492_G_GEN4 | 57492 | G | GEN4 |  | Landfill Gas |  | S_VACA | North Carolina | 37 | Sampson | 163 | 37163 | 1.6 | 13500 | 2011 | 2021 |  |  | N | Landfill Gas | [13 empty] | 0.22117 | 0.22117 | 0.22117 | 0.22117
biomass | Sampson County Disposal | 57492_G_GEN5 | 57492 | G | GEN5 |  | Landfill Gas |  | S_VACA | North Carolina | 37 | Sampson | 163 | 37163 | 1.6 | 13500 | 2011 | 2021 |  |  | N | Landfill Gas | [13 empty] | 0.22117 | 0.22117 | 0.22117 | 0.22117
biomass | Sampson County Disposal | 57492_G_GEN6 | 57492 | G | GEN6 |  | Landfill Gas |  | S_VACA | North Carolina | 37 | Sampson | 163 | 37163 | 1.6 | 13500 | 2014 | 2021 |  |  | N | Landfill Gas | [13 empty] | 0.22117 | 0.22117 | 0.22117 | 0.22117
onshore wind | DeWind Frisco | 57517_G_FRISC | 57517 | G | FRISC |  | Onshore Wind |  | SPP_SPS | Texas | 48 | Hansford | 195 | 48195 | 20 | 0 | 2012 | 2028 |  |  | N | Wind | [13 empty] | 0 | 0 | 0 | 0
onshore wind | Winona County Wind LLC | 57547_G_WCW | 57547 | G | WCW |  | Onshore Wind |  | MIS_MNWI | Minnesota | 27 | Winona | 169 | 27169 | 0.5 | 0 | 2011 | 2028 |  |  | N | Wind | [13 empty] | 0 | 0 | 0 | 0
onshore wind | GE - Tehachapi | 57566_G_1.7SF | 57566 | G | 1.7SF |  | Onshore Wind |  | WECC_SCE | California | 6 | Kern | 29 | 06029 | 1.8 | 0 | 2014 | 2019 |  |  | N | Wind | [13 empty] | 0 | 0 | 0 | 0
onshore wind | GE - Tehachapi | 57566_G_2.5P2 | 57566 | G | 2.5P2 |  | Onshore Wind |  | WECC_SCE | California | 6 | Kern | 29 | 06029 | 2.5 | 0 | 2015 | 2020 |  |  | N | Wind | [13 empty] | 0 | 0 | 0 | 0
onshore wind | GE - Tehachapi | 57566_G_2.8P3 | 57566 | G | 2.8P3 |  | Onshore Wind |  | WECC_SCE | California | 6 | Kern | 29 | 06029 | 2.8 | 0 | 2018 | 2020 |  |  | N | Wind | [13 empty] | 0 | 0 | 0 | 0
natural gas peaker | Bos Dairy, LLC | 57625_G_BOS3 | 57625 | G | BOS3 |  | Combustion Turbine | IC Engine | MIS_INKY | Indiana | 18 | Jasper | 73 | 18073 | 0.3 | 11686 | 2011 | 2020 |  |  | N | Natural Gas | [13 empty] | 1.061 | 1.061 | 1.061 | 1.061
natural gas peaker | Bos Dairy, LLC | 57625_G_BOS2 | 57625 | G | BOS2 |  | Combustion Turbine | IC Engine | MIS_INKY | Indiana | 18 | Jasper | 73 | 18073 | 0.6 | 11686 | 2011 | 2020 |  |  | N | Natural Gas | [13 empty] | 1.061 | 1.061 | 1.061 | 1.061
onshore wind | Randolph Eastern School Wind Turbine | 57638_G_1 | 57638 | G | 1 |  | Onshore Wind |  | PJM_West | Indiana | 18 | Randolph | 135 | 18135 | 1 | 0 | 2010 | 2028 |  |  | N | Wind | [13 empty] | 0 | 0 | 0 | 0
solar pv | Rinehart | 57685_G_1 | 57685 | G | 1 |  | Solar PV |  | FRCC | Florida | 12 | Seminole | 117 | 12117 | 10 | 0 | 2011 | 2021 |  |  | N | Solar | [13 empty] | 0 | 0 | 0 | 0
solar pv | DOE Golden NWTC Load Side | 57692_G_SEPV | 57692 | G | SEPV |  | Solar PV |  | WECC_CO | Colorado | 8 | Jefferson | 59 | 08059 | 1.1 | 0 | 2009 | 2023 |  |  | N | Solar | [13 empty] | 0 | 0 | 0 | 0
onshore wind | DOE Golden NWTC Research Side | 57693_G_GEDOE | 57693 | G | GEDOE |  | Onshore Wind |  | WECC_CO | Colorado | 8 | Jefferson | 59 | 08059 | 1.5 | 0 | 2010 | 2021 |  |  | N | Wind | [13 empty] | 0 | 0 | 0 | 0
onshore wind | DOE Golden NWTC Research Side | 57693_G_SIEM | 57693 | G | SIEM |  | Onshore Wind |  | WECC_CO | Colorado | 8 | Jefferson | 59 | 08059 | 2.3 | 0 | 2010 | 2021 |  |  | N | Wind | [13 empty] | 0 | 0 | 0 | 0
onshore wind | DOE Golden NWTC Research Side | 57693_G_GAMES | 57693 | G | GAMES |  | Onshore Wind |  | WECC_CO | Colorado | 8 | Jefferson | 59 | 08059 | 2 | 0 | 2011 | 2021 |  |  | N | Wind | [13 empty] | 0 | 0 | 0 | 0
solar pv | DOE Golden NREL Main Campus | 57694_G_MESA | 57694 | G | MESA |  | Solar PV |  | WECC_CO | Colorado | 8 | Jefferson | 59 | 08059 | 0.7 | 0 | 2008 | 2023 |  |  | N | Solar | [13 empty] | 0 | 0 | 0 | 0
solar pv | DOE Golden NREL Main Campus | 57694_G_STF | 57694 | G | STF |  | Solar PV |  | WECC_CO | Colorado | 8 | Jefferson | 59 | 08059 | 0.1 | 0 | 2009 | 2023 |  |  | N | Solar | [13 empty] | 0 | 0 | 0 | 0
solar pv | DOE Golden NREL Main Campus | 57694_G_RSF1 | 57694 | G | RSF1 |  | Solar PV |  | WECC_CO | Colorado | 8 | Jefferson | 59 | 08059 | 0.4 | 0 | 2010 | 2023 |  |  | N | Solar | [13 empty] | 0 | 0 | 0 | 0
solar pv | DOE Golden NREL Main Campus | 57694_G_PARKL | 57694 | G | PARKL |  | Solar PV |  | WECC_CO | Colorado | 8 | Jefferson | 59 | 08059 | 0.5 | 0 | 2011 | 2023 |  |  | N | Solar | [13 empty] | 0 | 0 | 0 | 0
solar pv | DOE Golden NREL Main Campus | 57694_G_RSF2 | 57694 | G | RSF2 |  | Solar PV |  | WECC_CO | Colorado | 8 | Jefferson | 59 | 08059 | 0.4 | 0 | 2012 | 2023 |  |  | N | Solar | [13 empty] | 0 | 0 | 0 | 0
solar pv | DOE Golden NREL Main Campus | 57694_G_PARKG | 57694 | G | PARKG |  | Solar PV |  | WECC_CO | Colorado | 8 | Jefferson | 59 | 08059 | 1.2 | 0 | 2013 | 2023 |  |  | N | Solar | [13 empty] | 0 | 0 | 0 | 0
onshore wind | Suzlon Project VIII LLC | 57741_G_SP97 | 57741 | G | SP97 |  | Onshore Wind |  | SPP_SPS | Texas | 48 | Hartley | 205 | 48205 | 2.1 | 0 | 2011 | 2020 |  |  | N | Wind | [13 empty] | 0 | 0 | 0 | 0
onshore wind | Suzlon Project VIII LLC | 57741_G_SP111 | 57741 | G | SP111 |  | Onshore Wind |  | SPP_SPS | Texas | 48 | Hartley | 205 | 48205 | 2.1 | 0 | 2015 | 2020 |  |  | N | Wind | [13 empty] | 0 | 0 | 0 | 0
0 | Sonoma County Fuel Cell | 57793_G_FC-1 | 57793 | G | FC-1 |  | Fuel Cell |  | WEC_CALN | California | 6 | Sonoma | 97 | 06097 | 1.4 | 6432 | 2010 | 2020 |  |  | Y | Natural Gas | [13 empty] | 0 | 0 | 0 | 0
0 | Coca Cola American Canyon | 57807_G_COK01 | 57807 | G | COK01 |  | Fuel Cell |  | WEC_CALN | California | 6 | Napa | 55 | 06055 | 1 | 9418 | 2011 | 2020 |  |  | N | Natural Gas | [13 empty] | 0 | 0 | 0 | 0
0 | Lockheed Martin Sunnyvale | 57808_G_LOK00 | 57808 | G | LOK00 |  | Fuel Cell |  | WEC_CALN | California | 6 | Santa Clara | 85 | 06085 | 1 | 7687 | 2011 | 2022 |  |  | N | Natural Gas | [13 empty] | 0 | 0 | 0 | 0
biomass | Tulsa LFG LLC | 57828_G_GEN1 | 57828 | G | GEN1 |  | Landfill Gas |  | SPP_WEST | Oklahoma | 40 | Osage | 113 | 40113 | 1.4 | 13500 | 2013 | 2021 |  |  | N | Landfill Gas | [13 empty] | 0.22117 | 0.22117 | 0.22117 | 0.22117
biomass | Glendale Energy Power Plant | 57829_G_GLEN1 | 57829 | G | GLEN1 |  | Landfill Gas |  | WECC_AZ | Arizona | 4 | Maricopa | 13 | 04013 | 1.4 | 13500 | 2010 | 2019 |  |  | N | Landfill Gas | [13 empty] | 0.22117 | 0.22117 | 0.22117 | 0.22117
biomass | Glendale Energy Power Plant | 57829_G_GLEN2 | 57829 | G | GLEN2 |  | Landfill Gas |  | WECC_AZ | Arizona | 4 | Maricopa | 13 | 04013 | 1.4 | 13500 | 2010 | 2019 |  |  | N | Landfill Gas | [13 empty] | 0.22117 | 0.22117 | 0.22117 | 0.22117
hydro | North Hollywood | 57854_G_2T1 | 57854 | G | 2T1 |  | Hydro |  | WEC_LADW | California | 6 | Los Angeles | 37 | 06037 | 1.2 | 0 | 1993 | 2021 |  |  | N | Hydro | [13 empty] | 0 | 0 | 0 | 0
hydro | North Hollywood | 57854_G_2T2 | 57854 | G | 2T2 |  | Hydro |  | WEC_LADW | California | 6 | Los Angeles | 37 | 06037 | 1.2 | 0 | 1993 | 2021 |  |  | N | Hydro | [13 empty] | 0 | 0 | 0 | 0
solar pv | Stockton Athletic Center | 57864_G_LOT7B | 57864 | G | LOT7B |  | Solar PV |  | PJM_EMAC | New Jersey | 34 | Atlantic | 1 | 34001 | 0.2 | 0 | 2009 | 2023 |  |  | N | Solar | [13 empty] | 0 | 0 | 0 | 0
solar pv | L'Oreal Piscataway | 57868_G_UNIT1 | 57868 | G | UNIT1 |  | Solar PV |  | PJM_EMAC | New Jersey | 34 | Middlesex | 23 | 34023 | 0.8 | 0 | 2011 | 2025 |  |  | N | Solar | [13 empty] | 0 | 0 | 0 | 0
solar pv | Heller Industrial Parks | 57869_G_UNIT1 | 57869 | G | UNIT1 |  | Solar PV |  | PJM_EMAC | New Jersey | 34 | Middlesex | 23 | 34023 | 2.7 | 0 | 2011 | 2027 |  |  | N | Solar | [13 empty] | 0 | 0 | 0 | 0
solar pv | Heller Industrial Parks | 57869_G_HH | 57869 | G | HH |  | Solar PV |  | PJM_EMAC | New Jersey | 34 | Middlesex | 23 | 34023 | 0.5 | 0 | 2012 | 2027 |  |  | N | Solar | [13 empty] | 0 | 0 | 0 | 0
solar pv | Heller Industrial Parks | 57869_G_HII | 57869 | G | HII |  | Solar PV |  | PJM_EMAC | New Jersey | 34 | Middlesex | 23 | 34023 | 0.4 | 0 | 2012 | 2027 |  |  | N | Solar | [13 empty] | 0 | 0 | 0 | 0
solar pv | Heller Industrial Parks | 57869_G_HJC | 57869 | G | HJC |  | Solar PV |  | PJM_EMAC | New Jersey | 34 | Middlesex | 23 | 34023 | 0.2 | 0 | 2012 | 2027 |  |  | N | Solar | [13 empty] | 0 | 0 | 0 | 0
solar pv | Heller Industrial Parks | 57869_G_HM | 57869 | G | HM |  | Solar PV |  | PJM_EMAC | New Jersey | 34 | Middlesex | 23 | 34023 | 0.8 | 0 | 2013 | 2028 |  |  | N | Solar | [13 empty] | 0 | 0 | 0 | 0
solar pv | Laredo Bus Facility Solar Canopies | 58064_G_LBFS | 58064 | G | LBFS |  | Solar PV |  | S_SOU | Georgia | 13 | DeKalb | 89 | 13089 | 1 | 0 | 2012 | 2028 |  |  | N | Solar | [13 empty] | 0 | 0 | 0 | 0
municipal solid waste | Rock Creek Dairy | 58142_G_CHP1 | 58142 | G | CHP1 |  | Non-Fossil Waste |  | WECC_ID | Idaho | 16 | Twin Falls | 83 | 16083 | 1.6 | 13500 | 2012 | 2022 |  |  | N | Non-Fossil Waste | [13 empty] | 0 | 0 | 0 | 0
municipal solid waste | Rock Creek Dairy | 58142_G_CHP2 | 58142 | G | CHP2 |  | Non-Fossil Waste |  | WECC_ID | Idaho | 16 | Twin Falls | 83 | 16083 | 1.6 | 13500 | 2012 | 2022 |  |  | N | Non-Fossil Waste | [13 empty] | 0 | 0 | 0 | 0
natural gas combined cycle | Central Utility Plant - Texas A&M | 58151_G_STG04 | 58151 | G | STG04 |  | Combined Cycle |  | ERC_REST | Texas | 48 | Brazos | 41 | 48041 | 5 | 5500 | 1956 | 2021 |  |  | Y | Natural Gas, Distillate Fuel Oil |  |  |  | NH3 | SCR | [8 empty] | 0.01011 | 0.01011 | 0.01011 | 0.01011
natural gas combined cycle | Western Michigan University Power Plant | 58161_G_GTG-7 | 58161 | G | GTG-7 |  | Combined Cycle |  | MIS_LMI | Michigan | 26 | Kalamazoo | 77 | 26077 | 4.2 | 5500 | 1997 | 2028 |  |  | Y | Natural Gas | [13 empty] | 0.08976 | 0.08976 | 0.08976 | 0.08976
natural gas combined cycle | Western Michigan University Power Plant | 58161_G_GTG-8 | 58161 | G | GTG-8 |  | Combined Cycle |  | MIS_LMI | Michigan | 26 | Kalamazoo | 77 | 26077 | 4.2 | 5500 | 1997 | 2028 |  |  | Y | Natural Gas | [13 empty] | 0.08976 | 0.08976 | 0.08976 | 0.08976
natural gas peaker | Western Michigan University Power Plant | 58161_G_EG-1 | 58161 | G | EG-1 |  | Combustion Turbine | IC Engine | MIS_LMI | Michigan | 26 | Kalamazoo | 77 | 26077 | 0.8 | 11686 | 1999 | 2028 |  |  | N | Natural Gas | [13 empty] | 1.4331 | 1.4331 | 1.4331 | 1.4331
natural gas combined cycle | Western Michigan University Power Plant | 58161_G_STG-1 | 58161 | G | STG-1 |  | Combined Cycle |  | MIS_LMI | Michigan | 26 | Kalamazoo | 77 | 26077 | 0.9 | 5500 | 1999 | 2028 |  |  | Y | Natural Gas | [13 empty] | 0.08976 | 0.08976 | 0.08976 | 0.08976
biomass | BMW Manufacturing Co | 58173_G_GT601 | 58173 | G | GT601 |  | Landfill Gas |  | S_VACA | South Carolina | 45 | Spartanburg | 83 | 45083 | 5 | 14103 | 2009 | 2028 |  |  | N | Landfill Gas | [13 empty] | 0.22117 | 0.22117 | 0.22117 | 0.22117
biomass | BMW Manufacturing Co | 58173_G_GT602 | 58173 | G | GT602 |  | Landfill Gas |  | S_VACA | South Carolina | 45 | Spartanburg | 83 | 45083 | 5 | 14103 | 2009 | 2028 |  |  | N | Landfill Gas | [13 empty] | 0.22117 | 0.22117 | 0.22117 | 0.22117
natural gas steam turbine | Burnside Alumina Plant | 58200_B_BLR2 | 58200 | B | BLR2 |  | O/G Steam |  | MIS_LA | Louisiana | 22 | Ascension | 5 | 22005 | 4 | 8300 | 1957 | 2020 |  |  | Y | Natural Gas |  |  |  | LA | [9 empty] | 0.14526 | 0.14526 | 0.14526 | 0.14526
natural gas steam turbine | Burnside Alumina Plant | 58200_B_BLR3 | 58200 | B | BLR3 |  | O/G Steam |  | MIS_LA | Louisiana | 22 | Ascension | 5 | 22005 | 4 | 8300 | 1957 | 2020 |  |  | Y | Natural Gas |  |  |  | LA | [9 empty] | 0.14526 | 0.14526 | 0.14526 | 0.14526
natural gas steam turbine | Burnside Alumina Plant | 58200_B_BLR4 | 58200 | B | BLR4 |  | O/G Steam |  | MIS_LA | Louisiana | 22 | Ascension | 5 | 22005 | 4 | 8300 | 1957 | 2020 |  |  | Y | Natural Gas |  |  |  | LA | [9 empty] | 0.14526 | 0.14526 | 0.14526 | 0.14526
municipal solid waste | GL Dairy Biogas | 58219_G_1426 | 58219 | G | 1426 |  | Non-Fossil Waste |  | MIS_WUMS | Wisconsin | 55 | Dane | 25 | 55025 | 1.4 | 13500 | 2013 | 2021 |  |  | N | Non-Fossil Waste | [13 empty] | 0 | 0 | 0 | 0
municipal solid waste | GL Dairy Biogas | 58219_G_633 | 58219 | G | 633 |  | Non-Fossil Waste |  | MIS_WUMS | Wisconsin | 55 | Dane | 25 | 55025 | 0.6 | 13500 | 2013 | 2021 |  |  | N | Non-Fossil Waste | [13 empty] | 0 | 0 | 0 | 0
0 | Los Alamos PV Site | 58256_G_2 | 58256 | G | 2 |  | Energy Storage |  | WECC_NM | New Mexico | 35 | Los Alamos | 28 | 35028 | 1 | 0 | 2012 | 2019 |  |  | N | Energy Storage | [13 empty] | 0 | 0 | 0 | 0
0 | Los Alamos PV Site | 58256_G_3 | 58256 | G | 3 |  | Energy Storage |  | WECC_NM | New Mexico | 35 | Los Alamos | 28 | 35028 | 0.8 | 0 | 2012 | 2019 |  |  | N | Energy Storage | [13 empty] | 0 | 0 | 0 | 0
biomass | Apple Data Center - Fuel Cell 1&2 | 58264_G_FC1 | 58264 | G | FC1 |  | Landfill Gas |  | S_VACA | North Carolina | 37 | Catawba | 35 | 37035 | 4.8 | 14103 | 2012 | 2021 |  |  | N | Landfill Gas | [13 empty] | 0.22117 | 0.22117 | 0.22117 | 0.22117
biomass | Apple Data Center - Fuel Cell 1&2 | 58264_G_FC2 | 58264 | G | FC2 |  | Landfill Gas |  | S_VACA | North Carolina | 37 | Catawba | 35 | 37035 | 5.2 | 14103 | 2013 | 2021 |  |  | N | Landfill Gas | [13 empty] | 0.22117 | 0.22117 | 0.22117 | 0.22117
biomass | UNC-CH LFG Facility | 58268_G_LFG1 | 58268 | G | LFG1 |  | Landfill Gas |  | S_VACA | North Carolina | 37 | Orange | 135 | 37135 | 1 | 14103 | 2013 | 2020 |  |  | N | Landfill Gas | [13 empty] | 0.22117 | 0.22117 | 0.22117 | 0.22117
0 | Xilinx San Jose | 58299_G_XLX | 58299 | G | XLX |  | Fuel Cell |  | WEC_CALN | California | 6 | Santa Clara | 85 | 06085 | 1 | 7360 | 2012 | 2020 |  |  | N | Natural Gas | [13 empty] | 0 | 0 | 0 | 0
natural gas peaker | North Chicago Energy Center | 58328_G_GT1 | 58328 | G | GT1 |  | Combustion Turbine |  | PJM_COMD | Illinois | 17 | Lake | 97 | 17097 | 5.2 | 8700 | 2003 | 2028 |  |  | Y | Natural Gas | [13 empty] | 0.16383 | 0.16383 | 0.16383 | 0.16383
natural gas peaker | North Chicago Energy Center | 58328_G_GT2 | 58328 | G | GT2 |  | Combustion Turbine |  | PJM_COMD | Illinois | 17 | Lake | 97 | 17097 | 7.1 | 8700 | 2005 | 2028 |  |  | Y | Natural Gas | [13 empty] | 0.16383 | 0.16383 | 0.16383 | 0.16383
biomass | Rochelle Energy Center | 58377_G_REC2 | 58377 | G | REC2 |  | Landfill Gas |  | PJM_COMD | Illinois | 17 | Ogle | 141 | 17141 | 1.6 | 13500 | 2011 | 2028 |  |  | N | Landfill Gas | [13 empty] | 0.22117 | 0.22117 | 0.22117 | 0.22117
municipal solid waste | Synergy Biogas | 58399_G_1 | 58399 | G | 1 |  | Non-Fossil Waste |  | NY_Z_B | New York | 36 | Wyoming | 121 | 36121 | 1.2 | 11084 | 2011 | 2028 |  |  | N | Non-Fossil Waste | [13 empty] | 0 | 0 | 0 | 0
onshore wind | Harbor Wind LLC | 58424_G_1 | 58424 | G | 1 |  | Onshore Wind |  | ERC_REST | Texas | 48 | Nueces | 355 | 48355 | 9 | 0 | 2012 | 2019 |  |  | N | Wind | [13 empty] | 0 | 0 | 0 | 0
municipal solid waste | Collinwood BioEnergy Facility | 58439_G_CBE01 | 58439 | G | CBE01 |  | Non-Fossil Waste |  | PJM_ATSI | Ohio | 39 | Cuyahoga | 35 | 39035 | 1 | 14731 | 2011 | 2025 |  |  | N | Non-Fossil Waste | [13 empty] | 0 | 0 | 0 | 0
biomass | Buena Vista Biomass Power | 58472_B_1 | 58472 | B | 1 |  | Biomass |  | WEC_CALN | California | 6 | Amador | 5 | 06005 | 17.8 | 17913 | 2012 | 2016 |  |  | N | Biomass |  |  |  |  | SNCR |  |  | B | NA |  |  |  |  | 0.14683 | 0.11012 | 0.14683 | 0.11012
0 | Laverne Battery | 58579_G_1 | 58579 | G | 1 |  | Energy Storage |  | MIS_IA | Minnesota | 27 | Rock | 133 | 27133 | 1 | 0 | 2013 | 2024 |  |  | N | Energy Storage | [13 empty] | 0 | 0 | 0 | 0
biomass | Indeck Energy-Alexandria | 58595_B_B1 | 58595 | B | B1 |  | Biomass |  | NENGREST | New Hampshire | 33 | Grafton | 9 | 33009 | 15.2 | 15518 | 2008 | 2021 |  |  | N | Biomass |  |  |  | NH3 | SNCR |  |  | ESPH | No |  |  |  |  | 0.075 | 0.075 | 0.075 | 0.075
0 | Santa Rita Jail | 58625_G_SRJBA | 58625 | G | SRJBA |  | Energy Storage |  | WEC_CALN | California | 6 | Alameda | 1 | 06001 | 2 | 0 | 2012 | 2028 |  |  | N | Energy Storage | [13 empty] | 0 | 0 | 0 | 0
municipal solid waste | Holsum Elm Dairy | 58663_G_GEN1 | 58663 | G | GEN1 |  | Non-Fossil Waste |  | MIS_WUMS | Wisconsin | 55 | Calumet | 15 | 55015 | 0.6 | 8748 | 2006 | 2019 |  |  | Y | Non-Fossil Waste | [13 empty] | 0 | 0 | 0 | 0
municipal solid waste | Holsum Elm Dairy | 58663_G_GEN2 | 58663 | G | GEN2 |  | Non-Fossil Waste |  | MIS_WUMS | Wisconsin | 55 | Calumet | 15 | 55015 | 0.6 | 8748 | 2006 | 2019 |  |  | Y | Non-Fossil Waste | [13 empty] | 0 | 0 | 0 | 0
municipal solid waste | Port Arthur Steam Energy | 58823_G_STG | 58823 | G | STG |  | Non-Fossil Waste |  | MIS_WOTA | Texas | 48 | Jefferson | 245 | 48245 | 5 | 9231 | 2005 | 2018 |  |  | Y | Non-Fossil Waste | [13 empty] | 0 | 0 | 0 | 0
natural gas peaker | Simonds | 58945_G_GEN 1 | 58945 | G | GEN 1 |  | Combustion Turbine | IC Engine | NENGREST | Massachusetts | 25 | Middlesex | 17 | 25017 | 0.6 | 8700 | 2011 | 2019 |  |  | Y | Natural Gas | [13 empty] | 1.9772 | 1.9772 | 1.9772 | 1.9772
natural gas peaker | Simonds | 58945_G_GEN 2 | 58945 | G | GEN 2 |  | Combustion Turbine | IC Engine | NENGREST | Massachusetts | 25 | Middlesex | 17 | 25017 | 0.6 | 8700 | 2011 | 2019 |  |  | Y | Natural Gas | [13 empty] | 1.9772 | 1.9772 | 1.9772 | 1.9772
natural gas peaker | Simonds | 58945_G_GEN 3 | 58945 | G | GEN 3 |  | Combustion Turbine | IC Engine | NENGREST | Massachusetts | 25 | Middlesex | 17 | 25017 | 0.6 | 8700 | 2011 | 2019 |  |  | Y | Natural Gas | [13 empty] | 1.9772 | 1.9772 | 1.9772 | 1.9772
biomass | Pine Tree Landfill Gas to Energy | 58993_G_3201 | 58993 | G | 3201 |  | Landfill Gas |  | NENG_ME | Maine | 23 | Penobscot | 19 | 23019 | 0.9 | 13500 | 2008 | 2020 |  |  | N | Landfill Gas | [13 empty] | 0.22117 | 0.22117 | 0.22117 | 0.22117
biomass | Pine Tree Landfill Gas to Energy | 58993_G_3202 | 58993 | G | 3202 |  | Landfill Gas |  | NENG_ME | Maine | 23 | Penobscot | 19 | 23019 | 0.9 | 13500 | 2008 | 2021 |  |  | N | Landfill Gas | [13 empty] | 0.22117 | 0.22117 | 0.22117 | 0.22117
biomass | Pine Tree Landfill Gas to Energy | 58993_G_3203 | 58993 | G | 3203 |  | Landfill Gas |  | NENG_ME | Maine | 23 | Penobscot | 19 | 23019 | 0.9 | 13500 | 2008 | 2021 |  |  | N | Landfill Gas | [13 empty] | 0.22117 | 0.22117 | 0.22117 | 0.22117
onshore wind | Kingston Wind Independence | 59022_G_1 | 59022 | G | 1 |  | Onshore Wind |  | NENGREST | Massachusetts | 25 | Plymouth | 23 | 25023 | 2 | 0 | 2012 | 2028 |  |  | N | Wind | [13 empty] | 0 | 0 | 0 | 0
onshore wind | Ipswich Wind Independence | 59023_G_GEN 1 | 59023 | G | GEN 1 |  | Onshore Wind |  | NENGREST | Massachusetts | 25 | Essex | 9 | 25009 | 2 | 0 | 2012 | 2028 |  |  | N | Wind | [13 empty] | 0 | 0 | 0 | 0
municipal solid waste | Wooster Renewable Energy | 59072_G_WRE 1 | 59072 | G | WRE 1 |  | Non-Fossil Waste |  | PJM_ATSI | Ohio | 39 | Wayne | 169 | 39169 | 1 | 11084 | 2013 | 2021 |  |  | N | Non-Fossil Waste | [13 empty] | 0 | 0 | 0 | 0
natural gas peaker | Cove Point LNG Terminal | 59073_G_111JA | 59073 | G | 111JA |  | Combustion Turbine |  | PJM_SMAC | Maryland | 24 | Calvert | 9 | 24009 | 8.5 | 17054 | 1978 | 2023 |  |  | N | Natural Gas | [13 empty] | 0.47388 | 0.47388 | 0.47388 | 0.47388
natural gas peaker | Cove Point LNG Terminal | 59073_G_111JB | 59073 | G | 111JB |  | Combustion Turbine |  | PJM_SMAC | Maryland | 24 | Calvert | 9 | 24009 | 8.5 | 17054 | 1978 | 2023 |  |  | N | Natural Gas | [13 empty] | 0.47388 | 0.47388 | 0.47388 | 0.47388
natural gas peaker | Cove Point LNG Terminal | 59073_G_111JC | 59073 | G | 111JC |  | Combustion Turbine |  | PJM_SMAC | Maryland | 24 | Calvert | 9 | 24009 | 8.5 | 17054 | 1978 | 2023 |  |  | N | Natural Gas | [13 empty] | 0.47388 | 0.47388 | 0.47388 | 0.47388
natural gas peaker | Cove Point LNG Terminal | 59073_G_214JA | 59073 | G | 214JA | 91293 | Combustion Turbine |  | PJM_SMAC | Maryland | 24 | Calvert | 9 | 24009 | 21.7 | 12369 | 2009 | 2023 |  |  | N | Natural Gas | [13 empty] | 0.02537 | 0.02537 | 0.02537 | 0.02537
natural gas peaker | Cove Point LNG Terminal | 59073_G_214JB | 59073 | G | 214JB | 91294 | Combustion Turbine |  | PJM_SMAC | Maryland | 24 | Calvert | 9 | 24009 | 21.7 | 12369 | 2009 | 2023 |  |  | N | Natural Gas | [13 empty] | 0.01786 | 0.01786 | 0.01786 | 0.01786
natural gas peaker | Cove Point LNG Terminal | 59073_G_311JA | 59073 | G | 311JA |  | Combustion Turbine |  | PJM_SMAC | Maryland | 24 | Calvert | 9 | 24009 | 12.9 | 12369 | 2009 | 2023 |  |  | N | Natural Gas | [13 empty] | 0.02162 | 0.02162 | 0.02162 | 0.02162
natural gas steam turbine | Cove Point LNG Terminal | 59073_B_5B921A | 59073 | B | 5B921A |  | O/G Steam |  | PJM_SMAC | Maryland | 24 | Calvert | 9 | 24009 | 19 | 11798 | 2018 | 2023 | other | dry | N | Natural Gas |  |  |  | LNB + NH3 | SCR | [8 empty] | 0.0099 | 0.0099 | 0.0099 | 0.0099
natural gas steam turbine | Cove Point LNG Terminal | 59073_B_5B921B | 59073 | B | 5B921B |  | O/G Steam |  | PJM_SMAC | Maryland | 24 | Calvert | 9 | 24009 | 19 | 11798 | 2018 | 2023 | other | dry | N | Natural Gas |  |  |  | LNB + NH3 | SCR | [8 empty] | 0.0099 | 0.0099 | 0.0099 | 0.0099
natural gas steam turbine | Cove Point LNG Terminal | 59073_B_5L501A | 59073 | B | 5L501A |  | O/G Steam |  | PJM_SMAC | Maryland | 24 | Calvert | 9 | 24009 | 21 | 11798 | 2018 | 2023 | other | dry | N | Natural Gas |  |  |  | LNB + NH3 | SCR | [8 empty] | 0.13345 | 0.02669 | 0.13345 | 0.02669
natural gas steam turbine | Cove Point LNG Terminal | 59073_B_5L501B | 59073 | B | 5L501B |  | O/G Steam |  | PJM_SMAC | Maryland | 24 | Calvert | 9 | 24009 | 21 | 11798 | 2018 | 2023 | other | dry | N | Natural Gas |  |  |  | LNB + NH3 | SCR | [8 empty] | 0.13345 | 0.02669 | 0.13345 | 0.02669
0 | Cove Point LNG Terminal | 59073_G_5501 | 59073 | G | 5501 |  | Energy Storage |  | PJM_SMAC | Maryland | 24 | Calvert | 9 | 24009 | 3 | 0 | 2018 | 2023 |  |  | N | Energy Storage | [13 empty] | 0 | 0 | 0 | 0
0 | Cove Point LNG Terminal | 59073_G_5502 | 59073 | G | 5502 |  | Energy Storage |  | PJM_SMAC | Maryland | 24 | Calvert | 9 | 24009 | 1.3 | 0 | 2018 | 2023 |  |  | N | Energy Storage | [13 empty] | 0 | 0 | 0 | 0
0 | Cove Point LNG Terminal | 59073_G_5511 | 59073 | G | 5511 |  | Energy Storage |  | PJM_SMAC | Maryland | 24 | Calvert | 9 | 24009 | 1.7 | 0 | 2018 | 2023 |  |  | N | Energy Storage | [13 empty] | 0 | 0 | 0 | 0
natural gas peaker | Cove Point LNG Terminal | 59073_G_5EG | 59073 | G | 5EG |  | Combustion Turbine | IC Engine | PJM_SMAC | Maryland | 24 | Calvert | 9 | 24009 | 1 | 13469 | 2018 | 2023 |  |  | N | Distillate Fuel Oil | [13 empty] | 1.6498 | 1.6498 | 1.6498 | 1.6498
natural gas peaker | SC 1 Data Center, Phase 2 | 59074_G_EG8A | 59074 | G | EG8A |  | Combustion Turbine | IC Engine | WEC_CALN | California | 6 | Santa Clara | 85 | 06085 | 2.2 | 13469 | 2011 | 2020 |  |  | N | Distillate Fuel Oil | [13 empty] | 0.05841 | 0.05841 | 0.05841 | 0.05841
municipal solid waste | Harvest Power Orlando | 59151_G_CHP 1 | 59151 | G | CHP 1 |  | Non-Fossil Waste |  | FRCC | Florida | 12 | Orange | 95 | 12095 | 1.6 | 9634 | 2013 | 2020 |  |  | Y | Non-Fossil Waste | [13 empty] | 0 | 0 | 0 | 0
municipal solid waste | Harvest Power Orlando | 59151_G_CHP 2 | 59151 | G | CHP 2 |  | Non-Fossil Waste |  | FRCC | Florida | 12 | Orange | 95 | 12095 | 1.6 | 9634 | 2013 | 2020 |  |  | Y | Non-Fossil Waste | [13 empty] | 0 | 0 | 0 | 0
hard coal | Osprey Point RES | 59255_G_4 | 59255 | G | 4 |  | Fossil Waste |  | MIS_INKY | Indiana | 18 | Sullivan | 153 | 18153 | 3 | 12283 | 2013 | 2028 |  |  | N | Fossil Waste | [13 empty] | 0.05352 | 0.05352 | 0.05352 | 0.05352
0 | Vaca Dixon Battery Storage System | 59256_G_BAT1 | 59256 | G | BAT1 |  | Energy Storage |  | WEC_CALN | California | 6 | Solano | 95 | 06095 | 2 | 0 | 2013 | 2021 |  |  | N | Energy Storage | [13 empty] | 0 | 0 | 0 | 0
0 | Yerba Buena | 59257_G_YB1 | 59257 | G | YB1 |  | Energy Storage |  | WEC_CALN | California | 6 | Santa Clara | 85 | 06085 | 4 | 0 | 2013 | 2021 |  |  | N | Energy Storage | [13 empty] | 0 | 0 | 0 | 0
municipal solid waste | Hidden View Dairy, LLC | 59260_G_HV1 | 59260 | G | HV1 |  | Non-Fossil Waste |  | MIS_INKY | Indiana | 18 | Jasper | 73 | 18073 | 0.7 | 11084 | 2013 | 2019 |  |  | N | Non-Fossil Waste | [13 empty] | 0 | 0 | 0 | 0
municipal solid waste | Hidden View Dairy, LLC | 59260_G_HV2-2 | 59260 | G | HV2-2 |  | Non-Fossil Waste |  | MIS_INKY | Indiana | 18 | Jasper | 73 | 18073 | 0.7 | 11084 | 2016 | 2021 |  |  | N | Non-Fossil Waste | [13 empty] | 0 | 0 | 0 | 0
0 | eBay - South Jordan | 59281_G_EBY00 | 59281 | G | EBY00 |  | Fuel Cell |  | WECC_UT | Utah | 49 | Salt Lake | 35 | 49035 | 6 | 7394 | 2013 | 2020 |  |  | N | Natural Gas | [13 empty] | 0 | 0 | 0 | 0
0 | eBay - South Jordan | 59281_G_EBY03 | 59281 | G | EBY03 |  | Fuel Cell |  | WECC_UT | Utah | 49 | Salt Lake | 35 | 49035 | 3.8 | 7394 | 2015 | 2020 |  |  | N | Natural Gas | [13 empty] | 0 | 0 | 0 | 0
solar pv | Lakewood Seven Solar LLC | 59369_G_PV1 | 59369 | G | PV1 |  | Solar PV |  | PJM_EMAC | New Jersey | 34 | Ocean | 29 | 34029 | 1 | 0 | 2012 | 2023 |  |  | N | Solar | [13 empty] | 0 | 0 | 0 | 0
geothermal | Paisley Geothermal Generating Plant | 59382_G_SVEP1 | 59382 | G | SVEP1 |  | Geothermal |  | WECC_PNW | Oregon | 41 | Lake | 37 | 41037 | 1.8 | 9771 | 2015 | 2028 |  |  | N | Geothermal | [13 empty] | 0 | 0 | 0 | 0 | 0.4563 | 0.4563 | 0.4563
0 | Tehachapi Energy Storage Project | 59661_G_TSP1 | 59661 | G | TSP1 |  | Energy Storage |  | WECC_SCE | California | 6 | Kern | 29 | 06029 | 8 | 0 | 2016 | 2022 |  |  | N | Energy Storage | [13 empty] | 0 | 0 | 0 | 0
natural gas peaker | Framingham State University Plant | 59717_G_TOW1 | 59717 | G | TOW1 |  | Combustion Turbine | IC Engine | NENGREST | Massachusetts | 25 | Middlesex | 17 | 25017 | 0.2 | 13469 | 2004 | 2023 |  |  | N | Distillate Fuel Oil | [13 empty] | 1.6498 | 1.6498 | 1.6498 | 1.6498
biomass | Glades Pike Generation Plant | 59759_G_SOLAR | 59759 | G | SOLAR |  | Landfill Gas |  | PJM_PENE | Pennsylvania | 42 | Somerset | 111 | 42111 | 1.5 | 14103 | 2011 | 2021 |  |  | N | Landfill Gas | [13 empty] | 0.22117 | 0.22117 | 0.22117 | 0.22117
biomass | Croda Atlas Point CHP | 59783_G_91197 | 59783 | G | 91197 |  | Landfill Gas |  | PJM_EMAC | Delaware | 10 | New Castle | 3 | 10003 | 1.1 | 4610 | 2013 | 2028 |  |  | Y | Landfill Gas | [13 empty] | 0.22117 | 0.22117 | 0.22117 | 0.22117
biomass | Croda Atlas Point CHP | 59783_G_91198 | 59783 | G | 91198 |  | Landfill Gas |  | PJM_EMAC | Delaware | 10 | New Castle | 3 | 10003 | 1.1 | 4610 | 2013 | 2028 |  |  | Y | Landfill Gas | [13 empty] | 0.22117 | 0.22117 | 0.22117 | 0.22117
biomass | Croda Atlas Point CHP | 59783_G_91199 | 59783 | G | 91199 |  | Landfill Gas |  | PJM_EMAC | Delaware | 10 | New Castle | 3 | 10003 | 2 | 4610 | 2019 | 2028 |  |  | Y | Landfill Gas | [13 empty] | 0.09 | 0.09 | 0.09 | 0.09
municipal solid waste | FCPC Renewable Generation | 59931_G_GEN1 | 59931 | G | GEN1 |  | Non-Fossil Waste |  | MIS_WUMS | Wisconsin | 55 | Milwaukee | 79 | 55079 | 1 | 3833 | 2013 | 2021 |  |  | Y | Non-Fossil Waste | [13 empty] | 0 | 0 | 0 | 0
0 | Elwood Energy Storage Center | 59959_G_WCBS | 59959 | G | WCBS |  | Energy Storage |  | PJM_COMD | Illinois | 17 | DuPage | 43 | 17043 | 19.8 | 0 | 2015 | 2022 |  |  | N | Energy Storage | [13 empty] | 0 | 0 | 0 | 0
0 | Jake Energy Storage Center | 59960_G_JBS | 59960 | G | JBS |  | Energy Storage |  | PJM_COMD | Illinois | 17 | Will | 197 | 17197 | 19.8 | 0 | 2015 | 2022 |  |  | N | Energy Storage | [13 empty] | 0 | 0 | 0 | 0
onshore wind | Bearkat | 59972_G_BRKA2 | 59972 | G | BRKA2 |  | Onshore Wind |  | ERC_WEST | Texas | 48 | Glasscock | 173 | 48173 | 103.4 | 0 | 2020 | 2020 |  |  | N | Wind | [13 empty] | 0 | 0 | 0 | 0
0 | AEP Milton NaS | 59995_G_1 | 59995 | G | 1 |  | Energy Storage |  | PJM_West | West Virginia | 54 | Cabell | 11 | 54011 | 2 | 0 | 2009 | 2021 |  |  | N | Energy Storage | [13 empty] | 0 | 0 | 0 | 0
0 | MESA 2 | 60021_G_MESA2 | 60021 | G | MESA2 |  | Energy Storage |  | WECC_PNW | Washington | 53 | Snohomish | 61 | 53061 | 2.2 | 0 | 2017 | 2020 |  |  | N | Energy Storage | [13 empty] | 0 | 0 | 0 | 0
solar pv | Blythe Solar III, LLC | 60094_G_BLCK1 | 60094 | G | BLCK1 |  | Solar PV |  | WECC_SCE | California | 6 | Riverside | 65 | 06065 | 31.2 | 0 | 2020 | 2023 |  |  | N | Solar | [13 empty] | 0 | 0 | 0 | 0
0 | UCI Fuel Cell | 60120_G_MB-16 | 60120 | G | MB-16 |  | Fuel Cell |  | WECC_SCE | California | 6 | Orange | 59 | 06059 | 1.4 | 6805 | 2015 | 2022 |  |  | Y | Natural Gas | [13 empty] | 0 | 0 | 0 | 0
0 | NA 1(Hagerstown) | 60213_G_MPSHG | 60213 | G | MPSHG |  | Energy Storage |  | PJM_AP | Maryland | 24 | Washington | 43 | 24043 | 2 | 0 | 2017 | 2020 |  |  | N | Energy Storage | [13 empty] | 0 | 0 | 0 | 0
solar pv | Bladen Solar Farm | 60296_G_PV1 | 60296 | G | PV1 |  | Solar PV |  | S_VACA | North Carolina | 37 | Cumberland | 51 | 37051 | 4.9 | 0 | 2017 | 2023 |  |  | N | Solar | [13 empty] | 0 | 0 | 0 | 0
0 | Clinton Battery | 60297_G_1 | 60297 | G | 1 |  | Energy Storage |  | PJM_West | Ohio | 39 | Clinton | 27 | 39027 | 10 | 0 | 2016 | 2026 |  |  | N | Energy Storage | [13 empty] | 0 | 0 | 0 | 0
solar pv | Jefferson Avenue | 60499_G_1 | 60499 | G | 1 |  | Solar PV |  | PJM_EMAC | New Jersey | 34 | Hudson | 17 | 34017 | 1.7 | 0 | 2009 | 2022 |  |  | N | Solar | [13 empty] | 0 | 0 | 0 | 0
0 | AEP Churubusco NaS | 60617_G_1 | 60617 | G | 1 |  | Energy Storage |  | PJM_West | Indiana | 18 | Whitley | 183 | 18183 | 2 | 0 | 2009 | 2021 |  |  | N | Energy Storage | [13 empty] | 0 | 0 | 0 | 0
0 | AEP Bluffton NaS | 60618_G_1 | 60618 | G | 1 |  | Energy Storage |  | PJM_West | Ohio | 39 | Allen | 3 | 39003 | 2 | 0 | 2008 | 2021 |  |  | N | Energy Storage | [13 empty] | 0 | 0 | 0 | 0
solar pv | IFF Hazlet | 60709_G_GRND | 60709 | G | GRND |  | Solar PV |  | PJM_EMAC | New Jersey | 34 | Monmouth | 25 | 34025 | 3 | 0 | 2014 | 2028 |  |  | N | Solar | [13 empty] | 0 | 0 | 0 | 0
solar pv | Sadiebrook Solar, LLC | 60719_G_SADIE | 60719 | G | SADIE |  | Solar PV |  | S_VACA | South Carolina | 45 | Charleston | 19 | 45019 | 5 | 0 | 2018 | 2023 |  |  | N | Solar | [13 empty] | 0 | 0 | 0 | 0
solar pv | Freeze Solar | 60759_G_PV1 | 60759 | G | PV1 |  | Solar PV |  | PJM_EMAC | New Jersey | 34 | Middlesex | 23 | 34023 | 1.4 | 0 | 2013 | 2028 |  |  | N | Solar | [13 empty] | 0 | 0 | 0 | 0
solar pv | ACCC Mays Landing | 60802_G_PV1 | 60802 | G | PV1 |  | Solar PV |  | PJM_EMAC | New Jersey | 34 | Atlantic | 1 | 34001 | 1.4 | 0 | 2013 | 2028 |  |  | N | Solar | [13 empty] | 0 | 0 | 0 | 0
solar pv | Deutsche Bank- Piscataway Solar | 60803_G_DBPIS | 60803 | G | DBPIS |  | Solar PV |  | PJM_EMAC | New Jersey | 34 | Middlesex | 23 | 34023 | 1 | 0 | 2011 | 2022 |  |  | N | Solar | [13 empty] | 0 | 0 | 0 | 0
natural gas peaker | Montefiore - Westchester Square | 61025_G_EGEN1 | 61025 | G | EGEN1 |  | Combustion Turbine | IC Engine | NY_Z_J | New York | 36 | Bronx | 5 | 36005 | 1 | 14775 | 1983 | 2028 |  |  | N | Distillate Fuel Oil | [13 empty] | 0.4707 | 0.4707 | 0.4707 | 0.4707
natural gas peaker | Pacific Ethanol Stockton Cogen Plant | 61027_G_PESCT | 61027 | G | PESCT |  | Combustion Turbine |  | WEC_CALN | California | 6 | San Joaquin | 77 | 06077 | 3.6 | 12369 | 2016 | 2019 |  |  | N | Natural Gas | [13 empty] | 0.011 | 0.011 | 0.011 | 0.011
solar pv | Weybridge 1 Solar | 61038_G_WEY1 | 61038 | G | WEY1 |  | Solar PV |  | NENGREST | Vermont | 50 | Addison | 1 | 50001 | 3 | 0 | 2022 | 2023 |  |  | N | Solar | [13 empty] | 0 | 0 | 0 | 0
onshore wind | Lund Hill | 61045_G_WT1 | 61045 | G | WT1 |  | Onshore Wind |  | WECC_PNW | Washington | 53 | Klickitat | 39 | 53039 | 60 | 0 | 2021 | 2023 |  |  | N | Wind | [13 empty] | 0 | 0 | 0 | 0
onshore wind | Washburn Wind Farm | 61071_G_WASH | 61071 | G | WASH |  | Onshore Wind |  | MIS_MIDA | Iowa | 19 | Black Hawk | 13 | 19013 | 70 | 0 | 2020 | 2020 |  |  | N | Wind | [13 empty] | 0 | 0 | 0 | 0
natural gas peaker | City of Shelby Electric Distribution | 61076_G_PSG1 | 61076 | G | PSG1 |  | Combustion Turbine | IC Engine | PJM_West | Ohio | 39 | Richland | 139 | 39139 | 1.8 | 25000 | 2016 | 2019 |  |  | N | Distillate Fuel Oil | [13 empty] | 1.6498 | 1.6498 | 1.6498 | 1.6498
natural gas peaker | NYC-HH - CONEY ISLAND HOSPITAL | 61413_G_GEN1 | 61413 | G | GEN1 |  | Combustion Turbine | IC Engine | NY_Z_J | New York | 36 | Kings | 47 | 36047 | 1.2 | 13469 | 1993 | 2028 |  |  | N | Distillate Fuel Oil | [13 empty] | 1.6498 | 1.6498 | 1.6498 | 1.6498
natural gas peaker | NYC-HH - CONEY ISLAND HOSPITAL | 61413_G_GEN2 | 61413 | G | GEN2 |  | Combustion Turbine | IC Engine | NY_Z_J | New York | 36 | Kings | 47 | 36047 | 1.3 | 13469 | 2005 | 2028 |  |  | N | Distillate Fuel Oil | [13 empty] | 1.6498 | 1.6498 | 1.6498 | 1.6498
natural gas peaker | NYC-HH - CONEY ISLAND HOSPITAL | 61413_G_GEN3 | 61413 | G | GEN3 |  | Combustion Turbine | IC Engine | NY_Z_J | New York | 36 | Kings | 47 | 36047 | 0.3 | 13469 | 2014 | 2028 |  |  | N | Distillate Fuel Oil | [13 empty] | 1.6498 | 1.6498 | 1.6498 | 1.6498
solar pv | First Citizens Bank | 61491_G_FCB | 61491 | G | FCB |  | Solar PV |  | S_VACA | North Carolina | 37 | Wake | 183 | 37183 | 1.5 | 0 | 2012 | 2018 |  |  | N | Solar | [13 empty] | 0 | 0 | 0 | 0
natural gas peaker | Mount Sinai Beth Israel | 61569_G_EGEN1 | 61569 | G | EGEN1 |  | Combustion Turbine | IC Engine | NY_Z_J | New York | 36 | New York | 61 | 36061 | 0.2 | 14775 | 1988 | 2028 |  |  | N | Distillate Fuel Oil | [13 empty] | 1.6498 | 1.6498 | 1.6498 | 1.6498
natural gas peaker | Mount Sinai Beth Israel | 61569_G_EGEN2 | 61569 | G | EGEN2 |  | Combustion Turbine | IC Engine | NY_Z_J | New York | 36 | New York | 61 | 36061 | 0.3 | 14775 | 1988 | 2028 |  |  | N | Distillate Fuel Oil | [13 empty] | 1.6498 | 1.6498 | 1.6498 | 1.6498
natural gas peaker | Mount Sinai Beth Israel | 61569_G_EGEN4 | 61569 | G | EGEN4 |  | Combustion Turbine | IC Engine | NY_Z_J | New York | 36 | New York | 61 | 36061 | 0.3 | 14775 | 1988 | 2028 |  |  | N | Distillate Fuel Oil | [13 empty] | 1.6498 | 1.6498 | 1.6498 | 1.6498
natural gas peaker | Mount Sinai Beth Israel | 61569_G_EGEN5 | 61569 | G | EGEN5 |  | Combustion Turbine | IC Engine | NY_Z_J | New York | 36 | New York | 61 | 36061 | 0.2 | 14775 | 1988 | 2028 |  |  | N | Distillate Fuel Oil | [13 empty] | 1.6498 | 1.6498 | 1.6498 | 1.6498
natural gas peaker | Mount Sinai Beth Israel | 61569_G_EGEN6 | 61569 | G | EGEN6 |  | Combustion Turbine | IC Engine | NY_Z_J | New York | 36 | New York | 61 | 36061 | 0.3 | 14775 | 1988 | 2020 |  |  | N | Distillate Fuel Oil | [13 empty] | 1.6498 | 1.6498 | 1.6498 | 1.6498
natural gas peaker | Mount Sinai Beth Israel | 61569_G_EGEN7 | 61569 | G | EGEN7 |  | Combustion Turbine | IC Engine | NY_Z_J | New York | 36 | New York | 61 | 36061 | 0.8 | 14775 | 1988 | 2028 |  |  | N | Distillate Fuel Oil | [13 empty] | 1.6498 | 1.6498 | 1.6498 | 1.6498
natural gas peaker | Mount Sinai Beth Israel | 61569_G_EGEN8 | 61569 | G | EGEN8 |  | Combustion Turbine | IC Engine | NY_Z_J | New York | 36 | New York | 61 | 36061 | 0.8 | 14775 | 1988 | 2028 |  |  | N | Distillate Fuel Oil | [13 empty] | 1.6498 | 1.6498 | 1.6498 | 1.6498
natural gas peaker | Mount Sinai Beth Israel | 61569_G_EGEN9 | 61569 | G | EGEN9 |  | Combustion Turbine | IC Engine | NY_Z_J | New York | 36 | New York | 61 | 36061 | 0.9 | 14775 | 1988 | 2028 |  |  | N | Distillate Fuel Oil | [13 empty] | 1.6498 | 1.6498 | 1.6498 | 1.6498
natural gas peaker | Mount Sinai Beth Israel | 61569_G_EGEN3 | 61569 | G | EGEN3 |  | Combustion Turbine | IC Engine | NY_Z_J | New York | 36 | New York | 61 | 36061 | 1 | 14775 | 1988 | 2019 |  |  | N | Distillate Fuel Oil | [13 empty] | 1.6498 | 1.6498 | 1.6498 | 1.6498
natural gas peaker | Golden Renewable Energy, LLC | 61632_G_GREMC | 61632 | G | GREMC |  | Combustion Turbine |  | MIS_IA | Iowa | 19 | Cerro Gordo | 33 | 19033 | 4.3 | 11600 | 2017 | 2018 |  |  | Y | Natural Gas | [13 empty] | 0.23894 | 0.23894 | 0.23894 | 0.23894
0 | HEBT WLA 1 | 61721_G_WLA01 | 61721 | G | WLA01 |  | Energy Storage |  | WECC_SCE | California | 6 | Orange | 59 | 06059 | 1 | 0 | 2019 | 2028 |  |  | N | Energy Storage | [13 empty] | 0 | 0 | 0 | 0
0 | HEBT WLA 1 | 61721_G_WLA02 | 61721 | G | WLA02 |  | Energy Storage |  | WECC_SCE | California | 6 | Orange | 59 | 06059 | 1 | 0 | 2019 | 2023 |  |  | N | Energy Storage | [13 empty] | 0 | 0 | 0 | 0
0 | HEBT WLA 1 | 61721_G_WLA03 | 61721 | G | WLA03 |  | Energy Storage |  | WECC_SCE | California | 6 | Orange | 59 | 06059 | 1 | 0 | 2019 | 2023 |  |  | N | Energy Storage | [13 empty] | 0 | 0 | 0 | 0
0 | HEBT WLA 1 | 61721_G_WLA04 | 61721 | G | WLA04 |  | Energy Storage |  | WECC_SCE | California | 6 | Orange | 59 | 06059 | 1.5 | 0 | 2019 | 2023 |  |  | N | Energy Storage | [13 empty] | 0 | 0 | 0 | 0
0 | HEBT WLA 1 | 61721_G_WLA05 | 61721 | G | WLA05 |  | Energy Storage |  | WECC_SCE | California | 6 | Orange | 59 | 06059 | 1.3 | 0 | 2019 | 2023 |  |  | N | Energy Storage | [13 empty] | 0 | 0 | 0 | 0
0 | HEBT WLA 1 | 61721_G_WLA06 | 61721 | G | WLA06 |  | Energy Storage |  | WECC_SCE | California | 6 | Orange | 59 | 06059 | 1.2 | 0 | 2019 | 2023 |  |  | N | Energy Storage | [13 empty] | 0 | 0 | 0 | 0
0 | HEBT WLA 1 | 61721_G_WLA07 | 61721 | G | WLA07 |  | Energy Storage |  | WECC_SCE | California | 6 | Orange | 59 | 06059 | 1 | 0 | 2019 | 2023 |  |  | N | Energy Storage | [13 empty] | 0 | 0 | 0 | 0
0 | HEBT WLA 1 | 61721_G_WLA08 | 61721 | G | WLA08 |  | Energy Storage |  | WECC_SCE | California | 6 | Orange | 59 | 06059 | 1.9 | 0 | 2019 | 2023 |  |  | N | Energy Storage | [13 empty] | 0 | 0 | 0 | 0
0 | HEBT WLA 1 | 61721_G_WLA09 | 61721 | G | WLA09 |  | Energy Storage |  | WECC_SCE | California | 6 | Orange | 59 | 06059 | 4.5 | 0 | 2019 | 2023 |  |  | N | Energy Storage | [13 empty] | 0 | 0 | 0 | 0
0 | HEBT WLA 1 | 61721_G_WLA10 | 61721 | G | WLA10 |  | Energy Storage |  | WECC_SCE | California | 6 | Orange | 59 | 06059 | 1.3 | 0 | 2019 | 2023 |  |  | N | Energy Storage | [13 empty] | 0 | 0 | 0 | 0
0 | HEBT WLA 1 | 61721_G_WLA1C | 61721 | G | WLA1C |  | Energy Storage |  | WECC_SCE | California | 6 | Orange | 59 | 06059 | 11.8 | 0 | 2019 | 2023 |  |  | N | Energy Storage | [13 empty] | 0 | 0 | 0 | 0
0 | Lockheed Martin RMS Syracuse | 61739_G_SYR1 | 61739 | G | SYR1 |  | Energy Storage |  | NY_Z_C&E | New York | 36 | Onondaga | 67 | 36067 | 1 | 0 | 2017 | 2027 |  |  | N | Energy Storage | [13 empty] | 0 | 0 | 0 | 0
biomass | Douglas County Forest Products | 61761_G_GEN-1 | 61761 | G | GEN-1 |  | Biomass |  | WECC_PNW | Oregon | 41 | Douglas | 19 | 41019 | 6.3 | 11373 | 2006 | 2028 |  |  | Y | Biomass | [13 empty] | 0.22033 | 0.22033 | 0.22033 | 0.22033
biomass | Seminole Energy | 61780_G_ENG4 | 61780 | G | ENG4 |  | Landfill Gas |  | FRCC | Florida | 12 | Seminole | 117 | 12117 | 1.6 | 13500 | 2007 | 2019 |  |  | N | Landfill Gas | [13 empty] | 0.20424 | 0.20424 | 0.20424 | 0.20424
0 | Bolthouse Farms Fuel Cell | 61845_G_MM28 | 61845 | G | MM28 |  | Fuel Cell |  | WECC_SCE | California | 6 | Kern | 29 | 06029 | 2.5 | 7648 | 2020 | 2020 |  |  | Y | Natural Gas | [13 empty] | 0 | 0 | 0 | 0
0 | Bolthouse Farms Fuel Cell | 61845_G_MM29 | 61845 | G | MM29 |  | Fuel Cell |  | WECC_SCE | California | 6 | Kern | 29 | 06029 | 2.5 | 7648 | 2020 | 2020 |  |  | Y | Natural Gas | [13 empty] | 0 | 0 | 0 | 0
solar pv | Pisces Community Solar Garden | 61992_G_CRUX | 61992 | G | CRUX |  | Solar PV |  | MIS_MNWI | Minnesota | 27 | Stearns | 145 | 27145 | 0.7 | 0 | 2019 | 2023 |  |  | N | Solar | [13 empty] | 0 | 0 | 0 | 0
solar pv | Sagittarius Community Solar Gardens LLC | 61994_G_CRUX | 61994 | G | CRUX |  | Solar PV |  | MIS_MNWI | Minnesota | 27 | Meeker | 93 | 27093 | 0.7 | 0 | 2019 | 2023 |  |  | N | Solar | [13 empty] | 0 | 0 | 0 | 0
natural gas peaker | Brooklyn Hospital Center | 62002_G_SR4 | 62002 | G | SR4 |  | Combustion Turbine | IC Engine | NY_Z_J | New York | 36 | Kings | 47 | 36047 | 0.5 | 14775 | 1975 | 2028 |  |  | N | Distillate Fuel Oil | [13 empty] | 1.6498 | 1.6498 | 1.6498 | 1.6498
natural gas peaker | Brooklyn Hospital Center | 62002_G_400DF | 62002 | G | 400DF |  | Combustion Turbine | IC Engine | NY_Z_J | New York | 36 | Kings | 47 | 36047 | 0.5 | 13469 | 2004 | 2028 |  |  | N | Distillate Fuel Oil | [13 empty] | 1.6498 | 1.6498 | 1.6498 | 1.6498
natural gas peaker | Brooklyn Hospital Center | 62002_G_500RE | 62002 | G | 500RE |  | Combustion Turbine | IC Engine | NY_Z_J | New York | 36 | Kings | 47 | 36047 | 0.5 | 13469 | 2014 | 2028 |  |  | N | Distillate Fuel Oil | [13 empty] | 1.6498 | 1.6498 | 1.6498 | 1.6498
municipal solid waste | Holsum Irish Dairy | 62019_G_GEN 1 | 62019 | G | GEN 1 |  | Non-Fossil Waste |  | MIS_WUMS | Wisconsin | 55 | Calumet | 15 | 55015 | 0.5 | 11084 | 2001 | 2020 |  |  | N | Non-Fossil Waste | [13 empty] | 0 | 0 | 0 | 0
municipal solid waste | Holsum Irish Dairy | 62019_G_GEN 2 | 62019 | G | GEN 2 |  | Non-Fossil Waste |  | MIS_WUMS | Wisconsin | 55 | Calumet | 15 | 55015 | 0.5 | 11084 | 2001 | 2020 |  |  | N | Non-Fossil Waste | [13 empty] | 0 | 0 | 0 | 0
solar pv | Roseville Solar | 62114_G_ROSE | 62114 | G | ROSE |  | Solar PV |  | WEC_CALN | California | 6 | Placer | 61 | 06061 | 1 | 0 | 2018 | 2023 |  |  | N | Solar | [13 empty] | 0 | 0 | 0 | 0
onshore wind | Beaver Creek II Wind | 62134_G_GT1 | 62134 | G | GT1 |  | Onshore Wind |  | MIS_IA | Iowa | 19 | Greene | 73 | 19073 | 170 | 0 | 2018 | 2023 |  |  | N | Wind | [13 empty] | 0 | 0 | 0 | 0
solar pv | Clif Bar Bakery of Twin Falls | 62151_G_PV1 | 62151 | G | PV1 |  | Solar PV |  | WECC_ID | Idaho | 16 | Twin Falls | 83 | 16083 | 2 | 0 | 2019 | 2028 |  |  | N | Solar | [13 empty] | 0 | 0 | 0 | 0
solar pv | IKEA Live Oak Rooftop PV System | 62152_G_570 | 62152 | G | 570 |  | Solar PV |  | ERC_REST | Texas | 48 | Bexar | 29 | 48029 | 1.7 | 0 | 2019 | 2028 |  |  | N | Solar | [13 empty] | 0 | 0 | 0 | 0
natural gas peaker | 4710 Hosting | 62162_G_4710 | 62162 | G | 4710 |  | Combustion Turbine | IC Engine | MIS_MNWI | Minnesota | 27 | Olmsted | 109 | 27109 | 5 | 11311 | 2012 | 2028 |  |  | N | Distillate Fuel Oil | [13 empty] | 1.6498 | 1.6498 | 1.6498 | 1.6498
natural gas peaker | Maimonides Medical Center | 62174_G_ON300 | 62174 | G | ON300 |  | Combustion Turbine | IC Engine | NY_Z_J | New York | 36 | Kings | 47 | 36047 | 0.3 | 14775 | 1990 | 2028 |  |  | N | Distillate Fuel Oil | [13 empty] | 1.6498 | 1.6498 | 1.6498 | 1.6498
natural gas peaker | Maimonides Medical Center | 62174_G_625DI | 62174 | G | 625DI |  | Combustion Turbine | IC Engine | NY_Z_J | New York | 36 | Kings | 47 | 36047 | 0.5 | 13469 | 1999 | 2028 |  |  | N | Distillate Fuel Oil | [13 empty] | 1.6498 | 1.6498 | 1.6498 | 1.6498
natural gas peaker | Maimonides Medical Center | 62174_G_CM800 | 62174 | G | CM800 |  | Combustion Turbine | IC Engine | NY_Z_J | New York | 36 | Kings | 47 | 36047 | 0.8 | 13469 | 2002 | 2028 |  |  | N | Distillate Fuel Oil | [13 empty] | 1.6498 | 1.6498 | 1.6498 | 1.6498
natural gas peaker | Maimonides Medical Center | 62174_G_CM500 | 62174 | G | CM500 |  | Combustion Turbine | IC Engine | NY_Z_J | New York | 36 | Kings | 47 | 36047 | 0.5 | 13469 | 2006 | 2028 |  |  | N | Distillate Fuel Oil | [13 empty] | 1.6498 | 1.6498 | 1.6498 | 1.6498
natural gas peaker | Maimonides Medical Center | 62174_G_CM900 | 62174 | G | CM900 |  | Combustion Turbine | IC Engine | NY_Z_J | New York | 36 | Kings | 47 | 36047 | 0.9 | 13469 | 2006 | 2028 |  |  | N | Distillate Fuel Oil | [13 empty] | 1.6498 | 1.6498 | 1.6498 | 1.6498
natural gas peaker | Maimonides Medical Center | 62174_G_CN900 | 62174 | G | CN900 |  | Combustion Turbine | IC Engine | NY_Z_J | New York | 36 | Kings | 47 | 36047 | 0.9 | 13469 | 2006 | 2028 |  |  | N | Distillate Fuel Oil | [13 empty] | 1.6498 | 1.6498 | 1.6498 | 1.6498
natural gas peaker | NYC-HH-New Bellevue Hospital | 62250_G_CAT6M | 62250 | G | CAT6M |  | Combustion Turbine | IC Engine | NY_Z_J | New York | 36 | New York | 61 | 36061 | 0.6 | 13469 | 1996 | 2028 |  |  | N | Distillate Fuel Oil | [13 empty] | 1.6498 | 1.6498 | 1.6498 | 1.6498
natural gas peaker | NYC-HH-New Bellevue Hospital | 62250_G_CAT6P | 62250 | G | CAT6P |  | Combustion Turbine | IC Engine | NY_Z_J | New York | 36 | New York | 61 | 36061 | 0.6 | 13469 | 1996 | 2028 |  |  | N | Distillate Fuel Oil | [13 empty] | 1.6498 | 1.6498 | 1.6498 | 1.6498
natural gas peaker | NYC-HH-New Bellevue Hospital | 62250_G_RUD3R | 62250 | G | RUD3R |  | Combustion Turbine | IC Engine | NY_Z_J | New York | 36 | New York | 61 | 36061 | 0.7 | 13469 | 2002 | 2028 |  |  | N | Distillate Fuel Oil | [13 empty] | 1.6498 | 1.6498 | 1.6498 | 1.6498
natural gas peaker | NYC-HH-New Bellevue Hospital | 62250_G_CAT2H | 62250 | G | CAT2H |  | Combustion Turbine | IC Engine | NY_Z_J | New York | 36 | New York | 61 | 36061 | 0.8 | 13469 | 2011 | 2028 |  |  | N | Distillate Fuel Oil | [13 empty] | 1.6498 | 1.6498 | 1.6498 | 1.6498
natural gas peaker | NYC-HH-New Bellevue Hospital | 62250_G_CAT2M | 62250 | G | CAT2M |  | Combustion Turbine | IC Engine | NY_Z_J | New York | 36 | New York | 61 | 36061 | 0.8 | 13469 | 2011 | 2028 |  |  | N | Distillate Fuel Oil | [13 empty] | 1.6498 | 1.6498 | 1.6498 | 1.6498
natural gas peaker | NYC-HH-New Bellevue Hospital | 62250_G_CAT2X | 62250 | G | CAT2X |  | Combustion Turbine | IC Engine | NY_Z_J | New York | 36 | New York | 61 | 36061 | 0.8 | 13469 | 2011 | 2028 |  |  | N | Distillate Fuel Oil | [13 empty] | 1.6498 | 1.6498 | 1.6498 | 1.6498
natural gas peaker | NYC-HH-New Bellevue Hospital | 62250_G_CAT2Y | 62250 | G | CAT2Y |  | Combustion Turbine | IC Engine | NY_Z_J | New York | 36 | New York | 61 | 36061 | 0.8 | 13469 | 2011 | 2028 |  |  | N | Distillate Fuel Oil | [13 empty] | 1.6498 | 1.6498 | 1.6498 | 1.6498
natural gas peaker | NYC-HH-New Bellevue Hospital | 62250_G_CUM6Z | 62250 | G | CUM6Z |  | Combustion Turbine | IC Engine | NY_Z_J | New York | 36 | New York | 61 | 36061 | 0.9 | 13469 | 2011 | 2028 |  |  | N | Distillate Fuel Oil | [13 empty] | 1.6498 | 1.6498 | 1.6498 | 1.6498
natural gas peaker | Westchester County Medical Center | 62270_G_CATN1 | 62270 | G | CATN1 |  | Combustion Turbine | IC Engine | NY_Z_G-I | New York | 36 | Westchester | 119 | 36119 | 0.7 | 14775 | 1974 | 2028 |  |  | N | Distillate Fuel Oil | [13 empty] | 1.6498 | 1.6498 | 1.6498 | 1.6498
natural gas peaker | Westchester County Medical Center | 62270_G_CATN2 | 62270 | G | CATN2 |  | Combustion Turbine | IC Engine | NY_Z_G-I | New York | 36 | Westchester | 119 | 36119 | 0.7 | 14775 | 1974 | 2028 |  |  | N | Distillate Fuel Oil | [13 empty] | 1.6498 | 1.6498 | 1.6498 | 1.6498
natural gas peaker | Westchester County Medical Center | 62270_G_CATR4 | 62270 | G | CATR4 |  | Combustion Turbine | IC Engine | NY_Z_G-I | New York | 36 | Westchester | 119 | 36119 | 0.3 | 14775 | 1980 | 2028 |  |  | N | Distillate Fuel Oil | [13 empty] | 1.6498 | 1.6498 | 1.6498 | 1.6498
natural gas peaker | Westchester County Medical Center | 62270_G_CATN3 | 62270 | G | CATN3 |  | Combustion Turbine | IC Engine | NY_Z_G-I | New York | 36 | Westchester | 119 | 36119 | 0.7 | 13469 | 1996 | 2028 |  |  | N | Distillate Fuel Oil | [13 empty] | 1.6498 | 1.6498 | 1.6498 | 1.6498
natural gas peaker | Westchester County Medical Center | 62270_G_CAT04 | 62270 | G | CAT04 |  | Combustion Turbine | IC Engine | NY_Z_G-I | New York | 36 | Westchester | 119 | 36119 | 0.7 | 13469 | 2000 | 2028 |  |  | N | Distillate Fuel Oil | [13 empty] | 1.6498 | 1.6498 | 1.6498 | 1.6498
natural gas peaker | Westchester County Medical Center | 62270_G_CUM37 | 62270 | G | CUM37 |  | Combustion Turbine | IC Engine | NY_Z_G-I | New York | 36 | Westchester | 119 | 36119 | 0.4 | 13469 | 2000 | 2028 |  |  | N | Distillate Fuel Oil | [13 empty] | 1.6498 | 1.6498 | 1.6498 | 1.6498
natural gas peaker | Westchester County Medical Center | 62270_G_DT250 | 62270 | G | DT250 |  | Combustion Turbine | IC Engine | NY_Z_G-I | New York | 36 | Westchester | 119 | 36119 | 0.3 | 13469 | 2000 | 2028 |  |  | N | Distillate Fuel Oil | [13 empty] | 1.6498 | 1.6498 | 1.6498 | 1.6498
natural gas peaker | Westchester County Medical Center | 62270_G_DT500 | 62270 | G | DT500 |  | Combustion Turbine | IC Engine | NY_Z_G-I | New York | 36 | Westchester | 119 | 36119 | 0.5 | 13469 | 2000 | 2028 |  |  | N | Distillate Fuel Oil | [13 empty] | 1.6498 | 1.6498 | 1.6498 | 1.6498
natural gas peaker | Westchester County Medical Center | 62270_G_CATH1 | 62270 | G | CATH1 |  | Combustion Turbine | IC Engine | NY_Z_G-I | New York | 36 | Westchester | 119 | 36119 | 1.3 | 13469 | 2002 | 2028 |  |  | N | Distillate Fuel Oil | [13 empty] | 1.6498 | 1.6498 | 1.6498 | 1.6498
natural gas peaker | Westchester County Medical Center | 62270_G_CATH2 | 62270 | G | CATH2 |  | Combustion Turbine | IC Engine | NY_Z_G-I | New York | 36 | Westchester | 119 | 36119 | 1.3 | 13469 | 2002 | 2028 |  |  | N | Distillate Fuel Oil | [13 empty] | 1.6498 | 1.6498 | 1.6498 | 1.6498
natural gas peaker | Westchester County Medical Center | 62270_G_DT080 | 62270 | G | DT080 |  | Combustion Turbine | IC Engine | NY_Z_G-I | New York | 36 | Westchester | 119 | 36119 | 0.5 | 13469 | 2002 | 2028 |  |  | N | Distillate Fuel Oil | [13 empty] | 1.6498 | 1.6498 | 1.6498 | 1.6498
natural gas peaker | Westchester County Medical Center | 62270_G_CATR3 | 62270 | G | CATR3 |  | Combustion Turbine | IC Engine | NY_Z_G-I | New York | 36 | Westchester | 119 | 36119 | 0.6 | 13469 | 2013 | 2028 |  |  | N | Distillate Fuel Oil | [13 empty] | 1.6498 | 1.6498 | 1.6498 | 1.6498
solar pv | USS Hockey Pad Solar CSG | 62334_G_USHP | 62334 | G | USHP |  | Solar PV |  | MIS_MNWI | Minnesota | 27 | Scott | 139 | 27139 | 1 | 0 | 2019 | 2023 |  |  | N | Solar | [13 empty] | 0 | 0 | 0 | 0
solar pv | USS Rapidan Solar CSG | 62338_G_USRAP | 62338 | G | USRAP |  | Solar PV |  | MIS_MNWI | Minnesota | 27 | Blue Earth | 13 | 27013 | 1 | 0 | 2019 | 2023 |  |  | N | Solar | [13 empty] | 0 | 0 | 0 | 0
solar pv | IKEA Norfolk Rooftop PV System | 62355_G_569PV | 62355 | G | 569PV |  | Solar PV |  | PJM_Dom | Virginia | 51 | Norfolk | 710 | 51710 | 1.3 | 0 | 2019 | 2028 |  |  | N | Solar | [13 empty] | 0 | 0 | 0 | 0
solar pv | USS Brude Solar CSG | 62361_G_USBRU | 62361 | G | USBRU |  | Solar PV |  | MIS_MNWI | Minnesota | 27 | Blue Earth | 13 | 27013 | 1 | 0 | 2019 | 2023 |  |  | N | Solar | [13 empty] | 0 | 0 | 0 | 0
solar pv | USS East Hauer Watt CSG | 62362_G_USEHW | 62362 | G | USEHW |  | Solar PV |  | MIS_MNWI | Minnesota | 27 | Scott | 139 | 27139 | 1 | 0 | 2019 | 2023 |  |  | N | Solar | [13 empty] | 0 | 0 | 0 | 0
solar pv | Heller 400M | 62438_G_A | 62438 | G | A |  | Solar PV |  | PJM_EMAC | New Jersey | 34 | Middlesex | 23 | 34023 | 0.8 | 0 | 2013 | 2028 |  |  | N | Solar | [13 empty] | 0 | 0 | 0 | 0
solar pv | Heller 400M | 62438_G_B | 62438 | G | B |  | Solar PV |  | PJM_EMAC | New Jersey | 34 | Middlesex | 23 | 34023 | 0.2 | 0 | 2013 | 2028 |  |  | N | Solar | [13 empty] | 0 | 0 | 0 | 0
solar pv | Heller 400M | 62438_G_C | 62438 | G | C |  | Solar PV |  | PJM_EMAC | New Jersey | 34 | Middlesex | 23 | 34023 | 0.2 | 0 | 2013 | 2028 |  |  | N | Solar | [13 empty] | 0 | 0 | 0 | 0
natural gas peaker | JLL-One Rockwood Road | 62446_G_EGEN1 | 62446 | G | EGEN1 |  | Combustion Turbine | IC Engine | NY_Z_G-I | New York | 36 | Westchester | 119 | 36119 | 1.5 | 13469 | 2003 | 2028 |  |  | N | Distillate Fuel Oil | [13 empty] | 1.6498 | 1.6498 | 1.6498 | 1.6498
natural gas peaker | JLL-One Rockwood Road | 62446_G_EGEN2 | 62446 | G | EGEN2 |  | Combustion Turbine | IC Engine | NY_Z_G-I | New York | 36 | Westchester | 119 | 36119 | 1.5 | 13469 | 2003 | 2028 |  |  | N | Distillate Fuel Oil | [13 empty] | 1.6498 | 1.6498 | 1.6498 | 1.6498
natural gas peaker | Kimberly Clark Mobile - CHP Plant | 62449_G_GT100 | 62449 | G | GT100 |  | Combustion Turbine |  | S_SOU | Alabama | 1 | Mobile | 97 | 01097 | 21.8 | 8700 | 2019 | 2028 |  |  | Y | Natural Gas | [13 empty] | 0.011 | 0.011 | 0.011 | 0.011
natural gas peaker | Kimberly Clark Mobile - CHP Plant | 62449_G_GT200 | 62449 | G | GT200 |  | Combustion Turbine |  | S_SOU | Alabama | 1 | Mobile | 97 | 01097 | 21.8 | 8700 | 2019 | 2028 |  |  | Y | Natural Gas | [13 empty] | 0.011 | 0.011 | 0.011 | 0.011
natural gas peaker | St. Johns Episcopal Hospital | 62450_G_F1040 | 62450 | G | F1040 |  | Combustion Turbine | IC Engine | NY_Z_J | New York | 36 | Queens | 81 | 36081 | 1 | 13469 | 1995 | 2028 |  |  | N | Distillate Fuel Oil | [13 empty] | 1.6498 | 1.6498 | 1.6498 | 1.6498
natural gas peaker | St. Johns Episcopal Hospital | 62450_G_CT205 | 62450 | G | CT205 |  | Combustion Turbine | IC Engine | NY_Z_J | New York | 36 | Queens | 81 | 36081 | 0.2 | 13469 | 2010 | 2028 |  |  | N | Distillate Fuel Oil | [13 empty] | 1.6498 | 1.6498 | 1.6498 | 1.6498
natural gas peaker | St. Joseph Hospital | 62452_G_CT250 | 62452 | G | CT250 |  | Combustion Turbine | IC Engine | NY_Z_G-I | New York | 36 | Westchester | 119 | 36119 | 0.3 | 14775 | 1960 | 2028 |  |  | N | Distillate Fuel Oil | [13 empty] | 1.6498 | 1.6498 | 1.6498 | 1.6498
natural gas peaker | St. Joseph Hospital | 62452_G_CT750 | 62452 | G | CT750 |  | Combustion Turbine | IC Engine | NY_Z_G-I | New York | 36 | Westchester | 119 | 36119 | 0.8 | 14775 | 1978 | 2028 |  |  | N | Distillate Fuel Oil | [13 empty] | 1.6498 | 1.6498 | 1.6498 | 1.6498
natural gas peaker | Mt.Sinai-St.Lukes Roosevelt Hosp. Center | 62453_G_CT250 | 62453 | G | CT250 |  | Combustion Turbine | IC Engine | NY_Z_G-I | New York | 36 | Westchester | 119 | 36119 | 0.3 | 14775 | 1960 | 2028 |  |  | N | Distillate Fuel Oil | [13 empty] | 1.6498 | 1.6498 | 1.6498 | 1.6498
natural gas peaker | Mt.Sinai-St.Lukes Roosevelt Hosp. Center | 62453_G_CT750 | 62453 | G | CT750 |  | Combustion Turbine | IC Engine | NY_Z_G-I | New York | 36 | Westchester | 119 | 36119 | 0.8 | 14775 | 1978 | 2028 |  |  | N | Distillate Fuel Oil | [13 empty] | 1.6498 | 1.6498 | 1.6498 | 1.6498
natural gas peaker | Mt.Sinai-St.Lukes Roosevelt Hosp. Center | 62453_G_EG1 | 62453 | G | EG1 |  | Combustion Turbine | IC Engine | NY_Z_G-I | New York | 36 | Westchester | 119 | 36119 | 0.3 | 13469 | 1995 | 2028 |  |  | N | Distillate Fuel Oil | [13 empty] | 1.6498 | 1.6498 | 1.6498 | 1.6498
natural gas peaker | Mt.Sinai-St.Lukes Roosevelt Hosp. Center | 62453_G_EG2 | 62453 | G | EG2 |  | Combustion Turbine | IC Engine | NY_Z_G-I | New York | 36 | Westchester | 119 | 36119 | 0.3 | 13469 | 2010 | 2028 |  |  | N | Distillate Fuel Oil | [13 empty] | 1.6498 | 1.6498 | 1.6498 | 1.6498
natural gas peaker | Mt.Sinai-St.Lukes Roosevelt Hosp. Center | 62453_G_EG3 | 62453 | G | EG3 |  | Combustion Turbine | IC Engine | NY_Z_G-I | New York | 36 | Westchester | 119 | 36119 | 2.5 | 13469 | 2015 | 2028 |  |  | N | Distillate Fuel Oil | [13 empty] | 1.6498 | 1.6498 | 1.6498 | 1.6498
natural gas peaker | Mt.Sinai-St.Lukes Roosevelt Hosp. Center | 62453_G_EG4 | 62453 | G | EG4 |  | Combustion Turbine | IC Engine | NY_Z_G-I | New York | 36 | Westchester | 119 | 36119 | 2.5 | 13469 | 2015 | 2028 |  |  | N | Distillate Fuel Oil | [13 empty] | 1.6498 | 1.6498 | 1.6498 | 1.6498
natural gas peaker | Montefiore Mount Vernon Hospital | 62589_G_CONP7 | 62589 | G | CONP7 |  | Combustion Turbine | IC Engine | NY_Z_G-I | New York | 36 | Westchester | 119 | 36119 | 0.4 | 14775 | 1976 | 2028 |  |  | N | Distillate Fuel Oil | [13 empty] | 1.6498 | 1.6498 | 1.6498 | 1.6498
natural gas peaker | Montefiore Mount Vernon Hospital | 62589_G_DETR4 | 62589 | G | DETR4 |  | Combustion Turbine | IC Engine | NY_Z_G-I | New York | 36 | Westchester | 119 | 36119 | 0.7 | 14775 | 1976 | 2028 |  |  | N | Distillate Fuel Oil | [13 empty] | 1.6498 | 1.6498 | 1.6498 | 1.6498
onshore wind | North English II | 62608_G_1 | 62608 | G | 1 |  | Onshore Wind |  | MIS_IA | Iowa | 19 | Poweshiek | 157 | 19157 | 140 | 0 | 2019 | 2023 |  |  | N | Wind | [13 empty] | 0 | 0 | 0 | 0
natural gas peaker | Rockland Bakery Inc. | 62619_G_CAT1 | 62619 | G | CAT1 |  | Combustion Turbine | IC Engine | NY_Z_G-I | New York | 36 | Rockland | 87 | 36087 | 0.8 | 11686 | 1996 | 2028 |  |  | N | Natural Gas | [13 empty] | 1.061 | 1.061 | 1.061 | 1.061
natural gas peaker | Rockland Bakery Inc. | 62619_G_CAT2 | 62619 | G | CAT2 |  | Combustion Turbine | IC Engine | NY_Z_G-I | New York | 36 | Rockland | 87 | 36087 | 0.8 | 11686 | 1996 | 2028 |  |  | N | Natural Gas | [13 empty] | 1.061 | 1.061 | 1.061 | 1.061
natural gas peaker | Rockland Bakery Inc. | 62619_G_CAT3 | 62619 | G | CAT3 |  | Combustion Turbine | IC Engine | NY_Z_G-I | New York | 36 | Rockland | 87 | 36087 | 0.8 | 11686 | 1996 | 2028 |  |  | N | Natural Gas | [13 empty] | 1.061 | 1.061 | 1.061 | 1.061
natural gas peaker | Rockland Bakery Inc. | 62619_G_CATE4 | 62619 | G | CATE4 |  | Combustion Turbine | IC Engine | NY_Z_G-I | New York | 36 | Rockland | 87 | 36087 | 1.5 | 13469 | 1996 | 2028 |  |  | N | Distillate Fuel Oil | [13 empty] | 1.6498 | 1.6498 | 1.6498 | 1.6498
natural gas peaker | Overlook Medical Center | 62622_G_CHPS1 | 62622 | G | CHPS1 |  | Combustion Turbine | IC Engine | PJM_EMAC | New Jersey | 34 | Union | 39 | 34039 | 1 | 8700 | 2012 | 2021 |  |  | Y | Natural Gas | [13 empty] | 1.061 | 1.061 | 1.061 | 1.061
natural gas peaker | Overlook Medical Center | 62622_G_CHPS2 | 62622 | G | CHPS2 |  | Combustion Turbine | IC Engine | PJM_EMAC | New Jersey | 34 | Union | 39 | 34039 | 1 | 8700 | 2012 | 2022 |  |  | Y | Natural Gas | [13 empty] | 1.061 | 1.061 | 1.061 | 1.061
natural gas peaker | Overlook Medical Center | 62622_G_CHPS3 | 62622 | G | CHPS3 |  | Combustion Turbine | IC Engine | PJM_EMAC | New Jersey | 34 | Union | 39 | 34039 | 1 | 8700 | 2012 | 2028 |  |  | Y | Distillate Fuel Oil | [13 empty] | 1.6498 | 1.6498 | 1.6498 | 1.6498
natural gas peaker | New York Presbyterian-The Allen Hospital | 62650_G_CAT32 | 62650 | G | CAT32 |  | Combustion Turbine | IC Engine | NY_Z_J | New York | 36 | New York | 61 | 36061 | 1 | 13469 | 2009 | 2023 |  |  | N | Distillate Fuel Oil | [13 empty] | 1.6498 | 1.6498 | 1.6498 | 1.6498
solar pv | Novel Solar One CSG LLC | 62665_G_HELD | 62665 | G | HELD |  | Solar PV |  | MIS_MNWI | Minnesota | 27 | Stearns | 145 | 27145 | 3 | 0 | 2019 | 2019 |  |  | N | Solar | [13 empty] | 0 | 0 | 0 | 0
natural gas peaker | Epic Verona | 62676_G_G301 | 62676 | G | G301 |  | Combustion Turbine | IC Engine | MIS_WUMS | Wisconsin | 55 | Dane | 25 | 55025 | 2.3 | 13469 | 2009 | 2028 |  |  | N | Distillate Fuel Oil | [13 empty] | 1.6498 | 1.6498 | 1.6498 | 1.6498
natural gas peaker | Epic Verona | 62676_G_G302 | 62676 | G | G302 |  | Combustion Turbine | IC Engine | MIS_WUMS | Wisconsin | 55 | Dane | 25 | 55025 | 2.3 | 13469 | 2009 | 2028 |  |  | N | Distillate Fuel Oil | [13 empty] | 1.6498 | 1.6498 | 1.6498 | 1.6498
natural gas peaker | Epic Verona | 62676_G_G303 | 62676 | G | G303 |  | Combustion Turbine | IC Engine | MIS_WUMS | Wisconsin | 55 | Dane | 25 | 55025 | 2.3 | 13469 | 2009 | 2028 |  |  | N | Distillate Fuel Oil | [13 empty] | 1.6498 | 1.6498 | 1.6498 | 1.6498
solar pv | Epic Verona | 62676_G_PV | 62676 | G | PV |  | Solar PV |  | MIS_WUMS | Wisconsin | 55 | Dane | 25 | 55025 | 1.8 | 0 | 2011 | 2028 |  |  | N | Solar | [13 empty] | 0 | 0 | 0 | 0
natural gas peaker | Epic Verona | 62676_G_G101 | 62676 | G | G101 |  | Combustion Turbine | IC Engine | MIS_WUMS | Wisconsin | 55 | Dane | 25 | 55025 | 2.3 | 13469 | 2013 | 2028 |  |  | N | Distillate Fuel Oil | [13 empty] | 1.6498 | 1.6498 | 1.6498 | 1.6498
natural gas peaker | Epic Verona | 62676_G_G102 | 62676 | G | G102 |  | Combustion Turbine | IC Engine | MIS_WUMS | Wisconsin | 55 | Dane | 25 | 55025 | 2.3 | 13469 | 2013 | 2028 |  |  | N | Distillate Fuel Oil | [13 empty] | 1.6498 | 1.6498 | 1.6498 | 1.6498
natural gas peaker | Epic Verona | 62676_G_G103 | 62676 | G | G103 |  | Combustion Turbine | IC Engine | MIS_WUMS | Wisconsin | 55 | Dane | 25 | 55025 | 2.3 | 13469 | 2013 | 2028 |  |  | N | Distillate Fuel Oil | [13 empty] | 1.6498 | 1.6498 | 1.6498 | 1.6498
natural gas peaker | Epic Verona | 62676_G_G104 | 62676 | G | G104 |  | Combustion Turbine | IC Engine | MIS_WUMS | Wisconsin | 55 | Dane | 25 | 55025 | 2.3 | 13469 | 2013 | 2028 |  |  | N | Distillate Fuel Oil | [13 empty] | 1.6498 | 1.6498 | 1.6498 | 1.6498
natural gas peaker | Epic Verona | 62676_G_G105 | 62676 | G | G105 |  | Combustion Turbine | IC Engine | MIS_WUMS | Wisconsin | 55 | Dane | 25 | 55025 | 2.3 | 13469 | 2013 | 2028 |  |  | N | Distillate Fuel Oil | [13 empty] | 1.6498 | 1.6498 | 1.6498 | 1.6498
natural gas peaker | Epic Verona | 62676_G_G202 | 62676 | G | G202 |  | Combustion Turbine | IC Engine | MIS_WUMS | Wisconsin | 55 | Dane | 25 | 55025 | 2.3 | 13469 | 2013 | 2028 |  |  | N | Distillate Fuel Oil | [13 empty] | 1.6498 | 1.6498 | 1.6498 | 1.6498
natural gas peaker | Epic Verona | 62676_G_G203 | 62676 | G | G203 |  | Combustion Turbine | IC Engine | MIS_WUMS | Wisconsin | 55 | Dane | 25 | 55025 | 2.3 | 13469 | 2013 | 2028 |  |  | N | Distillate Fuel Oil | [13 empty] | 1.6498 | 1.6498 | 1.6498 | 1.6498
natural gas peaker | Epic Verona | 62676_G_G204 | 62676 | G | G204 |  | Combustion Turbine | IC Engine | MIS_WUMS | Wisconsin | 55 | Dane | 25 | 55025 | 2.3 | 13469 | 2013 | 2028 |  |  | N | Distillate Fuel Oil | [13 empty] | 1.6498 | 1.6498 | 1.6498 | 1.6498
natural gas peaker | Epic Verona | 62676_G_G205 | 62676 | G | G205 |  | Combustion Turbine | IC Engine | MIS_WUMS | Wisconsin | 55 | Dane | 25 | 55025 | 2.3 | 13469 | 2013 | 2028 |  |  | N | Distillate Fuel Oil | [13 empty] | 1.6498 | 1.6498 | 1.6498 | 1.6498
natural gas peaker | Epic Verona | 62676_G_G206 | 62676 | G | G206 |  | Combustion Turbine | IC Engine | MIS_WUMS | Wisconsin | 55 | Dane | 25 | 55025 | 2.3 | 13469 | 2013 | 2028 |  |  | N | Distillate Fuel Oil | [13 empty] | 1.6498 | 1.6498 | 1.6498 | 1.6498
natural gas peaker | Epic Verona | 62676_G_G207 | 62676 | G | G207 |  | Combustion Turbine | IC Engine | MIS_WUMS | Wisconsin | 55 | Dane | 25 | 55025 | 2.3 | 13469 | 2013 | 2028 |  |  | N | Distillate Fuel Oil | [13 empty] | 1.6498 | 1.6498 | 1.6498 | 1.6498
natural gas peaker | Epic Verona | 62676_G_G208 | 62676 | G | G208 |  | Combustion Turbine | IC Engine | MIS_WUMS | Wisconsin | 55 | Dane | 25 | 55025 | 2.3 | 13469 | 2013 | 2028 |  |  | N | Distillate Fuel Oil | [13 empty] | 1.6498 | 1.6498 | 1.6498 | 1.6498
natural gas peaker | Epic Verona | 62676_G_G209 | 62676 | G | G209 |  | Combustion Turbine | IC Engine | MIS_WUMS | Wisconsin | 55 | Dane | 25 | 55025 | 2.3 | 13469 | 2013 | 2028 |  |  | N | Distillate Fuel Oil | [13 empty] | 1.6498 | 1.6498 | 1.6498 | 1.6498
natural gas peaker | Epic Verona | 62676_G_G210 | 62676 | G | G210 |  | Combustion Turbine | IC Engine | MIS_WUMS | Wisconsin | 55 | Dane | 25 | 55025 | 2.3 | 13469 | 2013 | 2028 |  |  | N | Distillate Fuel Oil | [13 empty] | 1.6498 | 1.6498 | 1.6498 | 1.6498
natural gas peaker | Epic Verona | 62676_G_G211 | 62676 | G | G211 |  | Combustion Turbine | IC Engine | MIS_WUMS | Wisconsin | 55 | Dane | 25 | 55025 | 2.3 | 13469 | 2013 | 2028 |  |  | N | Distillate Fuel Oil | [13 empty] | 1.6498 | 1.6498 | 1.6498 | 1.6498
solar pv | IKEA Canton Rooftop PV System | 62677_G_26A | 62677 | G | 26A |  | Solar PV |  | MIS_LMI | Michigan | 26 | Wayne | 163 | 26163 | 0.8 | 0 | 2015 | 2028 |  |  | N | Solar | [13 empty] | 0 | 0 | 0 | 0
solar pv | IKEA Canton Rooftop PV System | 62677_G_26B | 62677 | G | 26B |  | Solar PV |  | MIS_LMI | Michigan | 26 | Wayne | 163 | 26163 | 0.2 | 0 | 2016 | 2028 |  |  | N | Solar | [13 empty] | 0 | 0 | 0 | 0
onshore wind | Harbec Energy | 62736_G_250KW | 62736 | G | 250KW |  | Onshore Wind |  | NY_Z_C&E | New York | 36 | Ontario | 69 | 36069 | 0.3 | 0 | 2001 | 2028 |  |  | N | Wind | [13 empty] | 0 | 0 | 0 | 0
onshore wind | Harbec Energy | 62736_G_850KW | 62736 | G | 850KW |  | Onshore Wind |  | NY_Z_C&E | New York | 36 | Ontario | 69 | 36069 | 0.9 | 0 | 2011 | 2028 |  |  | N | Wind | [13 empty] | 0 | 0 | 0 | 0
natural gas peaker | Harbec Energy | 62736_G_CPH | 62736 | G | CPH |  | Combustion Turbine |  | NY_Z_C&E | New York | 36 | Ontario | 69 | 36069 | 0.5 | 8700 | 2015 | 2028 |  |  | Y | Natural Gas | [13 empty] | 0.23894 | 0.23894 | 0.23894 | 0.23894
natural gas peaker | Mount Joy Wire | 62741_G_CHP | 62741 | G | CHP |  | Combustion Turbine | IC Engine | PJM_EMAC | Pennsylvania | 42 | Lancaster | 71 | 42071 | 1.1 | 8700 | 2011 | 2028 |  |  | Y | Natural Gas | [13 empty] | 1.061 | 1.061 | 1.061 | 1.061
solar pv | Grove Solar, LLC | 62807_G_12083 | 62807 | G | 12083 |  | Solar PV |  | S_VACA | North Carolina | 37 | Craven | 49 | 37049 | 5 | 0 | 2019 | 2019 |  |  | N | Solar | [13 empty] | 0 | 0 | 0 | 0
0 | Acushnet Ball Plant 2 | 62835_G_ESS-1 | 62835 | G | ESS-1 |  | Energy Storage |  | NENGREST | Massachusetts | 25 | Bristol | 5 | 25005 | 1 | 0 | 2019 | 2028 |  |  | N | Energy Storage | [13 empty] | 0 | 0 | 0 | 0
0 | Acushnet Ball Plant 2 | 62835_G_ESS-2 | 62835 | G | ESS-2 |  | Energy Storage |  | NENGREST | Massachusetts | 25 | Bristol | 5 | 25005 | 0.5 | 0 | 2019 | 2028 |  |  | N | Energy Storage | [13 empty] | 0 | 0 | 0 | 0
biomass | Coventry Clean Energy Corporation | 62859_G_COV-1 | 62859 | G | COV-1 |  | Landfill Gas |  | NENGREST | Vermont | 50 | Orleans | 19 | 50019 | 1.5 | 13500 | 2005 | 2024 |  |  | N | Landfill Gas | [13 empty] | 0.22117 | 0.22117 | 0.22117 | 0.22117
biomass | Coventry Clean Energy Corporation | 62859_G_COV-2 | 62859 | G | COV-2 |  | Landfill Gas |  | NENGREST | Vermont | 50 | Orleans | 19 | 50019 | 1.5 | 13500 | 2005 | 2024 |  |  | N | Landfill Gas | [13 empty] | 0.22117 | 0.22117 | 0.22117 | 0.22117
biomass | Coventry Clean Energy Corporation | 62859_G_COV-3 | 62859 | G | COV-3 |  | Landfill Gas |  | NENGREST | Vermont | 50 | Orleans | 19 | 50019 | 1.5 | 13500 | 2005 | 2024 |  |  | N | Landfill Gas | [13 empty] | 0.22117 | 0.22117 | 0.22117 | 0.22117
biomass | Coventry Clean Energy Corporation | 62859_G_COV-4 | 62859 | G | COV-4 |  | Landfill Gas |  | NENGREST | Vermont | 50 | Orleans | 19 | 50019 | 1.5 | 13500 | 2007 | 2024 |  |  | N | Landfill Gas | [13 empty] | 0.22117 | 0.22117 | 0.22117 | 0.22117
biomass | Coventry Clean Energy Corporation | 62859_G_COV-5 | 62859 | G | COV-5 |  | Landfill Gas |  | NENGREST | Vermont | 50 | Orleans | 19 | 50019 | 1.5 | 13500 | 2009 | 2024 |  |  | N | Landfill Gas | [13 empty] | 0.22117 | 0.22117 | 0.22117 | 0.22117
natural gas peaker | Phoenix Contact - CCHP Plant | 62901_G_CCHP | 62901 | G | CCHP |  | Combustion Turbine |  | PJM_WMAC | Pennsylvania | 42 | Dauphin | 43 | 42043 | 1 | 8700 | 2014 | 2028 |  |  | Y | Natural Gas | [13 empty] | 0.23894 | 0.23894 | 0.23894 | 0.23894
solar pv | Novel Solar Two LLC | 62913_G_SCHNE | 62913 | G | SCHNE |  | Solar PV |  | MIS_MNWI | Minnesota | 27 | Stearns | 145 | 27145 | 5 | 0 | 2019 | 2023 |  |  | N | Solar | [13 empty] | 0 | 0 | 0 | 0
solar pv | Desert Star Hybrid | 62965_G_DSPV | 62965 | G | DSPV |  | Solar PV |  | WECC_AZ | Arizona | 4 | Maricopa | 13 | 04013 | 10 | 0 | 2015 | 2015 |  |  | N | Solar | [13 empty] | 0 | 0 | 0 | 0
natural gas peaker | Hannibal - Oakwood Substation | 63097_G_EP-01 | 63097 | G | EP-01 |  | Combustion Turbine | IC Engine | S_D_AECI | Missouri | 29 | Marion | 127 | 29127 | 1.8 | 13469 | 2018 | 2021 |  |  | N | Distillate Fuel Oil | [13 empty] | 1.6498 | 1.6498 | 1.6498 | 1.6498
natural gas peaker | Hannibal - Oakwood Substation | 63097_G_EP-02 | 63097 | G | EP-02 |  | Combustion Turbine | IC Engine | S_D_AECI | Missouri | 29 | Marion | 127 | 29127 | 1.8 | 13469 | 2018 | 2021 |  |  | N | Distillate Fuel Oil | [13 empty] | 1.6498 | 1.6498 | 1.6498 | 1.6498
natural gas peaker | Hannibal - Oakwood Substation | 63097_G_EP-03 | 63097 | G | EP-03 |  | Combustion Turbine | IC Engine | S_D_AECI | Missouri | 29 | Marion | 127 | 29127 | 1.8 | 13469 | 2018 | 2021 |  |  | N | Distillate Fuel Oil | [13 empty] | 1.6498 | 1.6498 | 1.6498 | 1.6498
natural gas peaker | Hannibal - Oakwood Substation | 63097_G_EP-04 | 63097 | G | EP-04 |  | Combustion Turbine | IC Engine | S_D_AECI | Missouri | 29 | Marion | 127 | 29127 | 1.8 | 13469 | 2018 | 2021 |  |  | N | Distillate Fuel Oil | [13 empty] | 1.6498 | 1.6498 | 1.6498 | 1.6498
natural gas peaker | Hannibal - Oakwood Substation | 63097_G_EP-05 | 63097 | G | EP-05 |  | Combustion Turbine | IC Engine | S_D_AECI | Missouri | 29 | Marion | 127 | 29127 | 1.8 | 13469 | 2018 | 2021 |  |  | N | Distillate Fuel Oil | [13 empty] | 1.6498 | 1.6498 | 1.6498 | 1.6498
natural gas peaker | Hannibal - Oakwood Substation | 63097_G_EP-06 | 63097 | G | EP-06 |  | Combustion Turbine | IC Engine | S_D_AECI | Missouri | 29 | Marion | 127 | 29127 | 1.8 | 13469 | 2018 | 2021 |  |  | N | Distillate Fuel Oil | [13 empty] | 1.6498 | 1.6498 | 1.6498 | 1.6498
natural gas peaker | Hannibal - Oakwood Substation | 63097_G_EP-07 | 63097 | G | EP-07 |  | Combustion Turbine | IC Engine | S_D_AECI | Missouri | 29 | Marion | 127 | 29127 | 1.8 | 13469 | 2018 | 2021 |  |  | N | Distillate Fuel Oil | [13 empty] | 1.6498 | 1.6498 | 1.6498 | 1.6498
natural gas peaker | Hannibal - Oakwood Substation | 63097_G_EP-08 | 63097 | G | EP-08 |  | Combustion Turbine | IC Engine | S_D_AECI | Missouri | 29 | Marion | 127 | 29127 | 1.8 | 13469 | 2018 | 2021 |  |  | N | Distillate Fuel Oil | [13 empty] | 1.6498 | 1.6498 | 1.6498 | 1.6498
natural gas peaker | Hannibal - Water Treatment Plant | 63098_G_EP-09 | 63098 | G | EP-09 |  | Combustion Turbine | IC Engine | S_D_AECI | Missouri | 29 | Marion | 127 | 29127 | 1.8 | 13469 | 2018 | 2021 |  |  | N | Distillate Fuel Oil | [13 empty] | 1.6498 | 1.6498 | 1.6498 | 1.6498
natural gas peaker | Hannibal - Wastewater Treatment Plant | 63099_G_EP-10 | 63099 | G | EP-10 |  | Combustion Turbine | IC Engine | S_D_AECI | Missouri | 29 | Marion | 127 | 29127 | 1.8 | 13469 | 2018 | 2021 |  |  | N | Distillate Fuel Oil | [13 empty] | 1.6498 | 1.6498 | 1.6498 | 1.6498
solar pv | King CSG | 63135_G_KING1 | 63135 | G | KING1 |  | Solar PV |  | NENGREST | Rhode Island | 44 | Providence | 7 | 44007 | 7 | 0 | 2020 | 2023 |  |  | N | Solar | [13 empty] | 0 | 0 | 0 | 0
solar pv | King CSG | 63135_G_KING2 | 63135 | G | KING2 |  | Solar PV |  | NENGREST | Rhode Island | 44 | Providence | 7 | 44007 | 7.8 | 0 | 2020 | 2023 |  |  | N | Solar | [13 empty] | 0 | 0 | 0 | 0
natural gas peaker | Tinker | 63628_G_5A | 63628 | G | 5A |  | Combustion Turbine |  | SPP_WEST | Oklahoma | 40 | Oklahoma | 109 | 40109 | 33 | 10745 | 1971 | 2025 |  |  | N | Natural Gas, Distillate Fuel Oil | [13 empty] | 0.09532 | 0.09532 | 0.09532 | 0.09532
natural gas peaker | Tinker | 63628_G_5B | 63628 | G | 5B |  | Combustion Turbine |  | SPP_WEST | Oklahoma | 40 | Oklahoma | 109 | 40109 | 31 | 10745 | 1971 | 2025 |  |  | N | Natural Gas, Distillate Fuel Oil | [13 empty] | 0.09532 | 0.09532 | 0.09532 | 0.09532
natural gas steam turbine | POET Biorefining - Jewell | 63826_G_1 | 63826 | G | 1 |  | O/G Steam |  | MIS_MIDA | Iowa | 19 | Hamilton | 79 | 19079 | 0.9 | 8300 | 2019 | 2028 |  |  | N | Natural Gas | [13 empty] | 0.23063 | 0.23063 | 0.23063 | 0.23063
natural gas steam turbine | POET Biorefining - Marion, LLC | 63829_G_1 | 63829 | G | 1 |  | O/G Steam |  | PJM_ATSI | Ohio | 39 | Marion | 101 | 39101 | 3.9 | 8300 | 2017 | 2028 |  |  | N | Natural Gas | [13 empty] | 0.23063 | 0.23063 | 0.23063 | 0.23063
natural gas steam turbine | POET Biorefining - Marion, LLC | 63829_G_2 | 63829 | G | 2 |  | O/G Steam |  | PJM_ATSI | Ohio | 39 | Marion | 101 | 39101 | 3.9 | 8300 | 2017 | 2028 |  |  | N | Natural Gas | [13 empty] | 0.23063 | 0.23063 | 0.23063 | 0.23063
natural gas steam turbine | POET Biorefining Caro, LLC | 63831_G_1 | 63831 | G | 1 |  | O/G Steam |  | MIS_LMI | Michigan | 26 | Tuscola | 157 | 26157 | 3.8 | 8300 | 2018 | 2028 |  |  | N | Natural Gas | [13 empty] | 0.23063 | 0.23063 | 0.23063 | 0.23063
natural gas steam turbine | POET Biorefining-Hanlontown, LLC | 63832_G_1 | 63832 | G | 1 |  | O/G Steam |  | MIS_IA | Iowa | 19 | Worth | 195 | 19195 | 4 | 8300 | 2019 | 2028 |  |  | N | Natural Gas | [13 empty] | 0.23063 | 0.23063 | 0.23063 | 0.23063
natural gas steam turbine | POET Biorefining - North Manchester, LLC | 63852_G_K745 | 63852 | G | K745 |  | O/G Steam |  | MIS_INKY | Indiana | 18 | Wabash | 169 | 18169 | 3.9 | 8300 | 2017 | 2028 |  |  | N | Natural Gas | [13 empty] | 0.23063 | 0.23063 | 0.23063 | 0.23063
natural gas steam turbine | POET Biorefining - Hudson | 63918_G_1 | 63918 | G | 1 |  | O/G Steam |  | SPP_WAUE | South Dakota | 46 | Lincoln | 83 | 46083 | 3.6 | 8300 | 2019 | 2028 |  |  | N | Natural Gas | [13 empty] | 0.23063 | 0.23063 | 0.23063 | 0.23063
natural gas steam turbine | POET Biorefining LLC - Corning | 63919_G_1 | 63919 | G | 1 |  | O/G Steam |  | MIS_IA | Iowa | 19 | Adams | 3 | 19003 | 5 | 8300 | 2018 | 2028 |  |  | N | Natural Gas | [13 empty] | 0.23063 | 0.23063 | 0.23063 | 0.23063
natural gas steam turbine | POET Biorefining - Fostoria | 63920_G_1 | 63920 | G | 1 |  | O/G Steam |  | PJM_ATSI | Ohio | 39 | Seneca | 147 | 39147 | 3.5 | 8300 | 2017 | 2028 |  |  | N | Natural Gas | [13 empty] | 0.23063 | 0.23063 | 0.23063 | 0.23063
natural gas steam turbine | POET Biorefining - Portland | 63922_G_G-745 | 63922 | G | G-745 |  | O/G Steam |  | PJM_West | Indiana | 18 | Jay | 75 | 18075 | 3.5 | 8300 | 2017 | 2028 |  |  | N | Natural Gas | [13 empty] | 0.23063 | 0.23063 | 0.23063 | 0.23063
natural gas steam turbine | POET Biorefining - Gowrie | 63923_G_1 | 63923 | G | 1 |  | O/G Steam |  | MIS_IA | Iowa | 19 | Webster | 187 | 19187 | 5 | 8300 | 2018 | 2028 |  |  | N | Natural Gas | [13 empty] | 0.23063 | 0.23063 | 0.23063 | 0.23063
natural gas steam turbine | POET Biorefining- Alexandria, LLC | 63924_G_1 | 63924 | G | 1 |  | O/G Steam |  | PJM_West | Indiana | 18 | Madison | 95 | 18095 | 3.6 | 8300 | 2008 | 2028 |  |  | N | Natural Gas | [13 empty] | 0.23063 | 0.23063 | 0.23063 | 0.23063
natural gas steam turbine | POET Biorefining - Leipsic, LLC | 63927_G_1 | 63927 | G | 1 |  | O/G Steam |  | PJM_West | Ohio | 39 | Putnam | 137 | 39137 | 3.5 | 8300 | 2017 | 2028 |  |  | N | Natural Gas | [13 empty] | 0.23063 | 0.23063 | 0.23063 | 0.23063
natural gas peaker | Quest Diagnostics | 83001_G_1 | 83001 | G | 1 |  | Combustion Turbine | IC Engine | PJM_Dom | Virginia | 51 | Loudoun | 107 | 51107 | 4 | 14397 | 2016 | 2023 |  |  | N | Distillate Fuel Oil | [13 empty] | 1.6498 | 1.6498 | 1.6498 | 1.6498
natural gas peaker | Micron Technology Incorporated | 83002_G_1 | 83002 | G | 1 |  | Combustion Turbine | IC Engine | PJM_Dom | Virginia | 51 | Prince William | 153 | 51153 | 6 | 11132 | 2016 | 2023 |  |  | N | Distillate Fuel Oil | [13 empty] | 1.6498 | 1.6498 | 1.6498 | 1.6498
natural gas peaker | AOL | 83003_G_1 | 83003 | G | 1 |  | Combustion Turbine | IC Engine | PJM_Dom | Virginia | 51 | Loudoun | 107 | 51107 | 14 | 11132 | 2016 | 2023 |  |  | N | Distillate Fuel Oil | [13 empty] | 1.6498 | 1.6498 | 1.6498 | 1.6498
natural gas peaker | AOL | 83004_G_1 | 83004 | G | 1 |  | Combustion Turbine | IC Engine | PJM_Dom | Virginia | 51 | Prince William | 153 | 51153 | 25 | 11132 | 2016 | 2023 |  |  | N | Distillate Fuel Oil | [13 empty] | 1.6498 | 1.6498 | 1.6498 | 1.6498
natural gas peaker | MCI | 83005_G_1 | 83005 | G | 1 |  | Combustion Turbine | IC Engine | PJM_Dom | Virginia | 51 | Loudoun | 107 | 51107 | 32 | 11132 | 2016 | 2023 |  |  | N | Distillate Fuel Oil | [13 empty] | 1.6498 | 1.6498 | 1.6498 | 1.6498
natural gas peaker | AOL | 83006_G_1 | 83006 | G | 1 |  | Combustion Turbine | IC Engine | PJM_Dom | Virginia | 51 | Fairfax | 59 | 51059 | 44 | 11132 | 2016 | 2023 |  |  | N | Distillate Fuel Oil | [13 empty] | 1.6498 | 1.6498 | 1.6498 | 1.6498
natural gas peaker | DuPont Fabros | 83007_G_1 | 83007 | G | 1 |  | Combustion Turbine | IC Engine | PJM_Dom | Virginia | 51 | Loudoun | 107 | 51107 | 60 | 11132 | 2016 | 2023 |  |  | N | Distillate Fuel Oil | [13 empty] | 1.6498 | 1.6498 | 1.6498 | 1.6498
646

## Included Plant Filters
Instructions
Change the filter settings below to include or exclude certain plant types.
Filters may be specified separately for each EPS electricity source category. This capability is important for biomass, where much of the most important and cost-effective generation are non-utility CHP plants.
| Include CHP Plants? | Include Non-Utilty Plants?
hard coal | TRUE | FALSE
natural gas steam turbine | TRUE | FALSE
natural gas combined cycle | TRUE | FALSE
nuclear | TRUE | FALSE
hydro | TRUE | FALSE
onshore wind | TRUE | FALSE
solar PV | TRUE | FALSE
solar thermal | TRUE | FALSE
biomass | TRUE | TRUE
geothermal | TRUE | FALSE
petroleum | TRUE | FALSE
natural gas peaker | TRUE | FALSE
lignite | TRUE | FALSE
offshore wind | TRUE | FALSE
crude oil | TRUE | FALSE
heavy or residual fuel oil | TRUE | FALSE
municipal solid waste | TRUE | FALSE
other | TRUE | FALSE | This row exists to help prevent #N/A errors in the "Include?" columns of Form 923 and Form 860.
hard coal w CCS | TRUE | FALSE
natural gas steam turbine w CCS | TRUE | FALSE
natural gas combined cycle w CCS | TRUE | FALSE
biomass w CCS | TRUE | FALSE
natural gas peaker w CCS | TRUE | FALSE
lignite w CCS | TRUE | FALSE
small modular reactor | TRUE | FALSE
pumped hydro | TRUE | FALSE
Average Values for Existing Plants
It can be helpful to see how the average values for existing plants respond while you configure the filter settings above to ensure you get expected behavior from your filters.
Note that average heat rate values are used on the output tab BHRaSYC for vintages with no heat rate data.
| Heat Rate (BTU/(MW*hour)) | Total Start Year Capacity (MW)
hard coal | 10648286.5324 | 520
natural gas steam turbine | 11288508.0028 | 9571.1
natural gas combined cycle | 7967161.6402 | 9859.5
nuclear | 10446660.3279 | 4239.3
hydro | not applicable | 4543.2
onshore wind | not applicable | 1980
solar PV | not applicable | 657.4
solar thermal | not applicable | 0
biomass | 9536107.1582 | 198.5
geothermal | not applicable | 0
petroleum | 11351477.7378 | 2414
natural gas peaker | 10852612.211 | 3037.1
lignite | 0 | 0
offshore wind | not applicable | 0
crude oil | 0 | 0
heavy or residual fuel oil | 0 | 0
municipal solid waste | 18731050.5731 | 194.8
hard coal w CCS |  | 0
natural gas steam turbine w CCS |  | 0
natural gas combined cycle w CCS |  | 0
biomass w CCS |  | 0
natural gas peaker w CCS |  | 0
lignite w CCS |  | 0
small modular reactor
pumped hydro

## Table_6_04_2020
Table 6.4. Retired Utility Scale Generating Units by Operating Company, Plant, and Month, 2020
Technology.EnergySource | EPS Electricity Source | Include? | Year | Month | Entity ID | Entity Name | Plant Producer Type | Plant Name | Plant State | Plant ID | Generator ID | Net Summer Capacity (MW) | Technology | Energy Source Code | Prime Mover Code
Conventional Steam Coal.BIT | hard coal | TRUE | 2020 | 1 | 3046 | Duke Energy Progress - (NC) | Electric Utility | Asheville | NC | 2706 | 1 | 189 | Conventional Steam Coal | BIT | ST
Conventional Steam Coal.BIT | hard coal | TRUE | 2020 | 1 | 3046 | Duke Energy Progress - (NC) | Electric Utility | Asheville | NC | 2706 | 2 | 189 | Conventional Steam Coal | BIT | ST
Natural Gas Fired Combined Cycle.NG | natural gas combined cycle | TRUE | 2020 | 1 | 9155 | Inland Empire Energy Ctr LLC | IPP | Inland Empire Energy Center | CA | 55853 | 1 | 345 | Natural Gas Fired Combined Cycle | NG | CS
Natural Gas Fired Combined Cycle.NG | natural gas combined cycle | TRUE | 2020 | 1 | 9155 | Inland Empire Energy Ctr LLC | IPP | Inland Empire Energy Center | CA | 55853 | 2 | 345 | Natural Gas Fired Combined Cycle | NG | CS
Conventional Steam Coal.WC | hard coal | TRUE | 2020 | 1 | 12949 | Morgantown Energy Associates | Electric CHP | Morgantown Energy Facility | WV | 10743 | GEN1 | 50 | Conventional Steam Coal | WC | ST
Conventional Steam Coal.SUB | hard coal | TRUE | 2020 | 1 | 15298 | Talen Montana LLC | IPP | Colstrip | MT | 6076 | 1 | 307 | Conventional Steam Coal | SUB | ST
Conventional Steam Coal.SUB | hard coal | TRUE | 2020 | 1 | 15298 | Talen Montana LLC | IPP | Colstrip | MT | 6076 | 2 | 307 | Conventional Steam Coal | SUB | ST
Conventional Steam Coal.BIT | hard coal | TRUE | 2020 | 1 | 18642 | Tennessee Valley Authority | Electric Utility | Paradise | KY | 1378 | 3 | 971 | Conventional Steam Coal | BIT | ST
Onshore Wind Turbine.WND | onshore wind | TRUE | 2020 | 1 | 2770 | Terra-Gen Operating Co-Wind | IPP | Difwind Farms Ltd I | CA | 54681 | EXIS | 7.3 | Onshore Wind Turbine | WND | WT
Onshore Wind Turbine.WND | onshore wind | TRUE | 2020 | 1 | 2770 | Terra-Gen Operating Co-Wind | IPP | Difwind Farms Ltd II | CA | 54682 | EXIS | 5.4 | Onshore Wind Turbine | WND | WT
Onshore Wind Turbine.WND | onshore wind | TRUE | 2020 | 1 | 2770 | Terra-Gen Operating Co-Wind | IPP | Difwind Farms Ltd V | CA | 54685 | EXIS | 11.6 | Onshore Wind Turbine | WND | WT
Onshore Wind Turbine.WND | onshore wind | TRUE | 2020 | 1 | 2770 | Terra-Gen Operating Co-Wind | IPP | Terra-Gen 251 Wind LLC | CA | 52161 | WGNS | 18.4 | Onshore Wind Turbine | WND | WT
Onshore Wind Turbine.WND | onshore wind | TRUE | 2020 | 1 | 2770 | Terra-Gen Operating Co-Wind | IPP | Victory Garden Phase IV LLC | CA | 52160 | WGNS | 22 | Onshore Wind Turbine | WND | WT
Natural Gas Internal Combustion Engine.NG | natural gas peaker | FALSE | 2020 | 2 | 56953 | Bos Dairy, LLC | Industrial | Bos Dairy, LLC | IN | 57625 | BOS2 | 0.6 | Natural Gas Internal Combustion Engine | NG | IC
Petroleum Liquids.DFO | petroleum | TRUE | 2020 | 2 | 6526 | FirstEnergy Generation Corp | IPP | FirstEnergy Eastlake | OH | 2837 | 6 | 24 | Petroleum Liquids | DFO | GT
Natural Gas Fired Combined Cycle.NG | natural gas combined cycle | FALSE | 2020 | 2 | 57463 | Kimberly-Clark Worldwide Inc | Industrial | Fullerton Mill CHP | CA | 58083 | GTG1 | 12 | Natural Gas Fired Combined Cycle | NG | CT
Natural Gas Fired Combined Cycle.NG | natural gas combined cycle | FALSE | 2020 | 2 | 57463 | Kimberly-Clark Worldwide Inc | Industrial | Fullerton Mill CHP | CA | 58083 | STG1 | 1 | Natural Gas Fired Combined Cycle | NG | CA
Onshore Wind Turbine.WND | onshore wind | TRUE | 2020 | 2 | 2770 | Terra-Gen Operating Co-Wind | IPP | Altech III | CA | 50485 | GEN1 | 21.7 | Onshore Wind Turbine | WND | WT
Onshore Wind Turbine.WND | onshore wind | TRUE | 2020 | 2 | 2770 | Terra-Gen Operating Co-Wind | IPP | Altech III | CA | 50485 | GEN2 | 3.4 | Onshore Wind Turbine | WND | WT
Onshore Wind Turbine.WND | onshore wind | TRUE | 2020 | 2 | 2770 | Terra-Gen Operating Co-Wind | IPP | Dutch Wind Energy | CA | 57301 | DEC | 8 | Onshore Wind Turbine | WND | WT
Conventional Steam Coal.WC | hard coal | TRUE | 2020 | 2 | 20541 | Wheelabrator Environmental Systems | Electric CHP | Wheelabrator Frackville Energy | PA | 50879 | GEN1 | 42.5 | Conventional Steam Coal | WC | ST
Natural Gas Fired Combustion Turbine.NG | natural gas peaker | TRUE | 2020 | 3 | 4161 | Constellation Power Source Gen | IPP | Notch Cliff | MD | 1555 | GT5 | 14.6 | Natural Gas Fired Combustion Turbine | NG | GT
Natural Gas Fired Combustion Turbine.NG | natural gas peaker | TRUE | 2020 | 3 | 4161 | Constellation Power Source Gen | IPP | Notch Cliff | MD | 1555 | GT6 | 15.6 | Natural Gas Fired Combustion Turbine | NG | GT
Natural Gas Fired Combustion Turbine.NG | natural gas peaker | TRUE | 2020 | 3 | 4161 | Constellation Power Source Gen | IPP | Notch Cliff | MD | 1555 | GT7 | 14.5 | Natural Gas Fired Combustion Turbine | NG | GT
Natural Gas Fired Combustion Turbine.NG | natural gas peaker | TRUE | 2020 | 3 | 4161 | Constellation Power Source Gen | IPP | Notch Cliff | MD | 1555 | GT8 | 16 | Natural Gas Fired Combustion Turbine | NG | GT
Natural Gas Fired Combustion Turbine.NG | natural gas peaker | TRUE | 2020 | 3 | 3046 | Duke Energy Progress - (NC) | Electric Utility | Darlington County | SC | 3250 | 1 | 50 | Natural Gas Fired Combustion Turbine | NG | GT
Petroleum Liquids.DFO | petroleum | TRUE | 2020 | 3 | 3046 | Duke Energy Progress - (NC) | Electric Utility | Darlington County | SC | 3250 | 10 | 49 | Petroleum Liquids | DFO | GT
Petroleum Liquids.DFO | petroleum | TRUE | 2020 | 3 | 3046 | Duke Energy Progress - (NC) | Electric Utility | Darlington County | SC | 3250 | 2 | 48 | Petroleum Liquids | DFO | GT
Natural Gas Fired Combustion Turbine.NG | natural gas peaker | TRUE | 2020 | 3 | 3046 | Duke Energy Progress - (NC) | Electric Utility | Darlington County | SC | 3250 | 3 | 50 | Natural Gas Fired Combustion Turbine | NG | GT
Petroleum Liquids.DFO | petroleum | TRUE | 2020 | 3 | 3046 | Duke Energy Progress - (NC) | Electric Utility | Darlington County | SC | 3250 | 4 | 48 | Petroleum Liquids | DFO | GT
Petroleum Liquids.DFO | petroleum | TRUE | 2020 | 3 | 3046 | Duke Energy Progress - (NC) | Electric Utility | Darlington County | SC | 3250 | 6 | 43 | Petroleum Liquids | DFO | GT
Natural Gas Fired Combustion Turbine.NG | natural gas peaker | TRUE | 2020 | 3 | 3046 | Duke Energy Progress - (NC) | Electric Utility | Darlington County | SC | 3250 | 7 | 47 | Natural Gas Fired Combustion Turbine | NG | GT
Petroleum Liquids.DFO | petroleum | TRUE | 2020 | 3 | 3046 | Duke Energy Progress - (NC) | Electric Utility | Darlington County | SC | 3250 | 8 | 44 | Petroleum Liquids | DFO | GT
Conventional Steam Coal.SUB | hard coal | TRUE | 2020 | 3 | 5860 | Empire District Electric Co | Electric Utility | Asbury | MO | 2076 | 1 | 198 | Conventional Steam Coal | SUB | ST
Natural Gas Steam Turbine.NG | natural gas steam turbine | FALSE | 2020 | 3 | 7049 | General Electric Aircraft Engines | Industrial | General Electric Aircraft Engines | MA | 10029 | GEN5 | 8.5 | Natural Gas Steam Turbine | NG | ST
Natural Gas Steam Turbine.NG | natural gas steam turbine | FALSE | 2020 | 3 | 7049 | General Electric Aircraft Engines | Industrial | General Electric Aircraft Engines | MA | 10029 | GEN6 | 8.5 | Natural Gas Steam Turbine | NG | ST
Natural Gas Steam Turbine.NG | natural gas steam turbine | FALSE | 2020 | 3 | 7049 | General Electric Aircraft Engines | Industrial | General Electric Aircraft Engines | MA | 10029 | GEN7 | 6.8 | Natural Gas Steam Turbine | NG | ST
Onshore Wind Turbine.WND | onshore wind | TRUE | 2020 | 3 | 56046 | High Plains Wind Power LLC | IPP | High Plains | TX | 56834 | 1 | 10 | Onshore Wind Turbine | WND | WT
Natural Gas Fired Combined Cycle.NG | natural gas combined cycle | TRUE | 2020 | 3 | 16668 | Sabine Cogen LP | Electric CHP | Sabine Cogen | TX | 55104 | CTG1 | 33.1 | Natural Gas Fired Combined Cycle | NG | CT
Natural Gas Fired Combined Cycle.NG | natural gas combined cycle | TRUE | 2020 | 3 | 16668 | Sabine Cogen LP | Electric CHP | Sabine Cogen | TX | 55104 | CTG2 | 33.6 | Natural Gas Fired Combined Cycle | NG | CT
Natural Gas Fired Combined Cycle.NG | natural gas combined cycle | TRUE | 2020 | 3 | 16668 | Sabine Cogen LP | Electric CHP | Sabine Cogen | TX | 55104 | STG | 20 | Natural Gas Fired Combined Cycle | NG | CA
Conventional Steam Coal.BIT | hard coal | TRUE | 2020 | 3 | 22129 | Somerset Operating Co LLC | IPP | Somerset Operating Co LLC | NY | 6082 | 1 | 685.9 | Conventional Steam Coal | BIT | ST
Onshore Wind Turbine.WND | onshore wind | TRUE | 2020 | 3 | 2770 | Terra-Gen Operating Co-Wind | IPP | Windland | CA | 50386 | WING | 15.3 | Onshore Wind Turbine | WND | WT
Nuclear.NUC | nuclear | TRUE | 2020 | 4 | 6027 | Entergy Nuclear Indian Point 2 | IPP | Indian Point 2 | NY | 2497 | 2 | 1016.1 | Nuclear | NUC | ST
Natural Gas Fired Combustion Turbine.NG | natural gas peaker | FALSE | 2020 | 4 | 55970 | JHP Pharmaceuticals LLC | Industrial | Par Sterile Products | MI | 50318 | 38-1 | 2.8 | Natural Gas Fired Combustion Turbine | NG | GT
Landfill Gas.LFG | natural gas peaker | TRUE | 2020 | 5 | 57173 | AC Landfill Energy LLC | IPP | AC Landfill Energy LLC | NJ | 57845 | UNIT1 | 1.5 | Landfill Gas | LFG | IC
Landfill Gas.LFG | natural gas peaker | TRUE | 2020 | 5 | 57173 | AC Landfill Energy LLC | IPP | AC Landfill Energy LLC | NJ | 57845 | UNIT2 | 1.8 | Landfill Gas | LFG | IC
Landfill Gas.LFG | natural gas peaker | TRUE | 2020 | 5 | 57175 | BC Landfill Energy LLC | IPP | BC Landfill Energy LLC | NJ | 57847 | UNIT1 | 1.4 | Landfill Gas | LFG | IC
Landfill Gas.LFG | natural gas peaker | TRUE | 2020 | 5 | 57175 | BC Landfill Energy LLC | IPP | BC Landfill Energy LLC | NJ | 57847 | UNIT2 | 1.4 | Landfill Gas | LFG | IC
Landfill Gas.LFG | natural gas peaker | TRUE | 2020 | 5 | 57175 | BC Landfill Energy LLC | IPP | BC Landfill Energy LLC | NJ | 57847 | UNIT3 | 1.4 | Landfill Gas | LFG | IC
Landfill Gas.LFG | natural gas peaker | TRUE | 2020 | 5 | 57175 | BC Landfill Energy LLC | IPP | BC Landfill Energy LLC | NJ | 57847 | UNIT4 | 1.4 | Landfill Gas | LFG | IC
Landfill Gas.LFG | natural gas peaker | TRUE | 2020 | 5 | 57175 | BC Landfill Energy LLC | IPP | BC Landfill Energy LLC | NJ | 57847 | UNIT5 | 1.4 | Landfill Gas | LFG | IC
Conventional Steam Coal.BIT | hard coal | TRUE | 2020 | 5 | 14268 | City of Owensboro - (KY) | Electric Utility | Elmer Smith | KY | 1374 | 1 | 137 | Conventional Steam Coal | BIT | ST
Conventional Steam Coal.BIT | hard coal | TRUE | 2020 | 5 | 14268 | City of Owensboro - (KY) | Electric Utility | Elmer Smith | KY | 1374 | 2 | 262.8 | Conventional Steam Coal | BIT | ST
Other Waste Biomass.OBG | biomass | TRUE | 2020 | 5 | 59878 | Clean Fuel Partners Dane | Electric CHP | Clean Fuel Dane Community Digester | WI | 59559 | GEN#1 | 1 | Other Waste Biomass | OBG | IC
Other Waste Biomass.OBG | biomass | TRUE | 2020 | 5 | 59878 | Clean Fuel Partners Dane | Electric CHP | Clean Fuel Dane Community Digester | WI | 59559 | GEN#2 | 1 | Other Waste Biomass | OBG | IC
Conventional Steam Coal.BIT | hard coal | TRUE | 2020 | 5 | 6526 | FirstEnergy Generation Corp | IPP | FirstEnergy W H Sammis | OH | 2866 | 1 | 180 | Conventional Steam Coal | BIT | ST
Conventional Steam Coal.BIT | hard coal | TRUE | 2020 | 5 | 6526 | FirstEnergy Generation Corp | IPP | FirstEnergy W H Sammis | OH | 2866 | 2 | 180 | Conventional Steam Coal | BIT | ST
Conventional Steam Coal.BIT | hard coal | TRUE | 2020 | 5 | 6526 | FirstEnergy Generation Corp | IPP | FirstEnergy W H Sammis | OH | 2866 | 3 | 180 | Conventional Steam Coal | BIT | ST
Conventional Steam Coal.BIT | hard coal | TRUE | 2020 | 5 | 6526 | FirstEnergy Generation Corp | IPP | FirstEnergy W H Sammis | OH | 2866 | 4 | 180 | Conventional Steam Coal | BIT | ST
Natural Gas Fired Combustion Turbine.NG | natural gas peaker | FALSE | 2020 | 5 | 15174 | Freeport McMoRan Oil & Gas | Industrial | Gaviota Oil Plant | CA | 50623 | GENA | 3 | Natural Gas Fired Combustion Turbine | NG | GT
Natural Gas Fired Combustion Turbine.NG | natural gas peaker | FALSE | 2020 | 5 | 15174 | Freeport McMoRan Oil & Gas | Industrial | Gaviota Oil Plant | CA | 50623 | GENB | 3 | Natural Gas Fired Combustion Turbine | NG | GT
Natural Gas Fired Combustion Turbine.NG | natural gas peaker | FALSE | 2020 | 5 | 15174 | Freeport McMoRan Oil & Gas | Industrial | Gaviota Oil Plant | CA | 50623 | GENC | 3 | Natural Gas Fired Combustion Turbine | NG | GT
Natural Gas Fired Combustion Turbine.NG | natural gas peaker | FALSE | 2020 | 5 | 15174 | Freeport McMoRan Oil & Gas | Industrial | Gaviota Oil Plant | CA | 50623 | GEND | 3 | Natural Gas Fired Combustion Turbine | NG | GT
Conventional Steam Coal.WC | hard coal | TRUE | 2020 | 5 | 9379 | Inter-Power/AhlCon Partners, L.P. | IPP | Colver Green Energy | PA | 10143 | COLV | 110 | Conventional Steam Coal | WC | ST
Landfill Gas.LFG | natural gas peaker | TRUE | 2020 | 5 | 57172 | SC Landfill Energy LLC | IPP | SC Landfill Energy LLC | NJ | 57843 | GEN1 | 1.8 | Landfill Gas | LFG | IC
Landfill Gas.LFG | natural gas peaker | TRUE | 2020 | 5 | 57174 | SX Landfill Energy LLC | IPP | SX Landfill Energy LLC | NJ | 57846 | UNIT1 | 1.5 | Landfill Gas | LFG | IC
Landfill Gas.LFG | natural gas peaker | TRUE | 2020 | 5 | 57174 | SX Landfill Energy LLC | IPP | SX Landfill Energy LLC | NJ | 57846 | UNIT2 | 1.5 | Landfill Gas | LFG | IC
Natural Gas Steam Turbine.NG | natural gas steam turbine | TRUE | 2020 | 5 | 17698 | Southwestern Electric Power Co | Electric Utility | Knox Lee | TX | 3476 | 2 | 31 | Natural Gas Steam Turbine | NG | ST
Natural Gas Steam Turbine.NG | natural gas steam turbine | TRUE | 2020 | 5 | 17698 | Southwestern Electric Power Co | Electric Utility | Knox Lee | TX | 3476 | 3 | 25 | Natural Gas Steam Turbine | NG | ST
Natural Gas Steam Turbine.NG | natural gas steam turbine | TRUE | 2020 | 5 | 17698 | Southwestern Electric Power Co | Electric Utility | Lieberman | LA | 1417 | 2 | 26 | Natural Gas Steam Turbine | NG | ST
Natural Gas Steam Turbine.NG | natural gas steam turbine | TRUE | 2020 | 5 | 17698 | Southwestern Electric Power Co | Electric Utility | Lone Star | TX | 3477 | 1 | 50 | Natural Gas Steam Turbine | NG | ST
Natural Gas Internal Combustion Engine.NG | natural gas peaker | FALSE | 2020 | 5 | 17897 | St Mary's Hospital | Commercial | Saint Marys Hospital Power Plant | MN | 54262 | 6 | 2.7 | Natural Gas Internal Combustion Engine | NG | IC
Conventional Steam Coal.BIT | hard coal | TRUE | 2020 | 6 | 58620 | AEP Generation Resources Inc | IPP | Conesville | OH | 2840 | 4 | 780 | Conventional Steam Coal | BIT | ST
Landfill Gas.LFG | natural gas peaker | TRUE | 2020 | 6 | 61351 | APTIM Environmental & Infrastructure | IPP | Keystone Recovery | PA | 54934 | NO 1 | 0.7 | Landfill Gas | LFG | IC
Landfill Gas.LFG | natural gas peaker | TRUE | 2020 | 6 | 61351 | APTIM Environmental & Infrastructure | IPP | Keystone Recovery | PA | 54934 | NO 2 | 0.7 | Landfill Gas | LFG | IC
Landfill Gas.LFG | natural gas peaker | TRUE | 2020 | 6 | 61351 | APTIM Environmental & Infrastructure | IPP | Keystone Recovery | PA | 54934 | NO 3 | 0.7 | Landfill Gas | LFG | IC
Landfill Gas.LFG | natural gas peaker | TRUE | 2020 | 6 | 61351 | APTIM Environmental & Infrastructure | IPP | Keystone Recovery | PA | 54934 | NO 4 | 0.7 | Landfill Gas | LFG | IC
Landfill Gas.LFG | natural gas peaker | TRUE | 2020 | 6 | 61351 | APTIM Environmental & Infrastructure | IPP | Keystone Recovery | PA | 54934 | NO 5 | 0.7 | Landfill Gas | LFG | IC
Landfill Gas.LFG | natural gas peaker | TRUE | 2020 | 6 | 61351 | APTIM Environmental & Infrastructure | IPP | Keystone Recovery | PA | 54934 | NO 6 | 0.7 | Landfill Gas | LFG | IC
Landfill Gas.LFG | natural gas peaker | TRUE | 2020 | 6 | 61351 | APTIM Environmental & Infrastructure | IPP | Keystone Recovery | PA | 54934 | NO 7 | 0.7 | Landfill Gas | LFG | IC
Natural Gas Internal Combustion Engine.NG | natural gas peaker | TRUE | 2020 | 6 | 7483 | City of Grand Haven - (MI) | Electric Utility | Grand Haven Diesel Plant | MI | 1826 | 1 | 8.4 | Natural Gas Internal Combustion Engine | NG | IC
Conventional Steam Coal.BIT | hard coal | TRUE | 2020 | 6 | 7483 | City of Grand Haven - (MI) | Electric Utility | J B Sims | MI | 1825 | 3 | 69.1 | Conventional Steam Coal | BIT | ST
Natural Gas Fired Combustion Turbine.NG | natural gas peaker | TRUE | 2020 | 6 | 4161 | Constellation Power Source Gen | IPP | Notch Cliff | MD | 1555 | GT1 | 14 | Natural Gas Fired Combustion Turbine | NG | GT
Natural Gas Fired Combustion Turbine.NG | natural gas peaker | TRUE | 2020 | 6 | 4161 | Constellation Power Source Gen | IPP | Notch Cliff | MD | 1555 | GT2 | 14 | Natural Gas Fired Combustion Turbine | NG | GT
Natural Gas Fired Combustion Turbine.NG | natural gas peaker | TRUE | 2020 | 6 | 4161 | Constellation Power Source Gen | IPP | Notch Cliff | MD | 1555 | GT3 | 14 | Natural Gas Fired Combustion Turbine | NG | GT
Natural Gas Fired Combustion Turbine.NG | natural gas peaker | TRUE | 2020 | 6 | 4161 | Constellation Power Source Gen | IPP | Notch Cliff | MD | 1555 | GT4 | 14 | Natural Gas Fired Combustion Turbine | NG | GT
Natural Gas Fired Combustion Turbine.NG | natural gas peaker | TRUE | 2020 | 6 | 4161 | Constellation Power Source Gen | IPP | Westport | MD | 1560 | GT5 | 115.8 | Natural Gas Fired Combustion Turbine | NG | GT
Landfill Gas.LFG | natural gas peaker | TRUE | 2020 | 6 | 6035 | Exelon Power | IPP | Fairless Hills | PA | 7701 | A | 30 | Landfill Gas | LFG | ST
Landfill Gas.LFG | natural gas peaker | TRUE | 2020 | 6 | 6035 | Exelon Power | IPP | Fairless Hills | PA | 7701 | B | 30 | Landfill Gas | LFG | ST
Conventional Steam Coal.RC | hard coal | TRUE | 2020 | 6 | 60422 | H.A. Wagner LLC | IPP | Herbert A Wagner | MD | 1554 | 2 | 118 | Conventional Steam Coal | RC | ST
Natural Gas Fired Combustion Turbine.NG | natural gas peaker | TRUE | 2020 | 6 | 20856 | Wisconsin Power & Light Co | Electric Utility | Rock River | WI | 4057 | 3 | 21.5 | Natural Gas Fired Combustion Turbine | NG | GT
Natural Gas Fired Combustion Turbine.NG | natural gas peaker | TRUE | 2020 | 6 | 20856 | Wisconsin Power & Light Co | Electric Utility | Rock River | WI | 4057 | 4 | 14.3 | Natural Gas Fired Combustion Turbine | NG | GT
Natural Gas Fired Combustion Turbine.NG | natural gas peaker | TRUE | 2020 | 6 | 20856 | Wisconsin Power & Light Co | Electric Utility | Rock River | WI | 4057 | 5 | 45.1 | Natural Gas Fired Combustion Turbine | NG | GT
Natural Gas Fired Combustion Turbine.NG | natural gas peaker | TRUE | 2020 | 6 | 20856 | Wisconsin Power & Light Co | Electric Utility | Rock River | WI | 4057 | 6 | 33.7 | Natural Gas Fired Combustion Turbine | NG | GT
Natural Gas Fired Combustion Turbine.NG | natural gas peaker | TRUE | 2020 | 6 | 20856 | Wisconsin Power & Light Co | Electric Utility | Sheepskin | WI | 4059 | 1 | 27.2 | Natural Gas Fired Combustion Turbine | NG | GT
Other Natural Gas.NG | natural gas peaker | TRUE | 2020 | 7 | 57128 | Bloom Energy | IPP | eBay - South Jordan | UT | 59281 | EBY00 | 6 | Other Natural Gas | NG | FC
Other Natural Gas.NG | natural gas peaker | TRUE | 2020 | 7 | 57128 | Bloom Energy | IPP | eBay - South Jordan | UT | 59281 | EBY03 | 3.8 | Other Natural Gas | NG | FC
Natural Gas Fired Combustion Turbine.NG | natural gas peaker | TRUE | 2020 | 7 | 13756 | Northern Indiana Pub Serv Co | Electric Utility | Bailly | IN | 995 | 10 | 31 | Natural Gas Fired Combustion Turbine | NG | GT
Natural Gas Steam Turbine.NG | natural gas steam turbine | TRUE | 2020 | 7 | 20737 | Willmar Municipal Utilities | Electric Utility | Willmar | MN | 2022 | 3 | 16.8 | Natural Gas Steam Turbine | NG | ST
Natural Gas Steam Turbine.NG | natural gas steam turbine | TRUE | 2020 | 7 | 20737 | Willmar Municipal Utilities | Electric Utility | Willmar | MN | 2022 | ST2 | 6.5 | Natural Gas Steam Turbine | NG | ST
Conventional Steam Coal.BIT | hard coal | TRUE | 2020 | 8 | 12653 | GenOn Mid-Atlantic LLC | IPP | Dickerson | MD | 1572 | 2 | 173 | Conventional Steam Coal | BIT | ST
Conventional Steam Coal.BIT | hard coal | TRUE | 2020 | 8 | 12653 | GenOn Mid-Atlantic LLC | IPP | Dickerson | MD | 1572 | 3 | 173 | Conventional Steam Coal | BIT | ST
Conventional Steam Coal.BIT | hard coal | TRUE | 2020 | 8 | 12653 | GenOn Mid-Atlantic LLC | IPP | Dickerson | MD | 1572 | ST1 | 173 | Conventional Steam Coal | BIT | ST
Nuclear.NUC | nuclear | TRUE | 2020 | 8 | 55269 | NextEra Energy Duane Arnold LLC | IPP | Duane Arnold Energy Center | IA | 1060 | 1 | 601.4 | Nuclear | NUC | ST
Natural Gas Fired Combustion Turbine.NG | natural gas peaker | TRUE | 2020 | 9 | 61130 | Helix Ravenswood, LLC | IPP | Ravenswood | NY | 2500 | GT4 | 12.9 | Natural Gas Fired Combustion Turbine | NG | GT
Natural Gas Fired Combustion Turbine.NG | natural gas peaker | TRUE | 2020 | 9 | 61130 | Helix Ravenswood, LLC | IPP | Ravenswood | NY | 2500 | GT5 | 15.5 | Natural Gas Fired Combustion Turbine | NG | GT
Natural Gas Fired Combustion Turbine.NG | natural gas peaker | TRUE | 2020 | 9 | 61130 | Helix Ravenswood, LLC | IPP | Ravenswood | NY | 2500 | GT6 | 12.6 | Natural Gas Fired Combustion Turbine | NG | GT
Natural Gas Fired Combustion Turbine.NG | natural gas peaker | TRUE | 2020 | 9 | 61130 | Helix Ravenswood, LLC | IPP | Ravenswood | NY | 2500 | GT9 | 16.3 | Natural Gas Fired Combustion Turbine | NG | GT
Conventional Steam Coal.SUB | hard coal | TRUE | 2020 | 9 | 15474 | Public Service Co of Oklahoma | Electric Utility | Oklaunion | TX | 127 | 1 | 650 | Conventional Steam Coal | SUB | ST
Natural Gas Fired Combustion Turbine.NG | natural gas peaker | TRUE | 2020 | 10 | 6455 | Duke Energy Florida, LLC | Electric Utility | Avon Park | FL | 624 | P1 | 24 | Natural Gas Fired Combustion Turbine | NG | GT
Petroleum Liquids.DFO | petroleum | TRUE | 2020 | 10 | 6455 | Duke Energy Florida, LLC | Electric Utility | Avon Park | FL | 624 | P2 | 24 | Petroleum Liquids | DFO | GT
Conventional Steam Coal.SUB | hard coal | TRUE | 2020 | 10 | 15248 | Portland General Electric Co | Electric Utility | Boardman | OR | 6106 | 1 | 585 | Conventional Steam Coal | SUB | ST
Conventional Steam Coal.BIT | hard coal | TRUE | 2020 | 10 | 189 | PowerSouth Energy Cooperative | Electric Utility | Lowman Energy Center | AL | 56 | 1 | 78 | Conventional Steam Coal | BIT | ST
Conventional Steam Coal.BIT | hard coal | TRUE | 2020 | 10 | 189 | PowerSouth Energy Cooperative | Electric Utility | Lowman Energy Center | AL | 56 | 2 | 238 | Conventional Steam Coal | BIT | ST
Conventional Steam Coal.BIT | hard coal | TRUE | 2020 | 10 | 189 | PowerSouth Energy Cooperative | Electric Utility | Lowman Energy Center | AL | 56 | 3 | 238 | Conventional Steam Coal | BIT | ST
. |  |  | NOTES: Capacity from facilities with a total generator nameplate capacity less than 1 MW are excluded from this table. Entity ID and Plant ID are official, unique identification numbers assigned by EIA; Generator IDs are assigned by plant owners and/or operators. Descriptions for the Energy Source Codes and the Prime Mover Codes listed in the table can be found in the Technical Notes. Sources: U.S. Energy Information Administration, Form EIA-860, 'Annual Electric Generator Report' and Form EIA-860M, 'Monthly Update to the Annual Electric Generator Report.'

## Table_6_04_2021
Table 6.4. Retired Utility Scale Generating Units by Operating Company, Plant, and Month, 2021
Technology.EnergySource | EPS Electricity Source | Include? | Year | Month | Entity ID | Entity Name | Plant Producer Type | Plant Name | Plant State | Plant ID | Generator ID | Net Summer Capacity (MW) | Technology | Energy Source Code | Prime Mover Code
Conventional Hydroelectric.WAT | hydro | TRUE | 2021 | 1 | 39006 | Brookfield White Pine Hydro LLC | IPP | Bar Mills | ME | 1481 | 1 | 2 | Conventional Hydroelectric | WAT | HY
Conventional Hydroelectric.WAT | hydro | TRUE | 2021 | 1 | 39006 | Brookfield White Pine Hydro LLC | IPP | Bar Mills | ME | 1481 | 2 | 2 | Conventional Hydroelectric | WAT | HY
Natural Gas Fired Combined Cycle.NG | natural gas combined cycle | TRUE | 2021 | 1 | 3258 | Central Iowa Power Cooperative | Electric Utility | Summit Lake | IA | 1206 | 1 | 6.5 | Natural Gas Fired Combined Cycle | NG | CA
Natural Gas Fired Combined Cycle.NG | natural gas combined cycle | TRUE | 2021 | 1 | 3258 | Central Iowa Power Cooperative | Electric Utility | Summit Lake | IA | 1206 | 2 | 6.5 | Natural Gas Fired Combined Cycle | NG | CA
Natural Gas Fired Combined Cycle.NG | natural gas combined cycle | TRUE | 2021 | 1 | 3258 | Central Iowa Power Cooperative | Electric Utility | Summit Lake | IA | 1206 | 3 | 7 | Natural Gas Fired Combined Cycle | NG | CA
Petroleum Liquids.DFO | petroleum | TRUE | 2021 | 1 | 3227 | City of Center - (CO) | Electric Utility | Center | CO | 491 | 3 | 0.5 | Petroleum Liquids | DFO | IC
Petroleum Liquids.DFO | petroleum | TRUE | 2021 | 1 | 3227 | City of Center - (CO) | Electric Utility | Center | CO | 491 | 5 | 1 | Petroleum Liquids | DFO | IC
Petroleum Liquids.JF | petroleum | TRUE | 2021 | 1 | 54803 | Dynegy Oakland, LLC | IPP | Dynegy Oakland Power Plant | CA | 6211 | GEN2 | 55 | Petroleum Liquids | JF | GT
Natural Gas Internal Combustion Engine.NG | natural gas peaker | FALSE | 2021 | 1 | 6738 | Franklin Heating Station | Commercial | Franklin Heating Station | MN | 54224 | DG7 | 2.3 | Natural Gas Internal Combustion Engine | NG | IC
Natural Gas Steam Turbine.NG | natural gas steam turbine | TRUE | 2021 | 1 | 12341 | MidAmerican Energy Co | Electric Utility | Riverside | IA | 1081 | 5 | 116.5 | Natural Gas Steam Turbine | NG | ST
Landfill Gas.LFG | natural gas peaker | TRUE | 2021 | 1 | 58845 | Pine Tree Landfill | IPP | Pine Tree Landfill Gas to Energy | ME | 58993 | 3202 | 0.9 | Landfill Gas | LFG | IC
Landfill Gas.LFG | natural gas peaker | TRUE | 2021 | 1 | 58845 | Pine Tree Landfill | IPP | Pine Tree Landfill Gas to Energy | ME | 58993 | 3203 | 0.9 | Landfill Gas | LFG | IC
Landfill Gas.LFG | natural gas peaker | FALSE | 2021 | 1 | 59526 | State Correctnl Inst Laurel Highlands | Commercial | Glades Pike Generation Plant | PA | 59759 | SOLAR | 2.3 | Landfill Gas | LFG | GT
Conventional Steam Coal.BIT | hard coal | TRUE | 2021 | 1 | 61854 | Veolia Energy Operating Service | Electric CHP | Spruance Operating Services LLC | VA | 54081 | GEN1 | 52.5 | Conventional Steam Coal | BIT | ST
Conventional Steam Coal.BIT | hard coal | TRUE | 2021 | 1 | 61854 | Veolia Energy Operating Service | Electric CHP | Spruance Operating Services LLC | VA | 54081 | GEN2 | 52.5 | Conventional Steam Coal | BIT | ST
Natural Gas Fired Combustion Turbine.NG | natural gas peaker | FALSE | 2021 | 1 | 57139 | W&T Offshore Inc | Industrial | Yellowhammer Gas Plant | AL | 54730 | 701 | 3 | Natural Gas Fired Combustion Turbine | NG | GT
Petroleum Liquids.DFO | petroleum | TRUE | 2021 | 2 | 18301 | City of Sumner - (IA) | Electric Utility | Sumner | IA | 1191 | 1 | 2.6 | Petroleum Liquids | DFO | IC
Petroleum Liquids.DFO | petroleum | TRUE | 2021 | 2 | 18301 | City of Sumner - (IA) | Electric Utility | Sumner | IA | 1191 | 2 | 1.1 | Petroleum Liquids | DFO | IC
Petroleum Liquids.DFO | petroleum | TRUE | 2021 | 2 | 18301 | City of Sumner - (IA) | Electric Utility | Sumner | IA | 1191 | 6 | 1.8 | Petroleum Liquids | DFO | IC
Conventional Steam Coal.SUB | hard coal | TRUE | 2021 | 2 | 13579 | Dunkirk Power LLC | IPP | Dunkirk Generating Plant | NY | 2554 | 2 | 75 | Conventional Steam Coal | SUB | ST
Natural Gas Internal Combustion Engine.NG | natural gas peaker | FALSE | 2021 | 2 | 6738 | Franklin Heating Station | Commercial | Franklin Heating Station | MN | 54224 | DG6 | 2.3 | Natural Gas Internal Combustion Engine | NG | IC
Petroleum Liquids.DFO | petroleum | FALSE | 2021 | 2 | 17664 | Spartanburg Commissioners PW | Commercial | Spartanburg Water System | SC | 54675 | DI3 | 1.3 | Petroleum Liquids | DFO | IC
Conventional Steam Coal.BIT | hard coal | TRUE | 2021 | 3 | 1735 | Birchwood Power Partners LP | IPP | Birchwood Power | VA | 54304 | 1 | 237.7 | Conventional Steam Coal | BIT | ST
Wood/Wood Waste Biomass.WDS | biomass | TRUE | 2021 | 3 | 58210 | CPI USA NC Roxboro LLC | IPP | CPI USA NC Roxboro | NC | 10379 | GEN1 | 47 | Wood/Wood Waste Biomass | WDS | ST
Wood/Wood Waste Biomass.WDS | biomass | TRUE | 2021 | 3 | 58209 | CPI USA NC Southport LLC | Electric CHP | CPI USA NC Southport | NC | 10378 | GEN1 | 48 | Wood/Wood Waste Biomass | WDS | ST
Wood/Wood Waste Biomass.WDS | biomass | TRUE | 2021 | 3 | 58209 | CPI USA NC Southport LLC | Electric CHP | CPI USA NC Southport | NC | 10378 | GEN2 | 48 | Wood/Wood Waste Biomass | WDS | ST
Natural Gas Fired Combined Cycle.NG | natural gas combined cycle | TRUE | 2021 | 3 | 2956 | Capitol District Energy Center | Electric CHP | Capitol District Energy Center | CT | 50498 | GTG | 52.4 | Natural Gas Fired Combined Cycle | NG | CT
Natural Gas Fired Combined Cycle.NG | natural gas combined cycle | TRUE | 2021 | 3 | 2956 | Capitol District Energy Center | Electric CHP | Capitol District Energy Center | CT | 50498 | STG |  | Natural Gas Fired Combined Cycle | NG | CA
Conventional Hydroelectric.WAT | hydro | TRUE | 2021 | 3 | 56268 | City of Rock Island | IPP | Sears Hydroelectric Plant | IL | 56978 | 1 | 0.3 | Conventional Hydroelectric | WAT | HY
Conventional Hydroelectric.WAT | hydro | TRUE | 2021 | 3 | 56268 | City of Rock Island | IPP | Sears Hydroelectric Plant | IL | 56978 | 2 | 0.3 | Conventional Hydroelectric | WAT | HY
Conventional Hydroelectric.WAT | hydro | TRUE | 2021 | 3 | 56268 | City of Rock Island | IPP | Sears Hydroelectric Plant | IL | 56978 | 3 | 0.3 | Conventional Hydroelectric | WAT | HY
Conventional Hydroelectric.WAT | hydro | TRUE | 2021 | 3 | 56268 | City of Rock Island | IPP | Sears Hydroelectric Plant | IL | 56978 | 4 | 0.3 | Conventional Hydroelectric | WAT | HY
Conventional Steam Coal.BIT | hard coal | TRUE | 2021 | 3 | 5416 | Duke Energy Carolinas, LLC | Electric Utility | G G Allen | NC | 2718 | 3 | 258 | Conventional Steam Coal | BIT | ST
Natural Gas Fired Combined Cycle.NG | natural gas combined cycle | TRUE | 2021 | 3 | 63363 | Elmwood Park Power LLC | IPP | Elmwood Park Power LLC | NJ | 50852 | GEN1 | 51.5 | Natural Gas Fired Combined Cycle | NG | CT
Natural Gas Fired Combined Cycle.NG | natural gas combined cycle | TRUE | 2021 | 3 | 63363 | Elmwood Park Power LLC | IPP | Elmwood Park Power LLC | NJ | 50852 | GEN2 | 17.7 | Natural Gas Fired Combined Cycle | NG | CA
Conventional Steam Coal.LIG | lignite | TRUE | 2021 | 3 | 12199 | Montana-Dakota Utilities Co | Electric Utility | Lewis & Clark | MT | 6089 | 1 | 53.1 | Conventional Steam Coal | LIG | ST
Natural Gas Fired Combined Cycle.NG | natural gas combined cycle | TRUE | 2021 | 3 | 14584 | Pawtucket Power Associates LP | IPP | Pawtucket Power Associates | RI | 54056 | GEN1 | 33 | Natural Gas Fired Combined Cycle | NG | CT
Natural Gas Fired Combined Cycle.NG | natural gas combined cycle | TRUE | 2021 | 3 | 14584 | Pawtucket Power Associates LP | IPP | Pawtucket Power Associates | RI | 54056 | GEN2 | 27 | Natural Gas Fired Combined Cycle | NG | CA
Conventional Steam Coal.BIT | hard coal | TRUE | 2021 | 4 | 10623 | City of Lakeland - (FL) | Electric Utility | C D McIntosh Jr | FL | 676 | 3 | 342 | Conventional Steam Coal | BIT | ST
Nuclear.NUC | nuclear | TRUE | 2021 | 4 | 6028 | Entergy Nuclear Indian Point 3 | IPP | Indian Point 3 | NY | 8907 | 3 | 1036.3 | Nuclear | NUC | ST
Natural Gas Fired Combustion Turbine.NG | natural gas peaker | FALSE | 2021 | 4 | 11820 | Massachusetts Inst of Tech | Commercial | Mass Inst Tech Cntrl Utilities/Cogen Plt | MA | 54907 | CTG1 | 19 | Natural Gas Fired Combustion Turbine | NG | GT
Petroleum Liquids.DFO | petroleum | TRUE | 2021 | 4 | 12119 | McGrath Light & Power Co | Electric Utility | McGrath | AK | 6555 | 3A | 0.5 | Petroleum Liquids | DFO | IC
Petroleum Liquids.DFO | petroleum | TRUE | 2021 | 4 | 12119 | McGrath Light & Power Co | Electric Utility | McGrath | AK | 6555 | 4A | 0.5 | Petroleum Liquids | DFO | IC
Petroleum Liquids.DFO | petroleum | TRUE | 2021 | 4 | 12119 | McGrath Light & Power Co | Electric Utility | McGrath | AK | 6555 | 6 | 0.6 | Petroleum Liquids | DFO | IC
Petroleum Liquids.DFO | petroleum | TRUE | 2021 | 4 | 12119 | McGrath Light & Power Co | Electric Utility | McGrath | AK | 6555 | 7 | 0.6 | Petroleum Liquids | DFO | IC
Natural Gas Internal Combustion Engine.NG | natural gas peaker | FALSE | 2021 | 4 | 20712 | Snowbird Corporation | Commercial | Snowbird Power Plant | UT | 10215 | 1392 | 0.6 | Natural Gas Internal Combustion Engine | NG | IC
Petroleum Liquids.DFO | petroleum | FALSE | 2021 | 5 | 4385 | Anderson Power Products | Industrial | Anderson Power Products Division | MA | 10553 | 3622 | 0.1 | Petroleum Liquids | DFO | IC
Petroleum Liquids.DFO | petroleum | FALSE | 2021 | 5 | 4385 | Anderson Power Products | Industrial | Anderson Power Products Division | MA | 10553 | 6033 | 0.3 | Petroleum Liquids | DFO | IC
Petroleum Liquids.DFO | petroleum | FALSE | 2021 | 5 | 4385 | Anderson Power Products | Industrial | Anderson Power Products Division | MA | 10553 | 6035 | 0.3 | Petroleum Liquids | DFO | IC
Petroleum Liquids.DFO | petroleum | FALSE | 2021 | 5 | 4385 | Anderson Power Products | Industrial | Anderson Power Products Division | MA | 10553 | 6046 | 0.3 | Petroleum Liquids | DFO | IC
Natural Gas Internal Combustion Engine.NG | natural gas peaker | TRUE | 2021 | 5 | 11713 | City of Marshall - (MI) | Electric Utility | Marshall (MI) | MI | 1844 | IC2 | 0.9 | Natural Gas Internal Combustion Engine | NG | IC
Petroleum Liquids.DFO | petroleum | TRUE | 2021 | 5 | 11713 | City of Marshall - (MI) | Electric Utility | Marshall (MI) | MI | 1844 | IC4 | 0.7 | Petroleum Liquids | DFO | IC
Conventional Steam Coal.SUB | hard coal | TRUE | 2021 | 5 | 5109 | DTE Electric Company | Electric Utility | River Rouge | MI | 1740 | 3 | 272 | Conventional Steam Coal | SUB | ST
Conventional Steam Coal.BIT | hard coal | TRUE | 2021 | 5 | 9273 | Indianapolis Power & Light Co | Electric Utility | AES Petersburg | IN | 994 | ST1 | 222.5 | Conventional Steam Coal | BIT | ST
Petroleum Liquids.DFO | petroleum | TRUE | 2021 | 5 | 361 | Industrial Energy Applications Inc | IPP | Alliant SBD 8501 Aegon LI | IA | 54714 | 1265 | 1 | Petroleum Liquids | DFO | IC
Petroleum Liquids.DFO | petroleum | TRUE | 2021 | 5 | 361 | Industrial Energy Applications Inc | IPP | Alliant SBD 8501 Aegon LI | IA | 54714 | 1270 | 1 | Petroleum Liquids | DFO | IC
Petroleum Liquids.DFO | petroleum | TRUE | 2021 | 5 | 361 | Industrial Energy Applications Inc | IPP | Alliant SBD 8501 Aegon LI | IA | 54714 | 1794 | 1.1 | Petroleum Liquids | DFO | IC
Conventional Steam Coal.SUB | hard coal | TRUE | 2021 | 5 | 56155 | Lansing Board of Water and Light | Electric Utility | Eckert Station | MI | 1831 | 4 | 64 | Conventional Steam Coal | SUB | ST
Natural Gas Steam Turbine.NG | natural gas steam turbine | TRUE | 2021 | 5 | 54899 | NAES Corporation - (DE) | IPP | McKee Run | DE | 599 | 3 | 103.1 | Natural Gas Steam Turbine | NG | ST
Landfill Gas.LFG | natural gas peaker | TRUE | 2021 | 5 | 57146 | Tulsa LFG LLC | IPP | Tulsa LFG LLC | OK | 57828 | GEN1 | 1.4 | Landfill Gas | LFG | IC
Petroleum Liquids.DFO | petroleum | TRUE | 2021 | 5 | 6775 | Village of Freeport - (NY) | Electric Utility | Plant No 1 Freeport | NY | 2678 | 4 | 4.5 | Petroleum Liquids | DFO | IC
Conventional Steam Coal.BIT | hard coal | TRUE | 2021 | 6 | 12628 | Chalk Point Steam, LLC | IPP | Chalk Point LLC | MD | 1571 | ST1 | 333.1 | Conventional Steam Coal | BIT | ST
Conventional Steam Coal.BIT | hard coal | TRUE | 2021 | 6 | 12628 | Chalk Point Steam, LLC | IPP | Chalk Point LLC | MD | 1571 | ST2 | 336.9 | Conventional Steam Coal | BIT | ST
Petroleum Liquids.RFO | petroleum | TRUE | 2021 | 6 | 49965 | Constellation Mystic Power LLC | IPP | Mystic Generating Station | MA | 1588 | 7 | 512.4 | Petroleum Liquids | RFO | ST
Petroleum Liquids.DFO | petroleum | TRUE | 2021 | 6 | 49965 | Constellation Mystic Power LLC | IPP | Mystic Generating Station | MA | 1588 | GT1 | 9.1 | Petroleum Liquids | DFO | GT
Conventional Steam Coal.SUB | hard coal | TRUE | 2021 | 6 | 4716 | Dairyland Power Coop | Electric Utility | Genoa | WI | 4143 | ST3 | 307.5 | Conventional Steam Coal | SUB | ST
Conventional Steam Coal.BIT | hard coal | TRUE | 2021 | 6 | 15470 | Duke Energy Indiana, LLC | Electric Utility | R Gallagher | IN | 1008 | 2 | 140 | Conventional Steam Coal | BIT | ST
Conventional Steam Coal.BIT | hard coal | TRUE | 2021 | 6 | 15470 | Duke Energy Indiana, LLC | Electric Utility | R Gallagher | IN | 1008 | 4 | 140 | Conventional Steam Coal | BIT | ST
Natural Gas Fired Combined Cycle.NG | natural gas combined cycle | TRUE | 2021 | 6 | 6909 | Gainesville Regional Utilities | Electric Utility | John R Kelly | FL | 664 | 8 | 36 | Natural Gas Fired Combined Cycle | NG | CA
Petroleum Liquids.DFO | petroleum | FALSE | 2021 | 6 | 11637 | Marathon Electric Mfg Corp | Industrial | Marathon Electric | WI | 50990 | P2-3 | 0.9 | Petroleum Liquids | DFO | IC
Petroleum Liquids.DFO | petroleum | FALSE | 2021 | 6 | 11637 | Marathon Electric Mfg Corp | Industrial | Marathon Electric | WI | 50990 | P2-4 | 0.9 | Petroleum Liquids | DFO | IC
Natural Gas Internal Combustion Engine.NG | natural gas peaker | FALSE | 2021 | 6 | 60791 | Monroe County (NY) | Commercial | Iola Powerhouse & Cogeneration Facility | NY | 62424 | 1 | 1.4 | Natural Gas Internal Combustion Engine | NG | IC
Natural Gas Internal Combustion Engine.NG | natural gas peaker | FALSE | 2021 | 6 | 60791 | Monroe County (NY) | Commercial | Iola Powerhouse & Cogeneration Facility | NY | 62424 | 2 | 1.4 | Natural Gas Internal Combustion Engine | NG | IC
Natural Gas Internal Combustion Engine.NG | natural gas peaker | FALSE | 2021 | 6 | 60791 | Monroe County (NY) | Commercial | Iola Powerhouse & Cogeneration Facility | NY | 62424 | 3 | 1.4 | Natural Gas Internal Combustion Engine | NG | IC
Conventional Steam Coal.SUB | hard coal | TRUE | 2021 | 6 | 14232 | Otter Tail Power Co | Electric Utility | Hoot Lake | MN | 1943 | 2 | 58 | Conventional Steam Coal | SUB | ST
Conventional Steam Coal.SUB | hard coal | TRUE | 2021 | 6 | 14232 | Otter Tail Power Co | Electric Utility | Hoot Lake | MN | 1943 | 3 | 80 | Conventional Steam Coal | SUB | ST
Petroleum Liquids.DFO | petroleum | TRUE | 2021 | 6 | 14232 | Otter Tail Power Co | Electric Utility | Hoot Lake | MN | 1943 | D1 | 0.2 | Petroleum Liquids | DFO | IC
Petroleum Liquids.DFO | petroleum | TRUE | 2021 | 6 | 14232 | Otter Tail Power Co | Electric Utility | Hoot Lake | MN | 1943 | D2 | 0.1 | Petroleum Liquids | DFO | IC
Conventional Steam Coal.SUB | hard coal | TRUE | 2021 | 6 | 15452 | PSEG Power Connecticut LLC | IPP | Bridgeport Station | CT | 568 | 3 | 257.6 | Conventional Steam Coal | SUB | ST
Natural Gas Internal Combustion Engine.NG | natural gas peaker | FALSE | 2021 | 6 | 16657 | San Jose/Santa Clara Water P C | Commercial | SJ/SC WPCP | CA | 56080 | EG2 | 2.8 | Natural Gas Internal Combustion Engine | NG | IC
Natural Gas Internal Combustion Engine.NG | natural gas peaker | FALSE | 2021 | 6 | 20712 | Snowbird Corporation | Commercial | Snowbird Power Plant | UT | 10215 | 1391 | 0.6 | Natural Gas Internal Combustion Engine | NG | IC
Solar Thermal without Energy Storage.SUN | solar thermal | TRUE | 2021 | 7 | 55711 | FPL Energy Operating Services Inc - SEGS | IPP | SEGS III | CA | 10439 | GEN1 | 36 | Solar Thermal without Energy Storage | SUN | ST
Solar Thermal without Energy Storage.SUN | solar thermal | TRUE | 2021 | 7 | 55711 | FPL Energy Operating Services Inc - SEGS | IPP | SEGS IV | CA | 10440 | GEN1 | 36 | Solar Thermal without Energy Storage | SUN | ST
Solar Thermal without Energy Storage.SUN | solar thermal | TRUE | 2021 | 7 | 55711 | FPL Energy Operating Services Inc - SEGS | IPP | SEGS V | CA | 10441 | GEN1 | 36 | Solar Thermal without Energy Storage | SUN | ST
Solar Thermal without Energy Storage.SUN | solar thermal | TRUE | 2021 | 7 | 55711 | FPL Energy Operating Services Inc - SEGS | IPP | SEGS VI | CA | 10442 | GEN1 | 36 | Solar Thermal without Energy Storage | SUN | ST
Solar Thermal without Energy Storage.SUN | solar thermal | TRUE | 2021 | 7 | 55711 | FPL Energy Operating Services Inc - SEGS | IPP | SEGS VII | CA | 10443 | GEN1 | 36 | Solar Thermal without Energy Storage | SUN | ST
Natural Gas Internal Combustion Engine.NG | natural gas peaker | FALSE | 2021 | 7 | 16657 | San Jose/Santa Clara Water P C | Commercial | SJ/SC WPCP | CA | 56080 | EG1 | 2.8 | Natural Gas Internal Combustion Engine | NG | IC
Conventional Hydroelectric.WAT | hydro | FALSE | 2021 | 8 | 11208 | Los Angeles Department of Water & Power | Commercial | North Hollywood | CA | 57854 | 2T1 | 1.2 | Conventional Hydroelectric | WAT | HY
Conventional Hydroelectric.WAT | hydro | FALSE | 2021 | 8 | 11208 | Los Angeles Department of Water & Power | Commercial | North Hollywood | CA | 57854 | 2T2 | 1.2 | Conventional Hydroelectric | WAT | HY
Landfill Gas.LFG | natural gas peaker | TRUE | 2021 | 9 | 57173 | AC Landfill Energy LLC | IPP | AC Landfill Energy LLC | NJ | 57845 | UNIT1 | 1.5 | Landfill Gas | LFG | IC
Landfill Gas.LFG | natural gas peaker | TRUE | 2021 | 9 | 57173 | AC Landfill Energy LLC | IPP | AC Landfill Energy LLC | NJ | 57845 | UNIT2 | 1.8 | Landfill Gas | LFG | IC
Natural Gas Steam Turbine.NG | natural gas steam turbine | TRUE | 2021 | 9 | 7977 | City of Hamilton - (OH) | Electric Utility | Hamilton (OH) | OH | 2917 | 5 | 10 | Natural Gas Steam Turbine | NG | ST
Natural Gas Steam Turbine.NG | natural gas steam turbine | TRUE | 2021 | 9 | 7977 | City of Hamilton - (OH) | Electric Utility | Hamilton (OH) | OH | 2917 | 7 | 25 | Natural Gas Steam Turbine | NG | ST
Natural Gas Steam Turbine.NG | natural gas steam turbine | TRUE | 2021 | 9 | 7977 | City of Hamilton - (OH) | Electric Utility | Hamilton (OH) | OH | 2917 | 8 | 25 | Natural Gas Steam Turbine | NG | ST
Natural Gas Steam Turbine.NG | natural gas steam turbine | TRUE | 2021 | 9 | 7977 | City of Hamilton - (OH) | Electric Utility | Hamilton (OH) | OH | 2917 | 9 | 51 | Natural Gas Steam Turbine | NG | ST
Natural Gas Steam Turbine.NG | natural gas steam turbine | FALSE | 2021 | 9 | 55919 | Georgia-Pacific Consumer Oper. Green Bay LLC | Industrial | Consumer Operations LLC | WI | 10360 | GEN9 | 38 | Natural Gas Steam Turbine | NG | ST
Natural Gas Internal Combustion Engine.NG | natural gas peaker | FALSE | 2021 | 9 | 20712 | Snowbird Corporation | Commercial | Snowbird Power Plant | UT | 10215 | 1367 | 0.6 | Natural Gas Internal Combustion Engine | NG | IC
Natural Gas Fired Combined Cycle.NG | natural gas combined cycle | TRUE | 2021 | 9 | 18458 | York Generation Company LLC | Electric CHP | York Generation Company LLC | PA | 54693 | GT#1 | 46.2 | Natural Gas Fired Combined Cycle | NG | CT
Natural Gas Fired Combined Cycle.NG | natural gas combined cycle | TRUE | 2021 | 9 | 18458 | York Generation Company LLC | Electric CHP | York Generation Company LLC | PA | 54693 | GT#2 |  | Natural Gas Fired Combined Cycle | NG | CT
Natural Gas Fired Combined Cycle.NG | natural gas combined cycle | TRUE | 2021 | 9 | 18458 | York Generation Company LLC | Electric CHP | York Generation Company LLC | PA | 54693 | GT#5 |  | Natural Gas Fired Combined Cycle | NG | CT
Natural Gas Fired Combined Cycle.NG | natural gas combined cycle | TRUE | 2021 | 9 | 18458 | York Generation Company LLC | Electric CHP | York Generation Company LLC | PA | 54693 | GT#6 |  | Natural Gas Fired Combined Cycle | NG | CT
Natural Gas Fired Combined Cycle.NG | natural gas combined cycle | TRUE | 2021 | 9 | 18458 | York Generation Company LLC | Electric CHP | York Generation Company LLC | PA | 54693 | ST#1 |  | Natural Gas Fired Combined Cycle | NG | CA
Natural Gas Fired Combined Cycle.NG | natural gas combined cycle | TRUE | 2021 | 9 | 18458 | York Generation Company LLC | Electric CHP | York Generation Company LLC | PA | 54693 | ST#2 |  | Natural Gas Fired Combined Cycle | NG | CA
Conventional Steam Coal.SUB | hard coal | TRUE | 2021 | 10 | 13756 | Northern Indiana Pub Serv Co | Electric Utility | R M Schahfer | IN | 6085 | 14 | 431 | Conventional Steam Coal | SUB | ST
Conventional Steam Coal.SUB | hard coal | TRUE | 2021 | 10 | 13756 | Northern Indiana Pub Serv Co | Electric Utility | R M Schahfer | IN | 6085 | 15 | 472 | Conventional Steam Coal | SUB | ST
Natural Gas Internal Combustion Engine.NG | natural gas peaker | FALSE | 2021 | 10 | 16657 | San Jose/Santa Clara Water P C | Commercial | SJ/SC WPCP | CA | 56080 | EG3 | 2.8 | Natural Gas Internal Combustion Engine | NG | IC
Solar Thermal without Energy Storage.SUN | solar thermal | TRUE | 2021 | 10 | 61950 | Terra-Gen Operating Co-Solar | IPP | SEGS VIII | CA | 10444 | GEN1 | 80 | Solar Thermal without Energy Storage | SUN | ST
. |  |  | NOTES: Capacity from facilities with a total generator nameplate capacity less than 1 MW are excluded from this table. Entity ID and Plant ID are official, unique identification numbers assigned by EIA; Generator IDs are assigned by plant owners and/or operators. Descriptions for the Energy Source Codes and the Prime Mover Codes listed in the table can be found in the Technical Notes. Sources: U.S. Energy Information Administration, Form EIA-860, 'Annual Electric Generator Report' and Form EIA-860M, 'Monthly Update to the Annual Electric Generator Report.'

## Table_6_04_2022
Table 6.4. Retired Utility Scale Generating Units by Operating Company, Plant, and Month, 2022
Technology.EnergySource | EPS Electricity Source | Include? | Year | Month | Entity ID | Entity Name | Plant Producer Type | Plant Name | Plant State | Plant ID | Generator ID | Net Summer Capacity (MW) | Technology | Energy Source Code | Prime Mover Code
Landfill Gas.LFG | natural gas peaker | TRUE | 2022 | 1 | 463 | Ameresco LFG I Inc | IPP | Al Turi | NY | 10549 | 2 | 0.8 | Landfill Gas | LFG | IC
Landfill Gas.LFG | natural gas peaker | TRUE | 2022 | 1 | 463 | Ameresco LFG I Inc | IPP | Al Turi | NY | 10549 | 3 | 0.8 | Landfill Gas | LFG | IC
Landfill Gas.LFG | natural gas peaker | TRUE | 2022 | 1 | 463 | Ameresco LFG I Inc | IPP | Al Turi | NY | 10549 | 3010 | 0.8 | Landfill Gas | LFG | IC
Natural Gas Internal Combustion Engine.NG | natural gas peaker | FALSE | 2022 | 1 | 3179 | Caterpillar Inc | Industrial | Caterpillar | IN | 50935 | ET1 | 2 | Natural Gas Internal Combustion Engine | NG | IC
Conventional Steam Coal.SUB | hard coal | TRUE | 2022 | 1 | 7140 | Georgia Power Co | Electric Utility | Scherer | GA | 6257 | 4 | 860 | Conventional Steam Coal | SUB | ST
Conventional Steam Coal.LIG | lignite | TRUE | 2022 | 1 | 12199 | Montana-Dakota Utilities Co | Electric Utility | R M Heskett | ND | 2790 | 2 | 74.8 | Conventional Steam Coal | LIG | ST
Conventional Steam Coal.LIG | lignite | TRUE | 2022 | 2 | 12199 | Montana-Dakota Utilities Co | Electric Utility | R M Heskett | ND | 2790 | 1 | 29.5 | Conventional Steam Coal | LIG | ST
Landfill Gas.LFG | natural gas peaker | TRUE | 2022 | 2 | 65241 | Terreva Suffolk RNG, LLC | IPP | Terreva Suffolk RNG, LLC | VA | 54781 | SU1 | 0.7 | Landfill Gas | LFG | IC
Landfill Gas.LFG | natural gas peaker | TRUE | 2022 | 2 | 65241 | Terreva Suffolk RNG, LLC | IPP | Terreva Suffolk RNG, LLC | VA | 54781 | SU2 | 0.7 | Landfill Gas | LFG | IC
Landfill Gas.LFG | natural gas peaker | TRUE | 2022 | 2 | 65241 | Terreva Suffolk RNG, LLC | IPP | Terreva Suffolk RNG, LLC | VA | 54781 | SU3 | 0.7 | Landfill Gas | LFG | IC
Landfill Gas.LFG | natural gas peaker | TRUE | 2022 | 2 | 65241 | Terreva Suffolk RNG, LLC | IPP | Terreva Suffolk RNG, LLC | VA | 54781 | SU4 | 0.7 | Landfill Gas | LFG | IC
Natural Gas Steam Turbine.NG | natural gas steam turbine | TRUE | 2022 | 3 | 1015 | Austin Energy | Electric Utility | Decker Creek | TX | 3548 | 2 | 404 | Natural Gas Steam Turbine | NG | ST
Petroleum Liquids.DFO | petroleum | TRUE | 2022 | 3 | 768 | City of Arcanum - (OH) | Electric Utility | Arcanum | OH | 2902 | 1 | 0.8 | Petroleum Liquids | DFO | IC
Petroleum Liquids.DFO | petroleum | TRUE | 2022 | 3 | 17539 | Dominion Energy South Carolina, Inc | Electric Utility | Hardeeville | SC | 3286 | 1 | 9 | Petroleum Liquids | DFO | GT
Petroleum Liquids.DFO | petroleum | TRUE | 2022 | 3 | 14165 | GenOn Power Midwest, LP | IPP | Avon Lake | OH | 2836 | 10 | 25 | Petroleum Liquids | DFO | GT
Conventional Steam Coal.BIT | hard coal | TRUE | 2022 | 3 | 14165 | GenOn Power Midwest, LP | IPP | Avon Lake | OH | 2836 | 9 | 627 | Conventional Steam Coal | BIT | ST
Conventional Steam Coal.BIT | hard coal | TRUE | 2022 | 3 | 14165 | GenOn Power Midwest, LP | IPP | Cheswick Power Plant | PA | 8226 | 1 | 565 | Conventional Steam Coal | BIT | ST
Petroleum Liquids.DFO | petroleum | TRUE | 2022 | 4 | 20806 | City of Windom | Electric Utility | Windom | MN | 2023 | GT1 | 2.5 | Petroleum Liquids | DFO | GT
Municipal Solid Waste.MSW | municipal solid waste | FALSE | 2022 | 4 | 56125 | Community Eco Springfield LLC | Commercial | Pioneer Valley Resource Recovery | MA | 50273 | DLV1 | 7.5 | Municipal Solid Waste | MSW | ST
Conventional Steam Coal.SUB | hard coal | TRUE | 2022 | 4 | 13579 | Dunkirk Power LLC | IPP | Dunkirk Generating Plant | NY | 2554 | 1 | 75 | Conventional Steam Coal | SUB | ST
Conventional Steam Coal.SUB | hard coal | TRUE | 2022 | 4 | 13579 | Dunkirk Power LLC | IPP | Dunkirk Generating Plant | NY | 2554 | 3 | 185 | Conventional Steam Coal | SUB | ST
Conventional Steam Coal.SUB | hard coal | TRUE | 2022 | 4 | 13579 | Dunkirk Power LLC | IPP | Dunkirk Generating Plant | NY | 2554 | ST4 | 185 | Conventional Steam Coal | SUB | ST
Natural Gas Internal Combustion Engine.NG | natural gas peaker | FALSE | 2022 | 4 | 24205 | HF Sinclair Parco Refining LLC | Industrial | Sinclair Oil Refinery | WY | 54374 | 2004 | 1.3 | Natural Gas Internal Combustion Engine | NG | IC
Natural Gas Internal Combustion Engine.NG | natural gas peaker | FALSE | 2022 | 4 | 24205 | HF Sinclair Parco Refining LLC | Industrial | Sinclair Oil Refinery | WY | 54374 | 2006 | 1.3 | Natural Gas Internal Combustion Engine | NG | IC
Natural Gas Internal Combustion Engine.NG | natural gas peaker | FALSE | 2022 | 4 | 24205 | HF Sinclair Parco Refining LLC | Industrial | Sinclair Oil Refinery | WY | 54374 | 2008 | 1.3 | Natural Gas Internal Combustion Engine | NG | IC
Petroleum Liquids.DFO | petroleum | TRUE | 2022 | 4 | 15276 | TalenEnergy Martins Creek LLC | IPP | TalenEnergy Martins Creek LLC Fishbach | PA | 3142 | UNT1 | 14 | Petroleum Liquids | DFO | GT
Petroleum Liquids.DFO | petroleum | TRUE | 2022 | 4 | 15276 | TalenEnergy Martins Creek LLC | IPP | TalenEnergy Martins Creek LLC Fishbach | PA | 3142 | UNT2 | 14 | Petroleum Liquids | DFO | GT
Petroleum Liquids.DFO | petroleum | TRUE | 2022 | 4 | 15276 | TalenEnergy Martins Creek LLC | IPP | TalenEnergy Martins Creek LLC Jenkins | PA | 3146 | CTG1 | 13.8 | Petroleum Liquids | DFO | GT
Petroleum Liquids.DFO | petroleum | TRUE | 2022 | 4 | 15276 | TalenEnergy Martins Creek LLC | IPP | TalenEnergy Martins Creek LLC Jenkins | PA | 3146 | CTG2 | 13.8 | Petroleum Liquids | DFO | GT
Petroleum Liquids.DFO | petroleum | TRUE | 2022 | 4 | 15276 | TalenEnergy Martins Creek LLC | IPP | TalenEnergy Martins Creek LLC Lock Haven | PA | 3147 | CTG | 14 | Petroleum Liquids | DFO | GT
Petroleum Liquids.DFO | petroleum | TRUE | 2022 | 4 | 15276 | TalenEnergy Martins Creek LLC | IPP | TalenEnergy Martins Creek LLC West Shore | PA | 3154 | CTG1 | 14 | Petroleum Liquids | DFO | GT
Petroleum Liquids.DFO | petroleum | TRUE | 2022 | 4 | 15276 | TalenEnergy Martins Creek LLC | IPP | TalenEnergy Martins Creek LLC West Shore | PA | 3154 | CTG2 | 14 | Petroleum Liquids | DFO | GT
Petroleum Liquids.DFO | petroleum | TRUE | 2022 | 4 | 15276 | TalenEnergy Martins Creek LLC | IPP | TalenEnergy Martins Creek LLC Williamsport | PA | 3155 | CTG1 | 13.2 | Petroleum Liquids | DFO | GT
Petroleum Liquids.DFO | petroleum | TRUE | 2022 | 4 | 15276 | TalenEnergy Martins Creek LLC | IPP | TalenEnergy Martins Creek LLC Williamsport | PA | 3155 | CTG2 | 13.4 | Petroleum Liquids | DFO | GT
Conventional Steam Coal.RC | hard coal | TRUE | 2022 | 5 | 59920 | Dynegy W H Zimmer | IPP | W H Zimmer | OH | 6019 | ST1 | 1305 | Conventional Steam Coal | RC | ST
Landfill Gas.LFG | natural gas peaker | TRUE | 2022 | 5 | 55858 | EDL Inc | IPP | Ottawa County Project | OH | 56865 | 1 | 1.4 | Landfill Gas | LFG | IC
Landfill Gas.LFG | natural gas peaker | TRUE | 2022 | 5 | 55858 | EDL Inc | IPP | Ottawa County Project | OH | 56865 | 2 | 1.4 | Landfill Gas | LFG | IC
Conventional Steam Coal.BIT | hard coal | TRUE | 2022 | 5 | 63046 | Logan Generating Company LP | Electric CHP | Logan Generating Plant | NJ | 10043 | GEN1 | 219 | Conventional Steam Coal | BIT | ST
Natural Gas Fired Combined Cycle.NG | natural gas combined cycle | TRUE | 2022 | 5 | 55846 | Newark Bay Cogeneration Partnership LP | IPP | Newark Bay Cogeneration Partnership LP | NJ | 50385 | GEN1 | 120.2 | Natural Gas Fired Combined Cycle | NG | CT
Natural Gas Fired Combined Cycle.NG | natural gas combined cycle | TRUE | 2022 | 5 | 55846 | Newark Bay Cogeneration Partnership LP | IPP | Newark Bay Cogeneration Partnership LP | NJ | 50385 | GEN2 | 120.2 | Natural Gas Fired Combined Cycle | NG | CT
Natural Gas Fired Combined Cycle.NG | natural gas combined cycle | TRUE | 2022 | 5 | 55846 | Newark Bay Cogeneration Partnership LP | IPP | Newark Bay Cogeneration Partnership LP | NJ | 50385 | GEN3 | 120.2 | Natural Gas Fired Combined Cycle | NG | CA
Natural Gas Fired Combined Cycle.NG | natural gas combined cycle | TRUE | 2022 | 5 | 50160 | Pedricktown Cogeneration Company LP | IPP | Pedricktown Cogeneration Company LP | NJ | 10099 | GEN1 | 112.8 | Natural Gas Fired Combined Cycle | NG | CT
Natural Gas Fired Combined Cycle.NG | natural gas combined cycle | TRUE | 2022 | 5 | 50160 | Pedricktown Cogeneration Company LP | IPP | Pedricktown Cogeneration Company LP | NJ | 10099 | GEN2 | 112.8 | Natural Gas Fired Combined Cycle | NG | CA
Petroleum Liquids.DFO | petroleum | TRUE | 2022 | 5 | 15276 | TalenEnergy Martins Creek LLC | IPP | TalenEnergy Martins Creek LLC Harwood | PA | 3144 | CTG1 | 12.9 | Petroleum Liquids | DFO | GT
Petroleum Liquids.DFO | petroleum | TRUE | 2022 | 5 | 15276 | TalenEnergy Martins Creek LLC | IPP | TalenEnergy Martins Creek LLC Harwood | PA | 3144 | CTG2 | 12.3 | Petroleum Liquids | DFO | GT
Nuclear.NUC | nuclear | TRUE | 2022 | 6 | 56192 | Entergy Nuclear Palisades LLC | IPP | Palisades | MI | 1715 | 1 | 768.5 | Nuclear | NUC | ST
Solar Photovoltaic.SUN | solar PV | FALSE | 2022 | 6 | 60268 | Hartz Solar, LLC | Commercial | Jefferson Avenue | NJ | 60499 | 1 | 1.7 | Solar Photovoltaic | SUN | PV
Wood/Wood Waste Biomass.BLQ | biomass | FALSE | 2022 | 6 | 9210 | International Paper Co-Riegelwood | Industrial | International Paper Riegelwood Mill | NC | 54656 | NO 1 | 7.8 | Wood/Wood Waste Biomass | BLQ | ST
Conventional Steam Coal.BIT | hard coal | TRUE | 2022 | 6 | 12653 | Lanyard Power Holdings, LLC | IPP | Morgantown Generating Plant | MD | 1573 | ST1 | 596 | Conventional Steam Coal | BIT | ST
Conventional Steam Coal.BIT | hard coal | TRUE | 2022 | 6 | 12653 | Lanyard Power Holdings, LLC | IPP | Morgantown Generating Plant | MD | 1573 | ST2 | 609 | Conventional Steam Coal | BIT | ST
Conventional Steam Coal.SUB | hard coal | TRUE | 2022 | 6 | 12384 | Midwest Generations EME LLC | IPP | Waukegan | IL | 883 | 7 | 328 | Conventional Steam Coal | SUB | ST
Conventional Steam Coal.SUB | hard coal | TRUE | 2022 | 6 | 12384 | Midwest Generations EME LLC | IPP | Waukegan | IL | 883 | 8 | 361 | Conventional Steam Coal | SUB | ST
Conventional Steam Coal.SUB | hard coal | TRUE | 2022 | 6 | 12384 | Midwest Generations EME LLC | IPP | Will County | IL | 884 | 4 | 510 | Conventional Steam Coal | SUB | ST
Natural Gas Fired Combustion Turbine.NG | natural gas peaker | TRUE | 2022 | 6 | 15147 | PSEG Fossil LLC | IPP | PSEG Essex Generating Station | NJ | 2401 | 9 | 81 | Natural Gas Fired Combustion Turbine | NG | GT
Conventional Steam Coal.RC | hard coal | TRUE | 2022 | 6 | 15473 | Public Service Co of NM | Electric Utility | San Juan | NM | 2451 | 1 | 340 | Conventional Steam Coal | RC | ST
Petroleum Liquids.DFO | petroleum | TRUE | 2022 | 6 | 15276 | TalenEnergy Martins Creek LLC | IPP | TalenEnergy Martin Creek LLC Allentown | PA | 3139 | CTG1 | 14 | Petroleum Liquids | DFO | GT
Petroleum Liquids.DFO | petroleum | TRUE | 2022 | 6 | 15276 | TalenEnergy Martins Creek LLC | IPP | TalenEnergy Martin Creek LLC Allentown | PA | 3139 | CTG2 | 14 | Petroleum Liquids | DFO | GT
Petroleum Liquids.DFO | petroleum | TRUE | 2022 | 6 | 15276 | TalenEnergy Martins Creek LLC | IPP | TalenEnergy Martin Creek LLC Allentown | PA | 3139 | CTG3 | 14 | Petroleum Liquids | DFO | GT
Petroleum Liquids.DFO | petroleum | TRUE | 2022 | 6 | 15276 | TalenEnergy Martins Creek LLC | IPP | TalenEnergy Martin Creek LLC Allentown | PA | 3139 | CTG4 | 14 | Petroleum Liquids | DFO | GT
Natural Gas Fired Combustion Turbine.NG | natural gas peaker | TRUE | 2022 | 6 | 15276 | TalenEnergy Martins Creek LLC | IPP | TalenEnergy Martins Creek | PA | 3148 | CTG3 | 18 | Natural Gas Fired Combustion Turbine | NG | GT
Petroleum Liquids.DFO | petroleum | TRUE | 2022 | 6 | 15276 | TalenEnergy Martins Creek LLC | IPP | TalenEnergy Martins Creek LLC Harrisburg | PA | 3143 | CTG1 | 13.4 | Petroleum Liquids | DFO | GT
Petroleum Liquids.DFO | petroleum | TRUE | 2022 | 6 | 15276 | TalenEnergy Martins Creek LLC | IPP | TalenEnergy Martins Creek LLC Harrisburg | PA | 3143 | CTG2 | 13.9 | Petroleum Liquids | DFO | GT
Petroleum Liquids.DFO | petroleum | TRUE | 2022 | 6 | 15276 | TalenEnergy Martins Creek LLC | IPP | TalenEnergy Martins Creek LLC Harrisburg | PA | 3143 | CTG3 | 13.8 | Petroleum Liquids | DFO | GT
All Other.WH | other | FALSE | 2022 | 6 | 2674 | Tesoro Refining & Marketing Company LLC | Industrial | Tesoro Wilmington Calciner | CA | 10601 | GEN1 | 30.7 | All Other | WH | ST
Batteries.MWH | battery storage | TRUE | 2022 | 7 | 59717 | Joliet Battery Storage LLC | IPP | Jake Energy Storage Center | IL | 59960 | JBS | 19.8 | Batteries | MWH | BA
Municipal Solid Waste.MSW | municipal solid waste | TRUE | 2022 | 7 | 4426 | NAES Corp | IPP | CT Resource Rec Authority Facility | CT | 54945 | NO 5 | 28.8 | Municipal Solid Waste | MSW | ST
Municipal Solid Waste.MSW | municipal solid waste | TRUE | 2022 | 7 | 4426 | NAES Corp | IPP | CT Resource Rec Authority Facility | CT | 54945 | NO 6 | 29.7 | Municipal Solid Waste | MSW | ST
Natural Gas Fired Combined Cycle.NG | natural gas combined cycle | TRUE | 2022 | 7 | 19153 | Nassau Energy Corp | Electric CHP | Nassau Energy Corp | NY | 52056 | GT1 | 38 | Natural Gas Fired Combined Cycle | NG | CT
Natural Gas Fired Combined Cycle.NG | natural gas combined cycle | TRUE | 2022 | 7 | 19153 | Nassau Energy Corp | Electric CHP | Nassau Energy Corp | NY | 52056 | ST1 | 12 | Natural Gas Fired Combined Cycle | NG | CA
Onshore Wind Turbine.WND | onshore wind | TRUE | 2022 | 7 | 60558 | Rock County Energy Center, LLC | IPP | Minwind 3-9 | MN | 56123 | 1 | 11.6 | Onshore Wind Turbine | WND | WT
Batteries.MWH | battery storage | TRUE | 2022 | 7 | 59718 | West Chicago Battery Storage LLC | IPP | Elwood Energy Storage Center | IL | 59959 | WCBS | 19.8 | Batteries | MWH | BA
Conventional Steam Coal.RC | hard coal | TRUE | 2022 | 8 | 5748 | Electric Energy Inc | IPP | Joppa Steam | IL | 887 | 1 | 158 | Conventional Steam Coal | RC | ST
Conventional Steam Coal.RC | hard coal | TRUE | 2022 | 8 | 5748 | Electric Energy Inc | IPP | Joppa Steam | IL | 887 | 2 | 158 | Conventional Steam Coal | RC | ST
Conventional Steam Coal.RC | hard coal | TRUE | 2022 | 8 | 5748 | Electric Energy Inc | IPP | Joppa Steam | IL | 887 | 3 | 158 | Conventional Steam Coal | RC | ST
Conventional Steam Coal.RC | hard coal | TRUE | 2022 | 8 | 5748 | Electric Energy Inc | IPP | Joppa Steam | IL | 887 | 4 | 158 | Conventional Steam Coal | RC | ST
Conventional Steam Coal.RC | hard coal | TRUE | 2022 | 8 | 5748 | Electric Energy Inc | IPP | Joppa Steam | IL | 887 | 5 | 158 | Conventional Steam Coal | RC | ST
Conventional Steam Coal.RC | hard coal | TRUE | 2022 | 8 | 5748 | Electric Energy Inc | IPP | Joppa Steam | IL | 887 | 6 | 158 | Conventional Steam Coal | RC | ST
Natural Gas Fired Combustion Turbine.NG | natural gas peaker | TRUE | 2022 | 8 | 12159 | Midwest Electric Power Inc | IPP | MEPI GT Facility | IL | 7858 | 1 | 55 | Natural Gas Fired Combustion Turbine | NG | GT
Natural Gas Fired Combustion Turbine.NG | natural gas peaker | TRUE | 2022 | 8 | 12159 | Midwest Electric Power Inc | IPP | MEPI GT Facility | IL | 7858 | 2 | 55 | Natural Gas Fired Combustion Turbine | NG | GT
Natural Gas Fired Combustion Turbine.NG | natural gas peaker | TRUE | 2022 | 8 | 12159 | Midwest Electric Power Inc | IPP | MEPI GT Facility | IL | 7858 | 3 | 55 | Natural Gas Fired Combustion Turbine | NG | GT
Natural Gas Fired Combustion Turbine.NG | natural gas peaker | TRUE | 2022 | 8 | 12159 | Midwest Electric Power Inc | IPP | MEPI GT Facility | IL | 7858 | 4 | 37 | Natural Gas Fired Combustion Turbine | NG | GT
Natural Gas Fired Combustion Turbine.NG | natural gas peaker | TRUE | 2022 | 8 | 12159 | Midwest Electric Power Inc | IPP | MEPI GT Facility | IL | 7858 | 5 | 37 | Natural Gas Fired Combustion Turbine | NG | GT
Conventional Steam Coal.SUB | hard coal | TRUE | 2022 | 9 | 177 | AES Hawaii LLC | Electric CHP | AES Hawaii | HI | 10673 | GEN1 | 180 | Conventional Steam Coal | SUB | ST
Conventional Steam Coal.SUB | hard coal | TRUE | 2022 | 9 | 3989 | City of Colorado Springs - (CO) | Electric Utility | Martin Drake | CO | 492 | 6 | 77 | Conventional Steam Coal | SUB | ST
Natural Gas Steam Turbine.NG | natural gas steam turbine | TRUE | 2022 | 9 | 3989 | City of Colorado Springs - (CO) | Electric Utility | Martin Drake | CO | 492 | 7 | 131 | Natural Gas Steam Turbine | NG | ST
Petroleum Liquids.DFO | petroleum | TRUE | 2022 | 9 | 6915 | Galena Electric Utility | Electric Utility | Galena Electric Utility | AK | 7437 | 3A | 0.8 | Petroleum Liquids | DFO | IC
Petroleum Liquids.DFO | petroleum | TRUE | 2022 | 9 | 12653 | Lanyard Power Holdings, LLC | IPP | Morgantown Generating Plant | MD | 1573 | GT1 | 13 | Petroleum Liquids | DFO | GT
Petroleum Liquids.DFO | petroleum | TRUE | 2022 | 9 | 12653 | Lanyard Power Holdings, LLC | IPP | Morgantown Generating Plant | MD | 1573 | GT2 | 13 | Petroleum Liquids | DFO | GT
Landfill Gas.LFG | natural gas peaker | TRUE | 2022 | 9 | 57250 | MM Prima Deshecha Energy LLC | IPP | Prima Plant | CA | 55601 | UNT1 | 2.7 | Landfill Gas | LFG | IC
Landfill Gas.LFG | natural gas peaker | TRUE | 2022 | 9 | 57250 | MM Prima Deshecha Energy LLC | IPP | Prima Plant | CA | 55601 | UNT2 | 2.7 | Landfill Gas | LFG | IC
Other Waste Biomass.OBG | biomass | TRUE | 2022 | 9 | 58098 | New Energy One LLC | IPP | Rock Creek Dairy | ID | 58142 | CHP1 | 1.6 | Other Waste Biomass | OBG | IC
Other Waste Biomass.OBG | biomass | TRUE | 2022 | 9 | 58098 | New Energy One LLC | IPP | Rock Creek Dairy | ID | 58142 | CHP2 | 1.6 | Other Waste Biomass | OBG | IC
Conventional Hydroelectric.WAT | hydro | TRUE | 2022 | 9 | 57301 | Orchard Mesa Irrigation District | Electric Utility | Grand Valley Project Power Plant | CO | 473 | 1 | 1.5 | Conventional Hydroelectric | WAT | HY
Conventional Steam Coal.RC | hard coal | TRUE | 2022 | 9 | 15473 | Public Service Co of NM | Electric Utility | San Juan | NM | 2451 | 4 | 507 | Conventional Steam Coal | RC | ST
Natural Gas Fired Combustion Turbine.NG | natural gas peaker | TRUE | 2022 | 9 | 17554 | South Carolina Genertg Co, Inc | Electric Utility | Williams | SC | 3298 | 1 | 20 | Natural Gas Fired Combustion Turbine | NG | GT
Natural Gas Fired Combustion Turbine.NG | natural gas peaker | TRUE | 2022 | 9 | 17554 | South Carolina Genertg Co, Inc | Electric Utility | Williams | SC | 3298 | 2 | 20 | Natural Gas Fired Combustion Turbine | NG | GT
Natural Gas Fired Combined Cycle.NG | natural gas combined cycle | TRUE | 2022 | 9 | 30151 | Tri-State G & T Assn, Inc | Electric Utility | Rifle Generating Station | CO | 10755 | GT2 | 13 | Natural Gas Fired Combined Cycle | NG | CT
Natural Gas Fired Combined Cycle.NG | natural gas combined cycle | TRUE | 2022 | 9 | 30151 | Tri-State G & T Assn, Inc | Electric Utility | Rifle Generating Station | CO | 10755 | GT3 | 13 | Natural Gas Fired Combined Cycle | NG | CT
Natural Gas Fired Combined Cycle.NG | natural gas combined cycle | TRUE | 2022 | 9 | 30151 | Tri-State G & T Assn, Inc | Electric Utility | Rifle Generating Station | CO | 10755 | GT4 | 13 | Natural Gas Fired Combined Cycle | NG | CT
Natural Gas Fired Combined Cycle.NG | natural gas combined cycle | TRUE | 2022 | 9 | 30151 | Tri-State G & T Assn, Inc | Electric Utility | Rifle Generating Station | CO | 10755 | ST1 | 34 | Natural Gas Fired Combined Cycle | NG | CA
Natural Gas Steam Turbine.NG | natural gas steam turbine | FALSE | 2022 | 9 | 19664 | University of Washington | Commercial | University of Washington Power Plant | WA | 54809 | TG2 | 5 | Natural Gas Steam Turbine | NG | ST
Petroleum Liquids.DFO | petroleum | FALSE | 2022 | 9 | 20680 | William Beaumont Hospital | Commercial | William Beaumont Hospital | MI | 50937 | GENA | 1.9 | Petroleum Liquids | DFO | IC
Petroleum Liquids.DFO | petroleum | FALSE | 2022 | 9 | 20680 | William Beaumont Hospital | Commercial | William Beaumont Hospital | MI | 50937 | GENB | 1.9 | Petroleum Liquids | DFO | IC
Onshore Wind Turbine.WND | onshore wind | TRUE | 2022 | 9 | 20707 | Wintec Energy Ltd | IPP | Wintec Energy Ltd | CA | 50276 | EXIS | 5.9 | Onshore Wind Turbine | WND | WT
Landfill Gas.LFG | natural gas peaker | TRUE | 2022 | 10 | 5773 | City of Elk River | Electric Utility | Elk River City of | MN | 1971 | 5 | 0.8 | Landfill Gas | LFG | IC
Landfill Gas.LFG | natural gas peaker | TRUE | 2022 | 10 | 5773 | City of Elk River | Electric Utility | Elk River City of | MN | 1971 | 6 | 0.8 | Landfill Gas | LFG | IC
Landfill Gas.LFG | natural gas peaker | TRUE | 2022 | 10 | 5773 | City of Elk River | Electric Utility | Elk River City of | MN | 1971 | 7 | 0.8 | Landfill Gas | LFG | IC
Landfill Gas.LFG | natural gas peaker | TRUE | 2022 | 10 | 5773 | City of Elk River | Electric Utility | Elk River City of | MN | 1971 | 8 | 0.8 | Landfill Gas | LFG | IC
Petroleum Liquids.DFO | petroleum | TRUE | 2022 | 10 | 12653 | Lanyard Power Holdings, LLC | IPP | Dickerson Power | MD | 1572 | GT1 | 18 | Petroleum Liquids | DFO | GT
Conventional Hydroelectric.WAT | hydro | TRUE | 2022 | 10 | 27075 | San Diego County Water Auth | IPP | Rancho Penasquitos | CA | 56615 | G100 | 3.6 | Conventional Hydroelectric | WAT | HY
Petroleum Liquids.DFO | petroleum | TRUE | 2022 | 11 | 221 | Alaska Village Elec Coop, Inc | Electric Utility | St Marys IC | AK | 6338 | 1B | 0.5 | Petroleum Liquids | DFO | IC
Petroleum Liquids.DFO | petroleum | TRUE | 2022 | 11 | 221 | Alaska Village Elec Coop, Inc | Electric Utility | St Marys IC | AK | 6338 | 2 | 0.6 | Petroleum Liquids | DFO | IC
Petroleum Liquids.DFO | petroleum | TRUE | 2022 | 11 | 221 | Alaska Village Elec Coop, Inc | Electric Utility | St Marys IC | AK | 6338 | 3 | 0.9 | Petroleum Liquids | DFO | IC
Petroleum Liquids.KER | petroleum | TRUE | 2022 | 11 | 4226 | Consolidated Edison Co-NY Inc | Electric Utility | Hudson Avenue | NY | 2496 | GT3 | 13.5 | Petroleum Liquids | KER | GT
Petroleum Liquids.KER | petroleum | TRUE | 2022 | 11 | 4226 | Consolidated Edison Co-NY Inc | Electric Utility | Hudson Avenue | NY | 2496 | GT5 | 14.1 | Petroleum Liquids | KER | GT
. |  |  | NOTES: Capacity from facilities with a total generator nameplate capacity less than 1 MW are excluded from this table. Entity ID and Plant ID are official, unique identification numbers assigned by EIA; Generator IDs are assigned by plant owners and/or operators. Descriptions for the Energy Source Codes and the Prime Mover Codes listed in the table can be found in the Technical Notes. Sources: U.S. Energy Information Administration, Form EIA-860, 'Annual Electric Generator Report' and Form EIA-860M, 'Monthly Update to the Annual Electric Generator Report.'

## Table_6_06_2023
Table 6.6. Planned U.S. Electric Generating Unit Retirements
Technology.EnergySource | EPS Electricity Source | Include? | Year | Month | Entity ID | Entity Name | Plant Producer Type | Plant Name | Plant State | Plant ID | Generator ID | Net Summer Capacity (MW) | Technology | Energy Source Code | Prime Mover Code
Landfill Gas.LFG | natural gas peaker | TRUE | 2023 | 2 | 55858 | EDL Inc | IPP | Loraine County Project | OH | 56869 | 1 | 1.4 | Landfill Gas | LFG | IC
Landfill Gas.LFG | natural gas peaker | TRUE | 2023 | 2 | 55858 | EDL Inc | IPP | Loraine County Project | OH | 56869 | 10 | 1.6 | Landfill Gas | LFG | IC
Landfill Gas.LFG | natural gas peaker | TRUE | 2023 | 2 | 55858 | EDL Inc | IPP | Loraine County Project | OH | 56869 | 11 | 1.6 | Landfill Gas | LFG | IC
Landfill Gas.LFG | natural gas peaker | TRUE | 2023 | 2 | 55858 | EDL Inc | IPP | Loraine County Project | OH | 56869 | 12 | 1.6 | Landfill Gas | LFG | IC
Landfill Gas.LFG | natural gas peaker | TRUE | 2023 | 2 | 55858 | EDL Inc | IPP | Loraine County Project | OH | 56869 | 13 | 1.6 | Landfill Gas | LFG | IC
Landfill Gas.LFG | natural gas peaker | TRUE | 2023 | 2 | 55858 | EDL Inc | IPP | Loraine County Project | OH | 56869 | 14 | 1.6 | Landfill Gas | LFG | IC
Landfill Gas.LFG | natural gas peaker | TRUE | 2023 | 2 | 55858 | EDL Inc | IPP | Loraine County Project | OH | 56869 | 15 | 1.6 | Landfill Gas | LFG | IC
Landfill Gas.LFG | natural gas peaker | TRUE | 2023 | 2 | 55858 | EDL Inc | IPP | Loraine County Project | OH | 56869 | 16 | 1.6 | Landfill Gas | LFG | IC
Landfill Gas.LFG | natural gas peaker | TRUE | 2023 | 2 | 55858 | EDL Inc | IPP | Loraine County Project | OH | 56869 | 17 | 1.6 | Landfill Gas | LFG | IC
Landfill Gas.LFG | natural gas peaker | TRUE | 2023 | 2 | 55858 | EDL Inc | IPP | Loraine County Project | OH | 56869 | 18 | 1.6 | Landfill Gas | LFG | IC
Landfill Gas.LFG | natural gas peaker | TRUE | 2023 | 2 | 55858 | EDL Inc | IPP | Loraine County Project | OH | 56869 | 2 | 1.4 | Landfill Gas | LFG | IC
Landfill Gas.LFG | natural gas peaker | TRUE | 2023 | 2 | 55858 | EDL Inc | IPP | Loraine County Project | OH | 56869 | 3 | 1.4 | Landfill Gas | LFG | IC
Landfill Gas.LFG | natural gas peaker | TRUE | 2023 | 2 | 55858 | EDL Inc | IPP | Loraine County Project | OH | 56869 | 4 | 1.4 | Landfill Gas | LFG | IC
Landfill Gas.LFG | natural gas peaker | TRUE | 2023 | 2 | 55858 | EDL Inc | IPP | Loraine County Project | OH | 56869 | 5 | 1.4 | Landfill Gas | LFG | IC
Landfill Gas.LFG | natural gas peaker | TRUE | 2023 | 2 | 55858 | EDL Inc | IPP | Loraine County Project | OH | 56869 | 6 | 1.4 | Landfill Gas | LFG | IC
Landfill Gas.LFG | natural gas peaker | TRUE | 2023 | 2 | 55858 | EDL Inc | IPP | Loraine County Project | OH | 56869 | 7 | 1.4 | Landfill Gas | LFG | IC
Landfill Gas.LFG | natural gas peaker | TRUE | 2023 | 2 | 55858 | EDL Inc | IPP | Loraine County Project | OH | 56869 | 8 | 1.4 | Landfill Gas | LFG | IC
Landfill Gas.LFG | natural gas peaker | TRUE | 2023 | 2 | 55858 | EDL Inc | IPP | Loraine County Project | OH | 56869 | 9 | 1.6 | Landfill Gas | LFG | IC
Petroleum Liquids.DFO | petroleum | FALSE | 2023 | 2 | 61013 | Northern Westchester Hospital | Commercial | Northern Westchester Hospital | NY | 61378 | 4 | 0.8 | Petroleum Liquids | DFO | IC
Petroleum Liquids.DFO | petroleum | FALSE | 2023 | 2 | 61013 | Northern Westchester Hospital | Commercial | Northern Westchester Hospital | NY | 61378 | 5 | 0.8 | Petroleum Liquids | DFO | IC
Landfill Gas.LFG | natural gas peaker | TRUE | 2023 | 2 | 59828 | Solid Waste Authority of Central Ohio | IPP | Model Gas Power Station | OH | 56863 | 1 | 1.4 | Landfill Gas | LFG | IC
Landfill Gas.LFG | natural gas peaker | TRUE | 2023 | 2 | 59828 | Solid Waste Authority of Central Ohio | IPP | Model Gas Power Station | OH | 56863 | 2 | 1.4 | Landfill Gas | LFG | IC
Petroleum Liquids.DFO | petroleum | TRUE | 2023 | 2 | 63560 | TDX Sand Point Generating, LLC | Electric Utility | Sand Point | AK | 1 | 5 | 0.4 | Petroleum Liquids | DFO | IC
Conventional Steam Coal.SUB | hard coal | TRUE | 2023 | 3 | 12647 | ALLETE, Inc. | Electric Utility | Taconite Harbor Energy Center | MN | 10075 | GEN1 | 79 | Conventional Steam Coal | SUB | ST
Conventional Steam Coal.SUB | hard coal | TRUE | 2023 | 3 | 12647 | ALLETE, Inc. | Electric Utility | Taconite Harbor Energy Center | MN | 10075 | GEN2 | 75.9 | Conventional Steam Coal | SUB | ST
Natural Gas Fired Combustion Turbine.NG | natural gas peaker | TRUE | 2023 | 3 | 17539 | Dominion Energy South Carolina, Inc | Electric Utility | Parr GT | SC | 3291 | GT1 | 13.5 | Natural Gas Fired Combustion Turbine | NG | GT
Natural Gas Fired Combustion Turbine.NG | natural gas peaker | TRUE | 2023 | 3 | 17539 | Dominion Energy South Carolina, Inc | Electric Utility | Parr GT | SC | 3291 | GT2 | 13.5 | Natural Gas Fired Combustion Turbine | NG | GT
Natural Gas Fired Combustion Turbine.NG | natural gas peaker | TRUE | 2023 | 3 | 17539 | Dominion Energy South Carolina, Inc | Electric Utility | Parr GT | SC | 3291 | GT3 | 16.5 | Natural Gas Fired Combustion Turbine | NG | GT
Natural Gas Fired Combustion Turbine.NG | natural gas peaker | TRUE | 2023 | 3 | 17539 | Dominion Energy South Carolina, Inc | Electric Utility | Parr GT | SC | 3291 | GT4 | 16.5 | Natural Gas Fired Combustion Turbine | NG | GT
Conventional Steam Coal.BIT | hard coal | TRUE | 2023 | 3 | 21554 | Seminole Electric Cooperative Inc | Electric Utility | Seminole (FL) | FL | 136 | 1 | 626 | Conventional Steam Coal | BIT | ST
Conventional Steam Coal.LIG | lignite | TRUE | 2023 | 3 | 17698 | Southwestern Electric Power Co | Electric Utility | Pirkey | TX | 7902 | 1 | 650 | Conventional Steam Coal | LIG | ST
Petroleum Liquids.DFO | petroleum | TRUE | 2023 | 4 | 221 | Alaska Village Elec Coop, Inc | Electric Utility | Mountain Village | AK | 6329 | 3B | 0.5 | Petroleum Liquids | DFO | IC
Petroleum Liquids.KER | petroleum | TRUE | 2023 | 4 | 4226 | Consolidated Edison Co-NY Inc | Electric Utility | 74th Street | NY | 2504 | GT1 | 18.5 | Petroleum Liquids | KER | GT
Petroleum Liquids.KER | petroleum | TRUE | 2023 | 4 | 4226 | Consolidated Edison Co-NY Inc | Electric Utility | 74th Street | NY | 2504 | GT2 | 19.3 | Petroleum Liquids | KER | GT
Natural Gas Steam Turbine.NG | natural gas steam turbine | TRUE | 2023 | 4 | 18454 | Tampa Electric Co | Electric Utility | Big Bend | FL | 645 | ST3 | 395 | Natural Gas Steam Turbine | NG | ST
Petroleum Liquids.DFO | petroleum | TRUE | 2023 | 5 | 8723 | City of Holland | Electric Utility | Sixth Street Gas Turbine | MI | 6356 | 1 | 16 | Petroleum Liquids | DFO | GT
Conventional Steam Coal.SUB | hard coal | TRUE | 2023 | 5 | 4254 | Consumers Energy Co | Electric Utility | Dan E Karn | MI | 1702 | 1A | 127.5 | Conventional Steam Coal | SUB | ST
Conventional Steam Coal.SUB | hard coal | TRUE | 2023 | 5 | 4254 | Consumers Energy Co | Electric Utility | Dan E Karn | MI | 1702 | 1B | 127.5 | Conventional Steam Coal | SUB | ST
Conventional Steam Coal.SUB | hard coal | TRUE | 2023 | 5 | 4254 | Consumers Energy Co | Electric Utility | Dan E Karn | MI | 1702 | 2A | 115.5 | Conventional Steam Coal | SUB | ST
Conventional Steam Coal.SUB | hard coal | TRUE | 2023 | 5 | 4254 | Consumers Energy Co | Electric Utility | Dan E Karn | MI | 1702 | 2B | 115.5 | Conventional Steam Coal | SUB | ST
Natural Gas Fired Combustion Turbine.NG | natural gas peaker | TRUE | 2023 | 5 | 13582 | NRG Astoria Gas Turbine Operations Inc | IPP | Astoria Gas Turbines | NY | 55243 | 2-1 | 34.9 | Natural Gas Fired Combustion Turbine | NG | GT
Natural Gas Fired Combustion Turbine.NG | natural gas peaker | TRUE | 2023 | 5 | 13582 | NRG Astoria Gas Turbine Operations Inc | IPP | Astoria Gas Turbines | NY | 55243 | 2-2 | 34.3 | Natural Gas Fired Combustion Turbine | NG | GT
Natural Gas Fired Combustion Turbine.NG | natural gas peaker | TRUE | 2023 | 5 | 13582 | NRG Astoria Gas Turbine Operations Inc | IPP | Astoria Gas Turbines | NY | 55243 | 2-3 | 36.3 | Natural Gas Fired Combustion Turbine | NG | GT
Natural Gas Fired Combustion Turbine.NG | natural gas peaker | TRUE | 2023 | 5 | 13582 | NRG Astoria Gas Turbine Operations Inc | IPP | Astoria Gas Turbines | NY | 55243 | 2-4 | 32.5 | Natural Gas Fired Combustion Turbine | NG | GT
Natural Gas Fired Combustion Turbine.NG | natural gas peaker | TRUE | 2023 | 5 | 13582 | NRG Astoria Gas Turbine Operations Inc | IPP | Astoria Gas Turbines | NY | 55243 | 3-1 | 34.6 | Natural Gas Fired Combustion Turbine | NG | GT
Natural Gas Fired Combustion Turbine.NG | natural gas peaker | TRUE | 2023 | 5 | 13582 | NRG Astoria Gas Turbine Operations Inc | IPP | Astoria Gas Turbines | NY | 55243 | 3-2 | 35.7 | Natural Gas Fired Combustion Turbine | NG | GT
Natural Gas Fired Combustion Turbine.NG | natural gas peaker | TRUE | 2023 | 5 | 13582 | NRG Astoria Gas Turbine Operations Inc | IPP | Astoria Gas Turbines | NY | 55243 | 3-3 | 33.9 | Natural Gas Fired Combustion Turbine | NG | GT
Natural Gas Fired Combustion Turbine.NG | natural gas peaker | TRUE | 2023 | 5 | 13582 | NRG Astoria Gas Turbine Operations Inc | IPP | Astoria Gas Turbines | NY | 55243 | 3-4 | 34.9 | Natural Gas Fired Combustion Turbine | NG | GT
Natural Gas Fired Combustion Turbine.NG | natural gas peaker | TRUE | 2023 | 5 | 13582 | NRG Astoria Gas Turbine Operations Inc | IPP | Astoria Gas Turbines | NY | 55243 | 4-1 | 33.6 | Natural Gas Fired Combustion Turbine | NG | GT
Natural Gas Fired Combustion Turbine.NG | natural gas peaker | TRUE | 2023 | 5 | 13582 | NRG Astoria Gas Turbine Operations Inc | IPP | Astoria Gas Turbines | NY | 55243 | 4-2 | 34.3 | Natural Gas Fired Combustion Turbine | NG | GT
Natural Gas Fired Combustion Turbine.NG | natural gas peaker | TRUE | 2023 | 5 | 13582 | NRG Astoria Gas Turbine Operations Inc | IPP | Astoria Gas Turbines | NY | 55243 | 4-3 | 35.4 | Natural Gas Fired Combustion Turbine | NG | GT
Natural Gas Fired Combustion Turbine.NG | natural gas peaker | TRUE | 2023 | 5 | 13582 | NRG Astoria Gas Turbine Operations Inc | IPP | Astoria Gas Turbines | NY | 55243 | 4-4 | 35.2 | Natural Gas Fired Combustion Turbine | NG | GT
Conventional Steam Coal.BIT | hard coal | TRUE | 2023 | 5 | 19876 | Virginia Electric & Power Co | Electric Utility | Chesterfield | VA | 3797 | 5 | 336 | Conventional Steam Coal | BIT | ST
Conventional Steam Coal.BIT | hard coal | TRUE | 2023 | 5 | 19876 | Virginia Electric & Power Co | Electric Utility | Chesterfield | VA | 3797 | 6 | 670 | Conventional Steam Coal | BIT | ST
Natural Gas Steam Turbine.NG | natural gas steam turbine | TRUE | 2023 | 5 | 19876 | Virginia Electric & Power Co | Electric Utility | Yorktown | VA | 3809 | 3 | 790 | Natural Gas Steam Turbine | NG | ST
Natural Gas Fired Combustion Turbine.NG | natural gas peaker | TRUE | 2023 | 5 | 20860 | Wisconsin Public Service Corp | Electric Utility | Weston | WI | 4078 | 31 | 16.1 | Natural Gas Fired Combustion Turbine | NG | GT
Natural Gas Fired Combustion Turbine.NG | natural gas peaker | TRUE | 2023 | 5 | 20860 | Wisconsin Public Service Corp | Electric Utility | Weston | WI | 4078 | 32 | 46.5 | Natural Gas Fired Combustion Turbine | NG | GT
Conventional Steam Coal.BIT | hard coal | TRUE | 2023 | 6 | 59774 | Crawfordsville Energy LLC | IPP | Crawfordsville Power Plant | IN | 1024 | 4 | 10.6 | Conventional Steam Coal | BIT | ST
Conventional Steam Coal.RC | hard coal | TRUE | 2023 | 6 | 64226 | Energy Harbor Generation LLC | IPP | Pleasants Power Station | WV | 6004 | 1 | 639 | Conventional Steam Coal | RC | ST
Conventional Steam Coal.RC | hard coal | TRUE | 2023 | 6 | 64226 | Energy Harbor Generation LLC | IPP | Pleasants Power Station | WV | 6004 | 2 | 639 | Conventional Steam Coal | RC | ST
Conventional Steam Coal.BIT | hard coal | TRUE | 2023 | 6 | 64226 | Energy Harbor Generation LLC | IPP | W H Sammis | OH | 2866 | 5 | 290 | Conventional Steam Coal | BIT | ST
Conventional Steam Coal.BIT | hard coal | TRUE | 2023 | 6 | 64226 | Energy Harbor Generation LLC | IPP | W H Sammis | OH | 2866 | 6 | 600 | Conventional Steam Coal | BIT | ST
Conventional Steam Coal.BIT | hard coal | TRUE | 2023 | 6 | 64226 | Energy Harbor Generation LLC | IPP | W H Sammis | OH | 2866 | 7 | 600 | Conventional Steam Coal | BIT | ST
Petroleum Liquids.DFO | petroleum | TRUE | 2023 | 6 | 64226 | Energy Harbor Generation LLC | IPP | W H Sammis | OH | 2866 | A1 | 3 | Petroleum Liquids | DFO | IC
Petroleum Liquids.DFO | petroleum | TRUE | 2023 | 6 | 64226 | Energy Harbor Generation LLC | IPP | W H Sammis | OH | 2866 | B1 | 3 | Petroleum Liquids | DFO | IC
Petroleum Liquids.DFO | petroleum | TRUE | 2023 | 6 | 64226 | Energy Harbor Generation LLC | IPP | W H Sammis | OH | 2866 | B2 | 3 | Petroleum Liquids | DFO | IC
Petroleum Liquids.DFO | petroleum | TRUE | 2023 | 6 | 64226 | Energy Harbor Generation LLC | IPP | W H Sammis | OH | 2866 | B3 | 2 | Petroleum Liquids | DFO | IC
Petroleum Liquids.DFO | petroleum | TRUE | 2023 | 6 | 64226 | Energy Harbor Generation LLC | IPP | W H Sammis | OH | 2866 | B4 | 2 | Petroleum Liquids | DFO | IC
Petroleum Liquids.DFO | petroleum | FALSE | 2023 | 6 | 8453 | Hendricks Regional Health | Commercial | Hendricks Regional Health | IN | 54731 | GEO1 | 0.5 | Petroleum Liquids | DFO | IC
Petroleum Liquids.DFO | petroleum | FALSE | 2023 | 6 | 8453 | Hendricks Regional Health | Commercial | Hendricks Regional Health | IN | 54731 | GEO2 | 0.5 | Petroleum Liquids | DFO | IC
Petroleum Liquids.DFO | petroleum | FALSE | 2023 | 6 | 8453 | Hendricks Regional Health | Commercial | Hendricks Regional Health | IN | 54731 | GEO3 | 0.3 | Petroleum Liquids | DFO | IC
Conventional Steam Coal.BIT | hard coal | TRUE | 2023 | 6 | 9273 | Indianapolis Power & Light Co | Electric Utility | AES Petersburg | IN | 994 | ST2 | 421.8 | Conventional Steam Coal | BIT | ST
Conventional Steam Coal.SUB | hard coal | TRUE | 2023 | 6 | 9417 | Interstate Power and Light Co | Electric Utility | Lansing | IA | 1047 | 4 | 241.4 | Conventional Steam Coal | SUB | ST
Natural Gas Steam Turbine.NG | natural gas steam turbine | TRUE | 2023 | 6 | 12384 | Midwest Generations EME LLC | IPP | Joliet 29 | IL | 384 | 7 | 518 | Natural Gas Steam Turbine | NG | ST
Natural Gas Steam Turbine.NG | natural gas steam turbine | TRUE | 2023 | 6 | 12384 | Midwest Generations EME LLC | IPP | Joliet 29 | IL | 384 | 8 | 518 | Natural Gas Steam Turbine | NG | ST
Natural Gas Steam Turbine.NG | natural gas steam turbine | TRUE | 2023 | 6 | 12384 | Midwest Generations EME LLC | IPP | Joliet 9 | IL | 874 | 6 | 314 | Natural Gas Steam Turbine | NG | ST
Petroleum Liquids.KER | petroleum | TRUE | 2023 | 6 | 4426 | NAES Corp | IPP | South Meadow | CT | 563 | 11 | 35.7 | Petroleum Liquids | KER | GT
Petroleum Liquids.KER | petroleum | TRUE | 2023 | 6 | 4426 | NAES Corp | IPP | South Meadow | CT | 563 | 12 | 37.7 | Petroleum Liquids | KER | GT
Petroleum Liquids.KER | petroleum | TRUE | 2023 | 6 | 4426 | NAES Corp | IPP | South Meadow | CT | 563 | 13 | 38.3 | Petroleum Liquids | KER | GT
Petroleum Liquids.KER | petroleum | TRUE | 2023 | 6 | 4426 | NAES Corp | IPP | South Meadow | CT | 563 | 14 | 36.7 | Petroleum Liquids | KER | GT
Natural Gas Steam Turbine.NG | natural gas steam turbine | TRUE | 2023 | 6 | 15474 | Public Service Co of Oklahoma | Electric Utility | Southwestern | OK | 2964 | 1 | 56 | Natural Gas Steam Turbine | NG | ST
Onshore Wind Turbine.WND | onshore wind | TRUE | 2023 | 6 | 16534 | Sacramento Municipal Util Dist | Electric Utility | Solano Wind | CA | 7526 | 1 | 13.1 | Onshore Wind Turbine | WND | WT
Conventional Hydroelectric.WAT | hydro | TRUE | 2023 | 6 | 16534 | Sacramento Municipal Util Dist | Electric Utility | White Rock/Slab Creek | CA | 435 | H4 | 0.5 | Conventional Hydroelectric | WAT | HY
Natural Gas Fired Combustion Turbine.NG | natural gas peaker | TRUE | 2023 | 6 | 15276 | TalenEnergy Martins Creek LLC | IPP | TalenEnergy Martins Creek | PA | 3148 | CTG1 | 18 | Natural Gas Fired Combustion Turbine | NG | GT
Natural Gas Fired Combustion Turbine.NG | natural gas peaker | TRUE | 2023 | 6 | 15276 | TalenEnergy Martins Creek LLC | IPP | TalenEnergy Martins Creek | PA | 3148 | CTG2 | 17.3 | Natural Gas Fired Combustion Turbine | NG | GT
Natural Gas Fired Combustion Turbine.NG | natural gas peaker | TRUE | 2023 | 6 | 15276 | TalenEnergy Martins Creek LLC | IPP | TalenEnergy Martins Creek | PA | 3148 | CTG4 | 17.2 | Natural Gas Fired Combustion Turbine | NG | GT
Petroleum Liquids.DFO | petroleum | FALSE | 2023 | 7 | 59484 | Framingham State University | Commercial | Framingham State University Plant | MA | 59717 | TOW1 | 0.2 | Petroleum Liquids | DFO | IC
Conventional Hydroelectric.WAT | hydro | FALSE | 2023 | 8 | 7080 | Aclara Meters LLC | Industrial | General Electric Great Falls Upper Hydro | NH | 10059 | 1575 | 1.6 | Conventional Hydroelectric | WAT | HY
Conventional Hydroelectric.WAT | hydro | FALSE | 2023 | 8 | 7080 | Aclara Meters LLC | Industrial | General Electric Great Falls Upper Hydro | NH | 10059 | 500 | 0.5 | Conventional Hydroelectric | WAT | HY
Landfill Gas.LFG | natural gas peaker | TRUE | 2023 | 9 | 17283 | Seneca Energy II | IPP | Seneca Energy | NY | 54782 | GE10 | 0.8 | Landfill Gas | LFG | IC
Landfill Gas.LFG | natural gas peaker | TRUE | 2023 | 9 | 17283 | Seneca Energy II | IPP | Seneca Energy | NY | 54782 | GE11 | 0.8 | Landfill Gas | LFG | IC
Landfill Gas.LFG | natural gas peaker | TRUE | 2023 | 9 | 17283 | Seneca Energy II | IPP | Seneca Energy | NY | 54782 | GE12 | 0.8 | Landfill Gas | LFG | IC
Landfill Gas.LFG | natural gas peaker | TRUE | 2023 | 9 | 17283 | Seneca Energy II | IPP | Seneca Energy | NY | 54782 | GE13 | 0.8 | Landfill Gas | LFG | IC
Landfill Gas.LFG | natural gas peaker | TRUE | 2023 | 9 | 17283 | Seneca Energy II | IPP | Seneca Energy | NY | 54782 | GE14 | 0.8 | Landfill Gas | LFG | IC
Landfill Gas.LFG | natural gas peaker | TRUE | 2023 | 9 | 17283 | Seneca Energy II | IPP | Seneca Energy | NY | 54782 | GEN5 | 0.8 | Landfill Gas | LFG | IC
Landfill Gas.LFG | natural gas peaker | TRUE | 2023 | 9 | 17283 | Seneca Energy II | IPP | Seneca Energy | NY | 54782 | GEN6 | 0.8 | Landfill Gas | LFG | IC
Landfill Gas.LFG | natural gas peaker | TRUE | 2023 | 9 | 17283 | Seneca Energy II | IPP | Seneca Energy | NY | 54782 | GEN7 | 0.8 | Landfill Gas | LFG | IC
Landfill Gas.LFG | natural gas peaker | TRUE | 2023 | 9 | 17283 | Seneca Energy II | IPP | Seneca Energy | NY | 54782 | GEN8 | 0.8 | Landfill Gas | LFG | IC
Landfill Gas.LFG | natural gas peaker | TRUE | 2023 | 9 | 17283 | Seneca Energy II | IPP | Seneca Energy | NY | 54782 | GEN9 | 0.8 | Landfill Gas | LFG | IC
Conventional Steam Coal.BIT | hard coal | TRUE | 2023 | 10 | 17633 | Southern Indiana Gas & Elec Co | Electric Utility | A B Brown | IN | 6137 | 1 | 245 | Conventional Steam Coal | BIT | ST
Conventional Steam Coal.BIT | hard coal | TRUE | 2023 | 10 | 17633 | Southern Indiana Gas & Elec Co | Electric Utility | A B Brown | IN | 6137 | 2 | 240 | Conventional Steam Coal | BIT | ST
Wood/Wood Waste Biomass.WDS | biomass | FALSE | 2023 | 10 | 56785 | The Westervelt Co | Industrial | Westervelt Moundville Cogen | AL | 57467 | TG1 | 8.2 | Wood/Wood Waste Biomass | WDS | ST
Natural Gas Steam Turbine.NG | natural gas steam turbine | TRUE | 2023 | 12 | 22148 | AES Alamitos LLC | IPP | AES Alamitos LLC | CA | 315 | 3 | 332 | Natural Gas Steam Turbine | NG | ST
Natural Gas Steam Turbine.NG | natural gas steam turbine | TRUE | 2023 | 12 | 22148 | AES Alamitos LLC | IPP | AES Alamitos LLC | CA | 315 | 4 | 335 | Natural Gas Steam Turbine | NG | ST
Natural Gas Steam Turbine.NG | natural gas steam turbine | TRUE | 2023 | 12 | 22148 | AES Alamitos LLC | IPP | AES Alamitos LLC | CA | 315 | 5 | 485 | Natural Gas Steam Turbine | NG | ST
Natural Gas Steam Turbine.NG | natural gas steam turbine | TRUE | 2023 | 12 | 23693 | AES Huntington Beach LLC | IPP | AES Huntington Beach LLC | CA | 335 | 2 | 225.8 | Natural Gas Steam Turbine | NG | ST
Natural Gas Steam Turbine.NG | natural gas steam turbine | TRUE | 2023 | 12 | 22484 | AES Redondo Beach LLC | IPP | AES Redondo Beach LLC | CA | 356 | 5 | 175 | Natural Gas Steam Turbine | NG | ST
Natural Gas Steam Turbine.NG | natural gas steam turbine | TRUE | 2023 | 12 | 22484 | AES Redondo Beach LLC | IPP | AES Redondo Beach LLC | CA | 356 | 6 | 175 | Natural Gas Steam Turbine | NG | ST
Natural Gas Steam Turbine.NG | natural gas steam turbine | TRUE | 2023 | 12 | 22484 | AES Redondo Beach LLC | IPP | AES Redondo Beach LLC | CA | 356 | 8 | 480 | Natural Gas Steam Turbine | NG | ST
Natural Gas Fired Combustion Turbine.NG | natural gas peaker | FALSE | 2023 | 12 | 1058 | B Braun Medical Inc | Industrial | B Braun Medical | CA | 50200 | GEN1 | 2.7 | Natural Gas Fired Combustion Turbine | NG | GT
Natural Gas Fired Combustion Turbine.NG | natural gas peaker | FALSE | 2023 | 12 | 1058 | B Braun Medical Inc | Industrial | B Braun Medical | CA | 50200 | GEN2 | 3 | Natural Gas Fired Combustion Turbine | NG | GT
Conventional Steam Coal.BIT | hard coal | TRUE | 2023 | 12 | 17828 | City of Springfield - (IL) | Electric Utility | Dallman | IL | 963 | 3 | 159 | Conventional Steam Coal | BIT | ST
Conventional Steam Coal.BIT | hard coal | TRUE | 2023 | 12 | 5416 | Duke Energy Carolinas, LLC | Electric Utility | G G Allen | NC | 2718 | 1 | 162 | Conventional Steam Coal | BIT | ST
Conventional Steam Coal.BIT | hard coal | TRUE | 2023 | 12 | 5416 | Duke Energy Carolinas, LLC | Electric Utility | G G Allen | NC | 2718 | 5 | 259 | Conventional Steam Coal | BIT | ST
Natural Gas Steam Turbine.NG | natural gas steam turbine | TRUE | 2023 | 12 | 5701 | El Paso Electric Co | Electric Utility | Rio Grande | NM | 2444 | 7 | 46 | Natural Gas Steam Turbine | NG | ST
Natural Gas Steam Turbine.NG | natural gas steam turbine | TRUE | 2023 | 12 | 12686 | Mississippi Power Co | Electric Utility | Jack Watson | MS | 2049 | 4 | 236 | Natural Gas Steam Turbine | NG | ST
Conventional Steam Coal.SUB | hard coal | TRUE | 2023 | 12 | 13781 | Northern States Power Co - Minnesota | Electric Utility | Sherburne County | MN | 6090 | 2 | 682 | Conventional Steam Coal | SUB | ST
Natural Gas Fired Combustion Turbine.NG | natural gas peaker | TRUE | 2023 | 12 | 18642 | Tennessee Valley Authority | Electric Utility | Allen | TN | 3393 | G10 | 15.1 | Natural Gas Fired Combustion Turbine | NG | GT
Natural Gas Fired Combustion Turbine.NG | natural gas peaker | TRUE | 2023 | 12 | 18642 | Tennessee Valley Authority | Electric Utility | Allen | TN | 3393 | G11 | 15.1 | Natural Gas Fired Combustion Turbine | NG | GT
Natural Gas Fired Combustion Turbine.NG | natural gas peaker | TRUE | 2023 | 12 | 18642 | Tennessee Valley Authority | Electric Utility | Allen | TN | 3393 | G12 | 15.1 | Natural Gas Fired Combustion Turbine | NG | GT
Natural Gas Fired Combustion Turbine.NG | natural gas peaker | TRUE | 2023 | 12 | 18642 | Tennessee Valley Authority | Electric Utility | Allen | TN | 3393 | G13 | 15.1 | Natural Gas Fired Combustion Turbine | NG | GT
Natural Gas Fired Combustion Turbine.NG | natural gas peaker | TRUE | 2023 | 12 | 18642 | Tennessee Valley Authority | Electric Utility | Allen | TN | 3393 | G14 | 15.1 | Natural Gas Fired Combustion Turbine | NG | GT
Natural Gas Fired Combustion Turbine.NG | natural gas peaker | TRUE | 2023 | 12 | 18642 | Tennessee Valley Authority | Electric Utility | Allen | TN | 3393 | G15 | 15.1 | Natural Gas Fired Combustion Turbine | NG | GT
Natural Gas Fired Combustion Turbine.NG | natural gas peaker | TRUE | 2023 | 12 | 18642 | Tennessee Valley Authority | Electric Utility | Allen | TN | 3393 | G16 | 15.1 | Natural Gas Fired Combustion Turbine | NG | GT
Natural Gas Fired Combustion Turbine.NG | natural gas peaker | TRUE | 2023 | 12 | 18642 | Tennessee Valley Authority | Electric Utility | Allen | TN | 3393 | G17 | 46.4 | Natural Gas Fired Combustion Turbine | NG | GT
Natural Gas Fired Combustion Turbine.NG | natural gas peaker | TRUE | 2023 | 12 | 18642 | Tennessee Valley Authority | Electric Utility | Allen | TN | 3393 | G18 | 46.4 | Natural Gas Fired Combustion Turbine | NG | GT
Natural Gas Fired Combustion Turbine.NG | natural gas peaker | TRUE | 2023 | 12 | 18642 | Tennessee Valley Authority | Electric Utility | Allen | TN | 3393 | G19 | 46.4 | Natural Gas Fired Combustion Turbine | NG | GT
Natural Gas Fired Combustion Turbine.NG | natural gas peaker | TRUE | 2023 | 12 | 18642 | Tennessee Valley Authority | Electric Utility | Allen | TN | 3393 | G20 | 46.4 | Natural Gas Fired Combustion Turbine | NG | GT
Natural Gas Fired Combustion Turbine.NG | natural gas peaker | TRUE | 2023 | 12 | 18642 | Tennessee Valley Authority | Electric Utility | Allen | TN | 3393 | GT1 | 15.1 | Natural Gas Fired Combustion Turbine | NG | GT
Natural Gas Fired Combustion Turbine.NG | natural gas peaker | TRUE | 2023 | 12 | 18642 | Tennessee Valley Authority | Electric Utility | Allen | TN | 3393 | GT2 | 15.1 | Natural Gas Fired Combustion Turbine | NG | GT
Natural Gas Fired Combustion Turbine.NG | natural gas peaker | TRUE | 2023 | 12 | 18642 | Tennessee Valley Authority | Electric Utility | Allen | TN | 3393 | GT3 | 15.1 | Natural Gas Fired Combustion Turbine | NG | GT
Natural Gas Fired Combustion Turbine.NG | natural gas peaker | TRUE | 2023 | 12 | 18642 | Tennessee Valley Authority | Electric Utility | Allen | TN | 3393 | GT4 | 15.1 | Natural Gas Fired Combustion Turbine | NG | GT
Natural Gas Fired Combustion Turbine.NG | natural gas peaker | TRUE | 2023 | 12 | 18642 | Tennessee Valley Authority | Electric Utility | Allen | TN | 3393 | GT5 | 15.1 | Natural Gas Fired Combustion Turbine | NG | GT
Natural Gas Fired Combustion Turbine.NG | natural gas peaker | TRUE | 2023 | 12 | 18642 | Tennessee Valley Authority | Electric Utility | Allen | TN | 3393 | GT6 | 15.1 | Natural Gas Fired Combustion Turbine | NG | GT
Natural Gas Fired Combustion Turbine.NG | natural gas peaker | TRUE | 2023 | 12 | 18642 | Tennessee Valley Authority | Electric Utility | Allen | TN | 3393 | GT7 | 15.1 | Natural Gas Fired Combustion Turbine | NG | GT
Natural Gas Fired Combustion Turbine.NG | natural gas peaker | TRUE | 2023 | 12 | 18642 | Tennessee Valley Authority | Electric Utility | Allen | TN | 3393 | GT8 | 15.1 | Natural Gas Fired Combustion Turbine | NG | GT
Natural Gas Fired Combustion Turbine.NG | natural gas peaker | TRUE | 2023 | 12 | 18642 | Tennessee Valley Authority | Electric Utility | Allen | TN | 3393 | GT9 | 15.1 | Natural Gas Fired Combustion Turbine | NG | GT
Conventional Steam Coal.BIT | hard coal | TRUE | 2023 | 12 | 18642 | Tennessee Valley Authority | Electric Utility | Bull Run | TN | 3396 | 1 | 865 | Conventional Steam Coal | BIT | ST
Natural Gas Steam Turbine.NG | natural gas steam turbine | TRUE | 2024 | 1 | 63843 | Ormond Beach Power, LLC | IPP | Ormond Beach | CA | 350 | 1 | 741 | Natural Gas Steam Turbine | NG | ST
Natural Gas Steam Turbine.NG | natural gas steam turbine | TRUE | 2024 | 1 | 63843 | Ormond Beach Power, LLC | IPP | Ormond Beach | CA | 350 | 2 | 750 | Natural Gas Steam Turbine | NG | ST
Petroleum Coke.PC | petroleum | FALSE | 2024 | 3 | 4208 | Phillips 66 Company | Industrial | Phillips 66 Carbon Plant | CA | 50388 | GEN1 | 20 | Petroleum Coke | PC | ST
Conventional Steam Coal.BIT | hard coal | TRUE | 2024 | 3 | 14932 | US Operating Services Company | Electric CHP | Chambers Cogeneration LP | NJ | 10566 | GEN1 | 244 | Conventional Steam Coal | BIT | ST
Natural Gas Steam Turbine.NG | natural gas steam turbine | TRUE | 2024 | 5 | 55937 | Entergy Texas Inc. | Electric Utility | Sabine | TX | 3459 | 1 | 211.6 | Natural Gas Steam Turbine | NG | ST
Conventional Steam Coal.RC | hard coal | TRUE | 2024 | 5 | 20847 | Wisconsin Electric Power Co | Electric Utility | South Oak Creek | WI | 4041 | 5 | 242.2 | Conventional Steam Coal | RC | ST
Conventional Steam Coal.RC | hard coal | TRUE | 2024 | 5 | 20847 | Wisconsin Electric Power Co | Electric Utility | South Oak Creek | WI | 4041 | 6 | 253.8 | Conventional Steam Coal | RC | ST
Conventional Steam Coal.RC | hard coal | TRUE | 2024 | 5 | 20847 | Wisconsin Electric Power Co | Electric Utility | South Oak Creek | WI | 4041 | 7 | 306.5 | Conventional Steam Coal | RC | ST
Conventional Steam Coal.RC | hard coal | TRUE | 2024 | 5 | 20847 | Wisconsin Electric Power Co | Electric Utility | South Oak Creek | WI | 4041 | 8 | 309.5 | Conventional Steam Coal | RC | ST
Natural Gas Fired Combustion Turbine.NG | natural gas peaker | TRUE | 2024 | 5 | 20860 | Wisconsin Public Service Corp | Electric Utility | West Marinette | WI | 4076 | 31 | 38.1 | Natural Gas Fired Combustion Turbine | NG | GT
Natural Gas Fired Combustion Turbine.NG | natural gas peaker | TRUE | 2024 | 5 | 20860 | Wisconsin Public Service Corp | Electric Utility | West Marinette | WI | 4076 | 32 | 36.7 | Natural Gas Fired Combustion Turbine | NG | GT
Natural Gas Fired Combustion Turbine.NG | natural gas peaker | TRUE | 2024 | 6 | 56606 | Calpine New Jersey Generation LLC | IPP | Carlls Corner | NJ | 2379 | CA1 | 37.6 | Natural Gas Fired Combustion Turbine | NG | GT
Natural Gas Fired Combustion Turbine.NG | natural gas peaker | TRUE | 2024 | 6 | 56606 | Calpine New Jersey Generation LLC | IPP | Carlls Corner | NJ | 2379 | CA2 | 39.2 | Natural Gas Fired Combustion Turbine | NG | GT
Natural Gas Fired Combustion Turbine.NG | natural gas peaker | TRUE | 2024 | 6 | 56606 | Calpine New Jersey Generation LLC | IPP | Mickleton Station | NJ | 8008 | MICK | 63.7 | Natural Gas Fired Combustion Turbine | NG | GT
Natural Gas Fired Combined Cycle.NG | natural gas combined cycle | TRUE | 2024 | 6 | 49965 | Constellation Mystic Power LLC | IPP | Mystic Generating Station | MA | 1588 | GT81 | 228.8 | Natural Gas Fired Combined Cycle | NG | CT
Natural Gas Fired Combined Cycle.NG | natural gas combined cycle | TRUE | 2024 | 6 | 49965 | Constellation Mystic Power LLC | IPP | Mystic Generating Station | MA | 1588 | GT82 | 230 | Natural Gas Fired Combined Cycle | NG | CT
Natural Gas Fired Combined Cycle.NG | natural gas combined cycle | TRUE | 2024 | 6 | 49965 | Constellation Mystic Power LLC | IPP | Mystic Generating Station | MA | 1588 | GT93 | 229.9 | Natural Gas Fired Combined Cycle | NG | CT
Natural Gas Fired Combined Cycle.NG | natural gas combined cycle | TRUE | 2024 | 6 | 49965 | Constellation Mystic Power LLC | IPP | Mystic Generating Station | MA | 1588 | GT94 | 229.6 | Natural Gas Fired Combined Cycle | NG | CT
Natural Gas Fired Combined Cycle.NG | natural gas combined cycle | TRUE | 2024 | 6 | 49965 | Constellation Mystic Power LLC | IPP | Mystic Generating Station | MA | 1588 | ST85 | 244.6 | Natural Gas Fired Combined Cycle | NG | CA
Natural Gas Fired Combined Cycle.NG | natural gas combined cycle | TRUE | 2024 | 6 | 49965 | Constellation Mystic Power LLC | IPP | Mystic Generating Station | MA | 1588 | ST96 | 250.7 | Natural Gas Fired Combined Cycle | NG | CA
Natural Gas Steam Turbine.NG | natural gas steam turbine | TRUE | 2024 | 6 | 11241 | Entergy Louisiana LLC | Electric Utility | Waterford 1 & 2 | LA | 8056 | 2 | 422.4 | Natural Gas Steam Turbine | NG | ST
Conventional Hydroelectric.WAT | hydro | TRUE | 2024 | 6 | 13902 | NorthWestern Energy (MT Hydro) | Electric Utility | Hauser | MT | 2185 | HAU1 | 2.8 | Conventional Hydroelectric | WAT | HY
Natural Gas Fired Combustion Turbine.NG | natural gas peaker | TRUE | 2024 | 6 | 18642 | Tennessee Valley Authority | Electric Utility | Johnsonville | TN | 3406 | G10 | 47.1 | Natural Gas Fired Combustion Turbine | NG | GT
Natural Gas Fired Combustion Turbine.NG | natural gas peaker | TRUE | 2024 | 6 | 18642 | Tennessee Valley Authority | Electric Utility | Johnsonville | TN | 3406 | G11 | 47.1 | Natural Gas Fired Combustion Turbine | NG | GT
Natural Gas Fired Combustion Turbine.NG | natural gas peaker | TRUE | 2024 | 6 | 18642 | Tennessee Valley Authority | Electric Utility | Johnsonville | TN | 3406 | G12 | 47.1 | Natural Gas Fired Combustion Turbine | NG | GT
Natural Gas Fired Combustion Turbine.NG | natural gas peaker | TRUE | 2024 | 6 | 18642 | Tennessee Valley Authority | Electric Utility | Johnsonville | TN | 3406 | G13 | 47.1 | Natural Gas Fired Combustion Turbine | NG | GT
Natural Gas Fired Combustion Turbine.NG | natural gas peaker | TRUE | 2024 | 6 | 18642 | Tennessee Valley Authority | Electric Utility | Johnsonville | TN | 3406 | G14 | 47.1 | Natural Gas Fired Combustion Turbine | NG | GT
Natural Gas Fired Combustion Turbine.NG | natural gas peaker | TRUE | 2024 | 6 | 18642 | Tennessee Valley Authority | Electric Utility | Johnsonville | TN | 3406 | G15 | 47.1 | Natural Gas Fired Combustion Turbine | NG | GT
Natural Gas Fired Combustion Turbine.NG | natural gas peaker | TRUE | 2024 | 6 | 18642 | Tennessee Valley Authority | Electric Utility | Johnsonville | TN | 3406 | G16 | 47.1 | Natural Gas Fired Combustion Turbine | NG | GT
Natural Gas Fired Combustion Turbine.NG | natural gas peaker | TRUE | 2024 | 6 | 18642 | Tennessee Valley Authority | Electric Utility | Johnsonville | TN | 3406 | GT1 | 47.1 | Natural Gas Fired Combustion Turbine | NG | GT
Natural Gas Fired Combustion Turbine.NG | natural gas peaker | TRUE | 2024 | 6 | 18642 | Tennessee Valley Authority | Electric Utility | Johnsonville | TN | 3406 | GT2 | 47.1 | Natural Gas Fired Combustion Turbine | NG | GT
Natural Gas Fired Combustion Turbine.NG | natural gas peaker | TRUE | 2024 | 6 | 18642 | Tennessee Valley Authority | Electric Utility | Johnsonville | TN | 3406 | GT3 | 47.1 | Natural Gas Fired Combustion Turbine | NG | GT
Natural Gas Fired Combustion Turbine.NG | natural gas peaker | TRUE | 2024 | 6 | 18642 | Tennessee Valley Authority | Electric Utility | Johnsonville | TN | 3406 | GT4 | 47.1 | Natural Gas Fired Combustion Turbine | NG | GT
Natural Gas Fired Combustion Turbine.NG | natural gas peaker | TRUE | 2024 | 6 | 18642 | Tennessee Valley Authority | Electric Utility | Johnsonville | TN | 3406 | GT5 | 47.1 | Natural Gas Fired Combustion Turbine | NG | GT
Natural Gas Fired Combustion Turbine.NG | natural gas peaker | TRUE | 2024 | 6 | 18642 | Tennessee Valley Authority | Electric Utility | Johnsonville | TN | 3406 | GT6 | 47.1 | Natural Gas Fired Combustion Turbine | NG | GT
Natural Gas Fired Combustion Turbine.NG | natural gas peaker | TRUE | 2024 | 6 | 18642 | Tennessee Valley Authority | Electric Utility | Johnsonville | TN | 3406 | GT7 | 47.1 | Natural Gas Fired Combustion Turbine | NG | GT
Natural Gas Fired Combustion Turbine.NG | natural gas peaker | TRUE | 2024 | 6 | 18642 | Tennessee Valley Authority | Electric Utility | Johnsonville | TN | 3406 | GT8 | 47.1 | Natural Gas Fired Combustion Turbine | NG | GT
Natural Gas Fired Combustion Turbine.NG | natural gas peaker | TRUE | 2024 | 6 | 18642 | Tennessee Valley Authority | Electric Utility | Johnsonville | TN | 3406 | GT9 | 47.1 | Natural Gas Fired Combustion Turbine | NG | GT
Natural Gas Fired Combustion Turbine.NG | natural gas peaker | TRUE | 2024 | 9 | 17539 | Dominion Energy South Carolina, Inc | Electric Utility | Coit GT | SC | 3281 | 1 | 14 | Natural Gas Fired Combustion Turbine | NG | GT
Natural Gas Fired Combustion Turbine.NG | natural gas peaker | TRUE | 2024 | 9 | 17539 | Dominion Energy South Carolina, Inc | Electric Utility | Coit GT | SC | 3281 | 2 | 12 | Natural Gas Fired Combustion Turbine | NG | GT
Natural Gas Fired Combined Cycle.NG | natural gas combined cycle | TRUE | 2024 | 10 | 13399 | Nevada Cogeneration Assoc # 1 | Electric CHP | Nevada Cogen Assoc#1 GarnetVly | NV | 54350 | GTA | 20.5 | Natural Gas Fired Combined Cycle | NG | CT
Natural Gas Fired Combined Cycle.NG | natural gas combined cycle | TRUE | 2024 | 10 | 13399 | Nevada Cogeneration Assoc # 1 | Electric CHP | Nevada Cogen Assoc#1 GarnetVly | NV | 54350 | GTB | 20.5 | Natural Gas Fired Combined Cycle | NG | CT
Natural Gas Fired Combined Cycle.NG | natural gas combined cycle | TRUE | 2024 | 10 | 13399 | Nevada Cogeneration Assoc # 1 | Electric CHP | Nevada Cogen Assoc#1 GarnetVly | NV | 54350 | GTC | 20.5 | Natural Gas Fired Combined Cycle | NG | CT
Natural Gas Fired Combined Cycle.NG | natural gas combined cycle | TRUE | 2024 | 10 | 13399 | Nevada Cogeneration Assoc # 1 | Electric CHP | Nevada Cogen Assoc#1 GarnetVly | NV | 54350 | STM | 24 | Natural Gas Fired Combined Cycle | NG | CA
Nuclear.NUC | nuclear | TRUE | 2029 | 11 | 14328 | Pacific Gas & Electric Co. | Electric Utility | Diablo Canyon | CA | 6099 | 1 | 1122 | Nuclear | NUC | ST
Petroleum Liquids.DFO | petroleum | FALSE | 2024 | 11 | 60538 | Vitro Architectural Glass | Industrial | Works 4 | TX | 54364 | L2G | 2 | Petroleum Liquids | DFO | IC
Natural Gas Steam Turbine.NG | natural gas steam turbine | TRUE | 2024 | 12 | 16604 | City of San Antonio - (TX) | Electric Utility | V H Braunig | TX | 3612 | 1 | 217 | Natural Gas Steam Turbine | NG | ST
Natural Gas Steam Turbine.NG | natural gas steam turbine | TRUE | 2024 | 12 | 16604 | City of San Antonio - (TX) | Electric Utility | V H Braunig | TX | 3612 | 2 | 230 | Natural Gas Steam Turbine | NG | ST
Natural Gas Steam Turbine.NG | natural gas steam turbine | TRUE | 2024 | 12 | 16604 | City of San Antonio - (TX) | Electric Utility | V H Braunig | TX | 3612 | 3 | 412 | Natural Gas Steam Turbine | NG | ST
Natural Gas Steam Turbine.NG | natural gas steam turbine | TRUE | 2024 | 12 | 5701 | El Paso Electric Co | Electric Utility | Newman | TX | 3456 | 1 | 76 | Natural Gas Steam Turbine | NG | ST
Natural Gas Steam Turbine.NG | natural gas steam turbine | TRUE | 2024 | 12 | 5701 | El Paso Electric Co | Electric Utility | Newman | TX | 3456 | 2 | 76 | Natural Gas Steam Turbine | NG | ST
Natural Gas Steam Turbine.NG | natural gas steam turbine | TRUE | 2024 | 12 | 5701 | El Paso Electric Co | Electric Utility | Rio Grande | NM | 2444 | 6 | 45 | Natural Gas Steam Turbine | NG | ST
Natural Gas Steam Turbine.NG | natural gas steam turbine | TRUE | 2024 | 12 | 56211 | Evergy Missouri West | Electric Utility | Lake Road (MO) | MO | 2098 | 4 | 94.6 | Natural Gas Steam Turbine | NG | ST
Natural Gas Steam Turbine.NG | natural gas steam turbine | TRUE | 2024 | 12 | 11208 | Los Angeles Department of Water & Power | Electric Utility | Scattergood | CA | 404 | 1 | 105 | Natural Gas Steam Turbine | NG | ST
Natural Gas Steam Turbine.NG | natural gas steam turbine | TRUE | 2024 | 12 | 11208 | Los Angeles Department of Water & Power | Electric Utility | Scattergood | CA | 404 | 2 | 156.3 | Natural Gas Steam Turbine | NG | ST
Conventional Hydroelectric.WAT | hydro | TRUE | 2024 | 12 | 13781 | Northern States Power Co - Minnesota | Electric Utility | Apple River | WI | 6231 | 1 | 0.4 | Conventional Hydroelectric | WAT | HY
Conventional Hydroelectric.WAT | hydro | TRUE | 2024 | 12 | 13781 | Northern States Power Co - Minnesota | Electric Utility | Apple River | WI | 6231 | 3 | 0.5 | Conventional Hydroelectric | WAT | HY
Conventional Hydroelectric.WAT | hydro | TRUE | 2024 | 12 | 13781 | Northern States Power Co - Minnesota | Electric Utility | Apple River | WI | 6231 | 4 | 0.5 | Conventional Hydroelectric | WAT | HY
Conventional Hydroelectric.WAT | hydro | TRUE | 2024 | 12 | 14328 | Pacific Gas & Electric Co. | Electric Utility | Cow Creek | CA | 229 | 1 | 0.9 | Conventional Hydroelectric | WAT | HY
Conventional Hydroelectric.WAT | hydro | TRUE | 2024 | 12 | 14328 | Pacific Gas & Electric Co. | Electric Utility | Cow Creek | CA | 229 | 2 | 0.9 | Conventional Hydroelectric | WAT | HY
Conventional Hydroelectric.WAT | hydro | TRUE | 2024 | 12 | 14328 | Pacific Gas & Electric Co. | Electric Utility | Kilarc | CA | 253 | 1 | 1.6 | Conventional Hydroelectric | WAT | HY
Natural Gas Steam Turbine.NG | natural gas steam turbine | TRUE | 2025 | 1 | 17568 | Cooperative Energy | Electric Utility | Moselle | MS | 2070 | 3 | 59 | Natural Gas Steam Turbine | NG | ST
Natural Gas Internal Combustion Engine.NG | natural gas peaker | FALSE | 2025 | 1 | 14173 | Oroville Cogeneration LP | Industrial | Oroville Cogeneration LP | CA | 54477 | GEN1 | 1.1 | Natural Gas Internal Combustion Engine | NG | IC
Natural Gas Internal Combustion Engine.NG | natural gas peaker | FALSE | 2025 | 1 | 14173 | Oroville Cogeneration LP | Industrial | Oroville Cogeneration LP | CA | 54477 | GEN2 | 1.1 | Natural Gas Internal Combustion Engine | NG | IC
Natural Gas Internal Combustion Engine.NG | natural gas peaker | FALSE | 2025 | 1 | 14173 | Oroville Cogeneration LP | Industrial | Oroville Cogeneration LP | CA | 54477 | GEN3 | 1.1 | Natural Gas Internal Combustion Engine | NG | IC
Natural Gas Internal Combustion Engine.NG | natural gas peaker | FALSE | 2025 | 1 | 14173 | Oroville Cogeneration LP | Industrial | Oroville Cogeneration LP | CA | 54477 | GEN4 | 1.1 | Natural Gas Internal Combustion Engine | NG | IC
Natural Gas Internal Combustion Engine.NG | natural gas peaker | FALSE | 2025 | 1 | 14173 | Oroville Cogeneration LP | Industrial | Oroville Cogeneration LP | CA | 54477 | GEN5 | 1.1 | Natural Gas Internal Combustion Engine | NG | IC
Natural Gas Internal Combustion Engine.NG | natural gas peaker | FALSE | 2025 | 1 | 14173 | Oroville Cogeneration LP | Industrial | Oroville Cogeneration LP | CA | 54477 | GEN6 | 1.1 | Natural Gas Internal Combustion Engine | NG | IC
Natural Gas Internal Combustion Engine.NG | natural gas peaker | FALSE | 2025 | 1 | 14173 | Oroville Cogeneration LP | Industrial | Oroville Cogeneration LP | CA | 54477 | GEN7 | 1.1 | Natural Gas Internal Combustion Engine | NG | IC
Natural Gas Fired Combustion Turbine.NG | natural gas peaker | TRUE | 2025 | 1 | 15474 | Public Service Co of Oklahoma | Electric Utility | Weleetka | OK | 2966 | 4 | 55 | Natural Gas Fired Combustion Turbine | NG | GT
Natural Gas Fired Combustion Turbine.NG | natural gas peaker | TRUE | 2025 | 1 | 15474 | Public Service Co of Oklahoma | Electric Utility | Weleetka | OK | 2966 | 5 | 53 | Natural Gas Fired Combustion Turbine | NG | GT
Natural Gas Fired Combustion Turbine.NG | natural gas peaker | TRUE | 2025 | 4 | 4226 | Consolidated Edison Co-NY Inc | Electric Utility | 59th Street | NY | 2503 | GT1 | 13.1 | Natural Gas Fired Combustion Turbine | NG | GT
Natural Gas Fired Combustion Turbine.NG | natural gas peaker | TRUE | 2025 | 4 | 6452 | Florida Power & Light Co | Electric Utility | Pea Ridge | FL | 7715 | 1 | 4 | Natural Gas Fired Combustion Turbine | NG | GT
Natural Gas Fired Combustion Turbine.NG | natural gas peaker | TRUE | 2025 | 4 | 6452 | Florida Power & Light Co | Electric Utility | Pea Ridge | FL | 7715 | 2 | 4 | Natural Gas Fired Combustion Turbine | NG | GT
Natural Gas Fired Combustion Turbine.NG | natural gas peaker | TRUE | 2025 | 4 | 6452 | Florida Power & Light Co | Electric Utility | Pea Ridge | FL | 7715 | 3 | 4 | Natural Gas Fired Combustion Turbine | NG | GT
Other Waste Biomass.OBG | biomass | FALSE | 2025 | 5 | 58435 | Collinwood BioEnergy | Industrial | Collinwood BioEnergy Facility | OH | 58439 | CBE01 | 1 | Other Waste Biomass | OBG | IC
Conventional Steam Coal.SUB | hard coal | TRUE | 2025 | 5 | 4254 | Consumers Energy Co | Electric Utility | J H Campbell | MI | 1710 | 1 | 260 | Conventional Steam Coal | SUB | ST
Conventional Steam Coal.SUB | hard coal | TRUE | 2025 | 5 | 4254 | Consumers Energy Co | Electric Utility | J H Campbell | MI | 1710 | 2 | 355.5 | Conventional Steam Coal | SUB | ST
Conventional Steam Coal.SUB | hard coal | TRUE | 2025 | 5 | 4254 | Consumers Energy Co | Electric Utility | J H Campbell | MI | 1710 | 3 | 784.6 | Conventional Steam Coal | SUB | ST
Onshore Wind Turbine.WND | onshore wind | TRUE | 2025 | 5 | 10451 | Kotzebue Electric Assn Inc | Electric Utility | Kotzebue Hybrid | AK | 6304 | 11wt | 0.1 | Onshore Wind Turbine | WND | WT
Onshore Wind Turbine.WND | onshore wind | TRUE | 2025 | 5 | 10451 | Kotzebue Electric Assn Inc | Electric Utility | Kotzebue Hybrid | AK | 6304 | 13WT | 0.1 | Onshore Wind Turbine | WND | WT
Onshore Wind Turbine.WND | onshore wind | TRUE | 2025 | 5 | 10451 | Kotzebue Electric Assn Inc | Electric Utility | Kotzebue Hybrid | AK | 6304 | 14wt | 0.1 | Onshore Wind Turbine | WND | WT
Onshore Wind Turbine.WND | onshore wind | TRUE | 2025 | 5 | 10451 | Kotzebue Electric Assn Inc | Electric Utility | Kotzebue Hybrid | AK | 6304 | 15WT | 0.1 | Onshore Wind Turbine | WND | WT
Onshore Wind Turbine.WND | onshore wind | TRUE | 2025 | 5 | 10451 | Kotzebue Electric Assn Inc | Electric Utility | Kotzebue Hybrid | AK | 6304 | 16WT | 0.1 | Onshore Wind Turbine | WND | WT
Onshore Wind Turbine.WND | onshore wind | TRUE | 2025 | 5 | 10451 | Kotzebue Electric Assn Inc | Electric Utility | Kotzebue Hybrid | AK | 6304 | 17WT | 0.1 | Onshore Wind Turbine | WND | WT
Onshore Wind Turbine.WND | onshore wind | TRUE | 2025 | 5 | 10451 | Kotzebue Electric Assn Inc | Electric Utility | Kotzebue Hybrid | AK | 6304 | 1WT | 0.6 | Onshore Wind Turbine | WND | WT
Onshore Wind Turbine.WND | onshore wind | TRUE | 2025 | 5 | 10451 | Kotzebue Electric Assn Inc | Electric Utility | Kotzebue Hybrid | AK | 6304 | 2WT | 0.1 | Onshore Wind Turbine | WND | WT
Onshore Wind Turbine.WND | onshore wind | TRUE | 2025 | 5 | 10451 | Kotzebue Electric Assn Inc | Electric Utility | Kotzebue Hybrid | AK | 6304 | 3WT | 0.2 | Onshore Wind Turbine | WND | WT
Natural Gas Steam Turbine.NG | natural gas steam turbine | TRUE | 2025 | 6 | 814 | Entergy Arkansas LLC | Electric Utility | Lake Catherine | AR | 170 | 4 | 522 | Natural Gas Steam Turbine | NG | ST
Conventional Steam Coal.BIT | hard coal | TRUE | 2025 | 6 | 18414 | TES Filer City Station LP | Electric CHP | TES Filer City Station | MI | 50835 | GEN1 | 60 | Conventional Steam Coal | BIT | ST
Conventional Steam Coal.SUB | hard coal | TRUE | 2025 | 6 | 20856 | Wisconsin Power & Light Co | Electric Utility | Edgewater | WI | 4050 | 5 | 409.1 | Conventional Steam Coal | SUB | ST
Conventional Steam Coal.BIT | hard coal | TRUE | 2025 | 7 | 11208 | Los Angeles Department of Water & Power | Electric Utility | Intermountain Power Project | UT | 6481 | 1 | 900 | Conventional Steam Coal | BIT | ST
Conventional Steam Coal.BIT | hard coal | TRUE | 2025 | 7 | 11208 | Los Angeles Department of Water & Power | Electric Utility | Intermountain Power Project | UT | 6481 | 2 | 900 | Conventional Steam Coal | BIT | ST
Conventional Hydroelectric.WAT | hydro | TRUE | 2025 | 7 | 13781 | Northern States Power Co - Minnesota | Electric Utility | White River (WI) | WI | 3989 | 1 | 0.2 | Conventional Hydroelectric | WAT | HY
Conventional Hydroelectric.WAT | hydro | TRUE | 2025 | 7 | 13781 | Northern States Power Co - Minnesota | Electric Utility | White River (WI) | WI | 3989 | 2 | 0.2 | Conventional Hydroelectric | WAT | HY
Other Waste Biomass.OBG | biomass | FALSE | 2025 | 8 | 13157 | City of Omaha | Commercial | Papillion Creek Wastewater | NE | 55027 | 951 | 0.5 | Other Waste Biomass | OBG | IC
Other Waste Biomass.OBG | biomass | FALSE | 2025 | 8 | 13157 | City of Omaha | Commercial | Papillion Creek Wastewater | NE | 55027 | 952 | 0.5 | Other Waste Biomass | OBG | IC
Other Waste Biomass.OBG | biomass | FALSE | 2025 | 8 | 13157 | City of Omaha | Commercial | Papillion Creek Wastewater | NE | 55027 | 953 | 0.5 | Other Waste Biomass | OBG | IC
Nuclear.NUC | nuclear | TRUE | 2030 | 8 | 14328 | Pacific Gas & Electric Co. | Electric Utility | Diablo Canyon | CA | 6099 | 2 | 1118 | Nuclear | NUC | ST
Conventional Hydroelectric.WAT | hydro | TRUE | 2025 | 11 | 13781 | Northern States Power Co - Minnesota | Electric Utility | Trego | WI | 4012 | 1 | 0.4 | Conventional Hydroelectric | WAT | HY
Conventional Hydroelectric.WAT | hydro | TRUE | 2025 | 11 | 13781 | Northern States Power Co - Minnesota | Electric Utility | Trego | WI | 4012 | 2 | 0.3 | Conventional Hydroelectric | WAT | HY
Natural Gas Fired Combined Cycle.NG | natural gas combined cycle | FALSE | 2025 | 12 | 65384 | Cartier Energy, LLC | Commercial | Hartford Hospital Cogeneration | CT | 52061 | GEN2 | 2.4 | Natural Gas Fired Combined Cycle | NG | CA
Natural Gas Fired Combined Cycle.NG | natural gas combined cycle | FALSE | 2025 | 12 | 65384 | Cartier Energy, LLC | Commercial | Hartford Hospital Cogeneration | CT | 52061 | GEN3 | 6.2 | Natural Gas Fired Combined Cycle | NG | CT
Conventional Steam Coal.RC | hard coal | TRUE | 2025 | 12 | 5517 | Dynegy Midwest Generation Inc | IPP | Baldwin Energy Complex | IL | 889 | 1 | 576 | Conventional Steam Coal | RC | ST
Conventional Steam Coal.RC | hard coal | TRUE | 2025 | 12 | 5517 | Dynegy Midwest Generation Inc | IPP | Baldwin Energy Complex | IL | 889 | 2 | 581 | Conventional Steam Coal | RC | ST
Conventional Steam Coal.BIT | hard coal | TRUE | 2025 | 12 | 13756 | Northern Indiana Pub Serv Co | Electric Utility | R M Schahfer | IN | 6085 | 17 | 361 | Conventional Steam Coal | BIT | ST
Conventional Steam Coal.BIT | hard coal | TRUE | 2025 | 12 | 13756 | Northern Indiana Pub Serv Co | Electric Utility | R M Schahfer | IN | 6085 | 18 | 361 | Conventional Steam Coal | BIT | ST
Natural Gas Fired Combustion Turbine.NG | natural gas peaker | TRUE | 2025 | 12 | 13781 | Northern States Power Co - Minnesota | Electric Utility | Angus Anson | SD | 7237 | 1 | 90 | Natural Gas Fired Combustion Turbine | NG | GT
Natural Gas Fired Combustion Turbine.NG | natural gas peaker | TRUE | 2025 | 12 | 13781 | Northern States Power Co - Minnesota | Electric Utility | Angus Anson | SD | 7237 | 2 | 90 | Natural Gas Fired Combustion Turbine | NG | GT
Petroleum Liquids.DFO | petroleum | TRUE | 2025 | 12 | 13781 | Northern States Power Co - Minnesota | Electric Utility | Blue Lake | MN | 8027 | 1 | 36 | Petroleum Liquids | DFO | GT
Petroleum Liquids.DFO | petroleum | TRUE | 2025 | 12 | 13781 | Northern States Power Co - Minnesota | Electric Utility | Blue Lake | MN | 8027 | 2 | 36 | Petroleum Liquids | DFO | GT
Petroleum Liquids.DFO | petroleum | TRUE | 2025 | 12 | 13781 | Northern States Power Co - Minnesota | Electric Utility | Blue Lake | MN | 8027 | 3 | 36 | Petroleum Liquids | DFO | GT
Petroleum Liquids.DFO | petroleum | TRUE | 2025 | 12 | 13781 | Northern States Power Co - Minnesota | Electric Utility | Blue Lake | MN | 8027 | 4 | 39 | Petroleum Liquids | DFO | GT
Conventional Steam Coal.SUB | hard coal | TRUE | 2025 | 12 | 13781 | Northern States Power Co - Minnesota | Electric Utility | Sherburne County | MN | 6090 | 1 | 680 | Conventional Steam Coal | SUB | ST
Natural Gas Fired Combustion Turbine.NG | natural gas peaker | TRUE | 2025 | 12 | 13781 | Northern States Power Co - Minnesota | Electric Utility | Wheaton | WI | 4014 | 1 | 44 | Natural Gas Fired Combustion Turbine | NG | GT
Natural Gas Fired Combustion Turbine.NG | natural gas peaker | TRUE | 2025 | 12 | 13781 | Northern States Power Co - Minnesota | Electric Utility | Wheaton | WI | 4014 | 2 | 51 | Natural Gas Fired Combustion Turbine | NG | GT
Natural Gas Fired Combustion Turbine.NG | natural gas peaker | TRUE | 2025 | 12 | 13781 | Northern States Power Co - Minnesota | Electric Utility | Wheaton | WI | 4014 | 3 | 44 | Natural Gas Fired Combustion Turbine | NG | GT
Natural Gas Fired Combustion Turbine.NG | natural gas peaker | TRUE | 2025 | 12 | 13781 | Northern States Power Co - Minnesota | Electric Utility | Wheaton | WI | 4014 | 4 | 47 | Natural Gas Fired Combustion Turbine | NG | GT
Petroleum Liquids.DFO | petroleum | TRUE | 2025 | 12 | 13781 | Northern States Power Co - Minnesota | Electric Utility | Wheaton | WI | 4014 | 6 | 48 | Petroleum Liquids | DFO | GT
Conventional Steam Coal.BIT | hard coal | TRUE | 2025 | 12 | 14610 | Orlando Utilities Comm | Electric Utility | Stanton Energy Center | FL | 564 | 1 | 453 | Conventional Steam Coal | BIT | ST
Conventional Steam Coal.SUB | hard coal | TRUE | 2025 | 12 | 14354 | PacifiCorp | Electric Utility | Naughton | WY | 4162 | 1 | 156 | Conventional Steam Coal | SUB | ST
Conventional Steam Coal.SUB | hard coal | TRUE | 2025 | 12 | 14354 | PacifiCorp | Electric Utility | Naughton | WY | 4162 | 2 | 201 | Conventional Steam Coal | SUB | ST
Conventional Steam Coal.SUB | hard coal | TRUE | 2025 | 12 | 15466 | Public Service Co of Colorado | Electric Utility | Comanche (CO) | CO | 470 | 2 | 335 | Conventional Steam Coal | SUB | ST
Conventional Steam Coal.BIT | hard coal | TRUE | 2025 | 12 | 17166 | Sierra Pacific Power Co | Electric Utility | North Valmy | NV | 8224 | 1 | 254 | Conventional Steam Coal | BIT | ST
Conventional Steam Coal.BIT | hard coal | TRUE | 2025 | 12 | 17166 | Sierra Pacific Power Co | Electric Utility | North Valmy | NV | 8224 | 2 | 268 | Conventional Steam Coal | BIT | ST
Conventional Steam Coal.BIT | hard coal | TRUE | 2025 | 12 | 17633 | Southern Indiana Gas & Elec Co | Electric Utility | F B Culley | IN | 1012 | 2 | 90 | Conventional Steam Coal | BIT | ST
Natural Gas Steam Turbine.NG | natural gas steam turbine | TRUE | 2025 | 12 | 17698 | Southwestern Electric Power Co | Electric Utility | Arsenal Hill | LA | 1416 | 5 | 110 | Natural Gas Steam Turbine | NG | ST
Natural Gas Steam Turbine.NG | natural gas steam turbine | TRUE | 2025 | 12 | 17718 | Southwestern Public Service Co | Electric Utility | Cunningham | NM | 2454 | 2 | 183 | Natural Gas Steam Turbine | NG | ST
Natural Gas Fired Combustion Turbine.NG | natural gas peaker | TRUE | 2025 | 12 | 17718 | Southwestern Public Service Co | Electric Utility | Maddox | NM | 2446 | 2 | 61 | Natural Gas Fired Combustion Turbine | NG | GT
Natural Gas Fired Combustion Turbine.NG | natural gas peaker | TRUE | 2025 | 12 | 17718 | Southwestern Public Service Co | Electric Utility | Maddox | NM | 2446 | 3 | 10 | Natural Gas Fired Combustion Turbine | NG | GT
Conventional Steam Coal.RC | hard coal | TRUE | 2025 | 12 | 19099 | TransAlta Centralia Gen LLC | IPP | Transalta Centralia Generation | WA | 3845 | 2 | 670 | Conventional Steam Coal | RC | ST
Conventional Steam Coal.SUB | hard coal | TRUE | 2025 | 12 | 30151 | Tri-State G & T Assn, Inc | Electric Utility | Craig (CO) | CO | 6021 | 1 | 427 | Conventional Steam Coal | SUB | ST
Natural Gas Steam Turbine.NG | natural gas steam turbine | TRUE | 2026 | 6 | 11241 | Entergy Louisiana LLC | Electric Utility | Little Gypsy | LA | 1402 | 2 | 412.5 | Natural Gas Steam Turbine | NG | ST
Natural Gas Steam Turbine.NG | natural gas steam turbine | TRUE | 2026 | 6 | 55937 | Entergy Texas Inc. | Electric Utility | Sabine | TX | 3459 | 3 | 367.9 | Natural Gas Steam Turbine | NG | ST
Natural Gas Steam Turbine.NG | natural gas steam turbine | TRUE | 2026 | 6 | 55937 | Entergy Texas Inc. | Electric Utility | Sabine | TX | 3459 | 4 | 495 | Natural Gas Steam Turbine | NG | ST
Natural Gas Fired Combustion Turbine.NG | natural gas peaker | TRUE | 2026 | 6 | 9417 | Interstate Power and Light Co | Electric Utility | Burlington (IA) | IA | 1104 | GT1 | 5.9 | Natural Gas Fired Combustion Turbine | NG | GT
Natural Gas Fired Combustion Turbine.NG | natural gas peaker | TRUE | 2026 | 6 | 9417 | Interstate Power and Light Co | Electric Utility | Burlington (IA) | IA | 1104 | GT2 | 12.6 | Natural Gas Fired Combustion Turbine | NG | GT
Natural Gas Fired Combustion Turbine.NG | natural gas peaker | TRUE | 2026 | 6 | 9417 | Interstate Power and Light Co | Electric Utility | Burlington (IA) | IA | 1104 | GT3 | 13.3 | Natural Gas Fired Combustion Turbine | NG | GT
Natural Gas Fired Combustion Turbine.NG | natural gas peaker | TRUE | 2026 | 6 | 9417 | Interstate Power and Light Co | Electric Utility | Burlington (IA) | IA | 1104 | GT4 | 5.8 | Natural Gas Fired Combustion Turbine | NG | GT
Conventional Hydroelectric.WAT | hydro | TRUE | 2026 | 6 | 13902 | NorthWestern Energy (MT Hydro) | Electric Utility | Hauser | MT | 2185 | HAU3 | 2.8 | Conventional Hydroelectric | WAT | HY
Conventional Steam Coal.RC | hard coal | TRUE | 2026 | 6 | 20856 | Wisconsin Power & Light Co | Electric Utility | Columbia (WI) | WI | 8023 | 1 | 579.3 | Conventional Steam Coal | RC | ST
Conventional Steam Coal.SUB | hard coal | TRUE | 2026 | 6 | 20856 | Wisconsin Power & Light Co | Electric Utility | Columbia (WI) | WI | 8023 | 2 | 568.8 | Conventional Steam Coal | SUB | ST
Petroleum Liquids.DFO | petroleum | TRUE | 2026 | 9 | 13948 | City of Oberlin - (KS) | Electric Utility | Oberlin (KS) | KS | 1312 | 1 | 0.9 | Petroleum Liquids | DFO | IC
Petroleum Liquids.DFO | petroleum | TRUE | 2026 | 9 | 13948 | City of Oberlin - (KS) | Electric Utility | Oberlin (KS) | KS | 1312 | 2 | 0.6 | Petroleum Liquids | DFO | IC
Petroleum Liquids.DFO | petroleum | TRUE | 2026 | 9 | 13948 | City of Oberlin - (KS) | Electric Utility | Oberlin (KS) | KS | 1312 | 4 | 1.2 | Petroleum Liquids | DFO | IC
Petroleum Liquids.DFO | petroleum | TRUE | 2026 | 9 | 13948 | City of Oberlin - (KS) | Electric Utility | Oberlin (KS) | KS | 1312 | 5 | 1.3 | Petroleum Liquids | DFO | IC
Petroleum Liquids.DFO | petroleum | TRUE | 2026 | 9 | 13948 | City of Oberlin - (KS) | Electric Utility | Oberlin (KS) | KS | 1312 | 6 | 1.2 | Petroleum Liquids | DFO | IC
Batteries.MWH | battery storage | TRUE | 2026 | 10 | 60094 | Clinton Battery Utility, LLC | IPP | Clinton Battery | OH | 60297 | 1 | 5 | Batteries | MWH | BA
Natural Gas Fired Combustion Turbine.NG | natural gas peaker | TRUE | 2026 | 10 | 6909 | Gainesville Regional Utilities | Electric Utility | Deerhaven Generating Station | FL | 663 | GT1 | 17.5 | Natural Gas Fired Combustion Turbine | NG | GT
Natural Gas Fired Combustion Turbine.NG | natural gas peaker | TRUE | 2026 | 10 | 6909 | Gainesville Regional Utilities | Electric Utility | Deerhaven Generating Station | FL | 663 | GT2 | 17.5 | Natural Gas Fired Combustion Turbine | NG | GT
Natural Gas Steam Turbine.NG | natural gas steam turbine | TRUE | 2026 | 10 | 21048 | Wyandotte Municipal Serv Comm | Electric Utility | Wyandotte | MI | 1866 | 4 | 10.5 | Natural Gas Steam Turbine | NG | ST
Natural Gas Steam Turbine.NG | natural gas steam turbine | TRUE | 2026 | 10 | 21048 | Wyandotte Municipal Serv Comm | Electric Utility | Wyandotte | MI | 1866 | 7 | 32 | Natural Gas Steam Turbine | NG | ST
Natural Gas Steam Turbine.NG | natural gas steam turbine | TRUE | 2026 | 12 | 16604 | City of San Antonio - (TX) | Electric Utility | O W Sommers | TX | 3611 | 1 | 420 | Natural Gas Steam Turbine | NG | ST
Natural Gas Fired Combined Cycle.NG | natural gas combined cycle | TRUE | 2026 | 12 | 5701 | El Paso Electric Co | Electric Utility | Newman | TX | 3456 | CT1 | 69 | Natural Gas Fired Combined Cycle | NG | CT
Natural Gas Fired Combined Cycle.NG | natural gas combined cycle | TRUE | 2026 | 12 | 5701 | El Paso Electric Co | Electric Utility | Newman | TX | 3456 | CT2 | 69 | Natural Gas Fired Combined Cycle | NG | CT
Conventional Steam Coal.BIT | hard coal | TRUE | 2026 | 12 | 9332 | Indian River Operations Inc | IPP | Indian River Generating Station | DE | 594 | 4 | 410 | Conventional Steam Coal | BIT | ST
Solar Photovoltaic.SUN | solar PV | TRUE | 2026 | 12 | 56997 | Marina Energy LLC | IPP | L'Oreal Piscataway | NJ | 57868 | UNIT1 | 0.8 | Solar Photovoltaic | SUN | PV
Natural Gas Steam Turbine.NG | natural gas steam turbine | TRUE | 2026 | 12 | 54888 | NRG Texas Power LLC | IPP | W A Parish | TX | 3470 | 1 | 169 | Natural Gas Steam Turbine | NG | ST
Natural Gas Steam Turbine.NG | natural gas steam turbine | TRUE | 2026 | 12 | 54888 | NRG Texas Power LLC | IPP | W A Parish | TX | 3470 | 2 | 169 | Natural Gas Steam Turbine | NG | ST
Natural Gas Steam Turbine.NG | natural gas steam turbine | TRUE | 2026 | 12 | 54888 | NRG Texas Power LLC | IPP | W A Parish | TX | 3470 | 3 | 273 | Natural Gas Steam Turbine | NG | ST
Natural Gas Steam Turbine.NG | natural gas steam turbine | TRUE | 2026 | 12 | 54888 | NRG Texas Power LLC | IPP | W A Parish | TX | 3470 | 4 | 552 | Natural Gas Steam Turbine | NG | ST
Natural Gas Fired Combustion Turbine.NG | natural gas peaker | TRUE | 2026 | 12 | 13781 | Northern States Power Co - Minnesota | Electric Utility | Inver Hills | MN | 1913 | 1 | 47 | Natural Gas Fired Combustion Turbine | NG | GT
Natural Gas Fired Combustion Turbine.NG | natural gas peaker | TRUE | 2026 | 12 | 13781 | Northern States Power Co - Minnesota | Electric Utility | Inver Hills | MN | 1913 | 2 | 47 | Natural Gas Fired Combustion Turbine | NG | GT
Natural Gas Fired Combustion Turbine.NG | natural gas peaker | TRUE | 2026 | 12 | 13781 | Northern States Power Co - Minnesota | Electric Utility | Inver Hills | MN | 1913 | 3 | 47 | Natural Gas Fired Combustion Turbine | NG | GT
Natural Gas Fired Combustion Turbine.NG | natural gas peaker | TRUE | 2026 | 12 | 13781 | Northern States Power Co - Minnesota | Electric Utility | Inver Hills | MN | 1913 | 4 | 47 | Natural Gas Fired Combustion Turbine | NG | GT
Natural Gas Fired Combustion Turbine.NG | natural gas peaker | TRUE | 2026 | 12 | 13781 | Northern States Power Co - Minnesota | Electric Utility | Inver Hills | MN | 1913 | 5 | 47 | Natural Gas Fired Combustion Turbine | NG | GT
Natural Gas Fired Combustion Turbine.NG | natural gas peaker | TRUE | 2026 | 12 | 13781 | Northern States Power Co - Minnesota | Electric Utility | Inver Hills | MN | 1913 | 6 | 47 | Natural Gas Fired Combustion Turbine | NG | GT
Petroleum Liquids.DFO | petroleum | TRUE | 2026 | 12 | 13781 | Northern States Power Co - Minnesota | Electric Utility | Inver Hills | MN | 1913 | 7 | 1.8 | Petroleum Liquids | DFO | GT
Petroleum Liquids.DFO | petroleum | TRUE | 2026 | 12 | 13781 | Northern States Power Co - Minnesota | Electric Utility | Inver Hills | MN | 1913 | 8 | 1.8 | Petroleum Liquids | DFO | GT
Natural Gas Steam Turbine.NG | natural gas steam turbine | TRUE | 2026 | 12 | 14127 | Omaha Public Power District | Electric Utility | North Omaha | NE | 2291 | 1 | 64.8 | Natural Gas Steam Turbine | NG | ST
Natural Gas Steam Turbine.NG | natural gas steam turbine | TRUE | 2026 | 12 | 14127 | Omaha Public Power District | Electric Utility | North Omaha | NE | 2291 | 2 | 90.8 | Natural Gas Steam Turbine | NG | ST
Natural Gas Steam Turbine.NG | natural gas steam turbine | TRUE | 2026 | 12 | 14127 | Omaha Public Power District | Electric Utility | North Omaha | NE | 2291 | 3 | 86 | Natural Gas Steam Turbine | NG | ST
Natural Gas Fired Combustion Turbine.NG | natural gas peaker | TRUE | 2026 | 12 | 15466 | Public Service Co of Colorado | Electric Utility | Alamosa | CO | 464 | CT1 | 13 | Natural Gas Fired Combustion Turbine | NG | GT
Natural Gas Fired Combustion Turbine.NG | natural gas peaker | TRUE | 2026 | 12 | 15466 | Public Service Co of Colorado | Electric Utility | Alamosa | CO | 464 | CT2 | 14 | Natural Gas Fired Combustion Turbine | NG | GT
Natural Gas Fired Combustion Turbine.NG | natural gas peaker | TRUE | 2026 | 12 | 15466 | Public Service Co of Colorado | Electric Utility | Fort Lupton | CO | 8067 | 1 | 44 | Natural Gas Fired Combustion Turbine | NG | GT
Natural Gas Fired Combustion Turbine.NG | natural gas peaker | TRUE | 2026 | 12 | 15466 | Public Service Co of Colorado | Electric Utility | Fort Lupton | CO | 8067 | 2 | 44 | Natural Gas Fired Combustion Turbine | NG | GT
Natural Gas Fired Combustion Turbine.NG | natural gas peaker | TRUE | 2026 | 12 | 15466 | Public Service Co of Colorado | Electric Utility | Fruita | CO | 471 | 1 | 14 | Natural Gas Fired Combustion Turbine | NG | GT
Natural Gas Fired Combustion Turbine.NG | natural gas peaker | TRUE | 2026 | 12 | 15466 | Public Service Co of Colorado | Electric Utility | Valmont | CO | 477 | 6 | 43 | Natural Gas Fired Combustion Turbine | NG | GT
Conventional Steam Coal.BIT | hard coal | TRUE | 2026 | 12 | 18642 | Tennessee Valley Authority | Electric Utility | Cumberland (TN) | TN | 3399 | 2 | 1231 | Conventional Steam Coal | BIT | ST
Conventional Steam Coal.SUB | hard coal | TRUE | 2026 | 12 | 18642 | Tennessee Valley Authority | Electric Utility | Kingston | TN | 3407 | 7 | 174 | Conventional Steam Coal | SUB | ST
Conventional Steam Coal.SUB | hard coal | TRUE | 2026 | 12 | 18642 | Tennessee Valley Authority | Electric Utility | Kingston | TN | 3407 | 8 | 174 | Conventional Steam Coal | SUB | ST
Conventional Steam Coal.SUB | hard coal | TRUE | 2026 | 12 | 18642 | Tennessee Valley Authority | Electric Utility | Kingston | TN | 3407 | 9 | 174 | Conventional Steam Coal | SUB | ST
Natural Gas Fired Combustion Turbine.NG | natural gas peaker | TRUE | 2027 | 1 | 63844 | Ellwood Power, LLC | IPP | Ellwood | CA | 8076 | 01 | 54 | Natural Gas Fired Combustion Turbine | NG | GT
Conventional Steam Coal.SUB | hard coal | TRUE | 2027 | 1 | 24211 | Tucson Electric Power Co | Electric Utility | Springerville | AZ | 8223 | 1 | 381 | Conventional Steam Coal | SUB | ST
Solar Photovoltaic.SUN | solar PV | TRUE | 2027 | 2 | 56997 | Marina Energy LLC | IPP | Heller Industrial Parks | NJ | 57869 | HH | 0.5 | Solar Photovoltaic | SUN | PV
Solar Photovoltaic.SUN | solar PV | TRUE | 2027 | 2 | 56997 | Marina Energy LLC | IPP | Heller Industrial Parks | NJ | 57869 | HII | 0.4 | Solar Photovoltaic | SUN | PV
Solar Photovoltaic.SUN | solar PV | TRUE | 2027 | 2 | 56997 | Marina Energy LLC | IPP | Heller Industrial Parks | NJ | 57869 | HJC | 0.2 | Solar Photovoltaic | SUN | PV
Solar Photovoltaic.SUN | solar PV | TRUE | 2027 | 2 | 56997 | Marina Energy LLC | IPP | Heller Industrial Parks | NJ | 57869 | UNIT1 | 2.7 | Solar Photovoltaic | SUN | PV
Petroleum Liquids.DFO | petroleum | FALSE | 2027 | 3 | 60538 | Vitro Architectural Glass | Industrial | Works 4 | TX | 54364 | L1G | 2 | Petroleum Liquids | DFO | IC
Natural Gas Fired Combined Cycle.NG | natural gas combined cycle | TRUE | 2027 | 4 | 5695 | Desert Star Energy Center SDG&E | Electric Utility | Desert Star Energy Center | NV | 55077 | ED01 | 140 | Natural Gas Fired Combined Cycle | NG | CT
Natural Gas Fired Combined Cycle.NG | natural gas combined cycle | TRUE | 2027 | 4 | 5695 | Desert Star Energy Center SDG&E | Electric Utility | Desert Star Energy Center | NV | 55077 | ED02 | 140 | Natural Gas Fired Combined Cycle | NG | CT
Natural Gas Fired Combined Cycle.NG | natural gas combined cycle | TRUE | 2027 | 4 | 5695 | Desert Star Energy Center SDG&E | Electric Utility | Desert Star Energy Center | NV | 55077 | ED03 | 170 | Natural Gas Fired Combined Cycle | NG | CA
Conventional Hydroelectric.WAT | hydro | TRUE | 2027 | 6 | 64726 | Rivers Electric, LLC | IPP | Mill Pond Hydro | NY | 65399 | U2 | 0.5 | Conventional Hydroelectric | WAT | HY
Batteries.MWH | battery storage | FALSE | 2027 | 8 | 61364 | Lockheed Martin RMS Syracuse | Industrial | Lockheed Martin RMS Syracuse | NY | 61739 | SYR1 | 1 | Batteries | MWH | BA
Conventional Steam Coal.RC | hard coal | TRUE | 2027 | 12 | 56570 | Coleto Creek Power LP | IPP | Coleto Creek | TX | 6178 | 1 | 655 | Conventional Steam Coal | RC | ST
Conventional Steam Coal.SUB | hard coal | TRUE | 2027 | 12 | 59918 | Dynegy Kincaid Generation | IPP | Kincaid Generation LLC | IL | 876 | 1 | 554 | Conventional Steam Coal | SUB | ST
Conventional Steam Coal.SUB | hard coal | TRUE | 2027 | 12 | 59918 | Dynegy Kincaid Generation | IPP | Kincaid Generation LLC | IL | 876 | 2 | 554 | Conventional Steam Coal | SUB | ST
Natural Gas Steam Turbine.NG | natural gas steam turbine | TRUE | 2027 | 12 | 6909 | Gainesville Regional Utilities | Electric Utility | Deerhaven Generating Station | FL | 663 | 1 | 76 | Natural Gas Steam Turbine | NG | ST
Conventional Steam Coal.SUB | hard coal | TRUE | 2027 | 12 | 520 | Illinois Power Generating Co | IPP | Newton | IL | 6017 | 1 | 595 | Conventional Steam Coal | SUB | ST
Conventional Steam Coal.BIT | hard coal | TRUE | 2027 | 12 | 59919 | Luminant Miami Fort | IPP | Miami Fort | OH | 2832 | 7 | 510 | Conventional Steam Coal | BIT | ST
Conventional Steam Coal.BIT | hard coal | TRUE | 2027 | 12 | 59919 | Luminant Miami Fort | IPP | Miami Fort | OH | 2832 | 8 | 510 | Conventional Steam Coal | BIT | ST
Petroleum Liquids.RFO | petroleum | TRUE | 2027 | 12 | 11843 | Maui Electric Co Ltd | Electric Utility | Kahului | HI | 6056 | 1 | 4.7 | Petroleum Liquids | RFO | ST
Petroleum Liquids.RFO | petroleum | TRUE | 2027 | 12 | 11843 | Maui Electric Co Ltd | Electric Utility | Kahului | HI | 6056 | 2 | 4.8 | Petroleum Liquids | RFO | ST
Petroleum Liquids.RFO | petroleum | TRUE | 2027 | 12 | 11843 | Maui Electric Co Ltd | Electric Utility | Kahului | HI | 6056 | 3 | 11 | Petroleum Liquids | RFO | ST
Petroleum Liquids.RFO | petroleum | TRUE | 2027 | 12 | 11843 | Maui Electric Co Ltd | Electric Utility | Kahului | HI | 6056 | 4 | 11.9 | Petroleum Liquids | RFO | ST
Conventional Steam Coal.SUB | hard coal | TRUE | 2027 | 12 | 12686 | Mississippi Power Co | Electric Utility | Victor J Daniel Jr | MS | 6073 | 1 | 502 | Conventional Steam Coal | SUB | ST
Conventional Steam Coal.SUB | hard coal | TRUE | 2027 | 12 | 12686 | Mississippi Power Co | Electric Utility | Victor J Daniel Jr | MS | 6073 | 2 | 502 | Conventional Steam Coal | SUB | ST
Municipal Solid Waste.MSW | municipal solid waste | TRUE | 2027 | 12 | 13781 | Northern States Power Co - Minnesota | Electric Utility | Red Wing | MN | 1926 | 1 | 9 | Municipal Solid Waste | MSW | ST
Municipal Solid Waste.MSW | municipal solid waste | TRUE | 2027 | 12 | 13781 | Northern States Power Co - Minnesota | Electric Utility | Red Wing | MN | 1926 | 2 | 9 | Municipal Solid Waste | MSW | ST
Conventional Hydroelectric.WAT | hydro | TRUE | 2027 | 12 | 13781 | Northern States Power Co - Minnesota | Electric Utility | St Croix Falls | WI | 4011 | 1 | 1.8 | Conventional Hydroelectric | WAT | HY
Conventional Hydroelectric.WAT | hydro | TRUE | 2027 | 12 | 13781 | Northern States Power Co - Minnesota | Electric Utility | St Croix Falls | WI | 4011 | 2 | 1.8 | Conventional Hydroelectric | WAT | HY
Conventional Hydroelectric.WAT | hydro | TRUE | 2027 | 12 | 13781 | Northern States Power Co - Minnesota | Electric Utility | St Croix Falls | WI | 4011 | 3 | 1.9 | Conventional Hydroelectric | WAT | HY
Conventional Hydroelectric.WAT | hydro | TRUE | 2027 | 12 | 13781 | Northern States Power Co - Minnesota | Electric Utility | St Croix Falls | WI | 4011 | 4 | 1.9 | Conventional Hydroelectric | WAT | HY
Conventional Hydroelectric.WAT | hydro | TRUE | 2027 | 12 | 13781 | Northern States Power Co - Minnesota | Electric Utility | St Croix Falls | WI | 4011 | 5 | 2 | Conventional Hydroelectric | WAT | HY
Conventional Hydroelectric.WAT | hydro | TRUE | 2027 | 12 | 13781 | Northern States Power Co - Minnesota | Electric Utility | St Croix Falls | WI | 4011 | 6 | 1.9 | Conventional Hydroelectric | WAT | HY
Conventional Hydroelectric.WAT | hydro | TRUE | 2027 | 12 | 13781 | Northern States Power Co - Minnesota | Electric Utility | St Croix Falls | WI | 4011 | 7 | 2 | Conventional Hydroelectric | WAT | HY
Conventional Hydroelectric.WAT | hydro | TRUE | 2027 | 12 | 13781 | Northern States Power Co - Minnesota | Electric Utility | St Croix Falls | WI | 4011 | 8 | 1.9 | Conventional Hydroelectric | WAT | HY
Municipal Solid Waste.MSW | municipal solid waste | TRUE | 2027 | 12 | 13781 | Northern States Power Co - Minnesota | Electric Utility | Wilmarth | MN | 1934 | 1 | 9 | Municipal Solid Waste | MSW | ST
Municipal Solid Waste.MSW | municipal solid waste | TRUE | 2027 | 12 | 13781 | Northern States Power Co - Minnesota | Electric Utility | Wilmarth | MN | 1934 | 2 | 9 | Municipal Solid Waste | MSW | ST
Conventional Steam Coal.RC | hard coal | TRUE | 2027 | 12 | 14354 | PacifiCorp | Electric Utility | Dave Johnston | WY | 4158 | 1 | 93 | Conventional Steam Coal | RC | ST
Conventional Steam Coal.RC | hard coal | TRUE | 2027 | 12 | 14354 | PacifiCorp | Electric Utility | Dave Johnston | WY | 4158 | 2 | 102 | Conventional Steam Coal | RC | ST
Conventional Steam Coal.RC | hard coal | TRUE | 2027 | 12 | 14354 | PacifiCorp | Electric Utility | Dave Johnston | WY | 4158 | 3 | 220 | Conventional Steam Coal | RC | ST
Conventional Steam Coal.RC | hard coal | TRUE | 2027 | 12 | 14354 | PacifiCorp | Electric Utility | Dave Johnston | WY | 4158 | 4 | 330 | Conventional Steam Coal | RC | ST
Natural Gas Steam Turbine.NG | natural gas steam turbine | TRUE | 2027 | 12 | 15466 | Public Service Co of Colorado | Electric Utility | Cherokee | CO | 469 | 4 | 310 | Natural Gas Steam Turbine | NG | ST
Conventional Steam Coal.BIT | hard coal | TRUE | 2027 | 12 | 15466 | Public Service Co of Colorado | Electric Utility | Hayden | CO | 525 | 2 | 262 | Conventional Steam Coal | BIT | ST
Conventional Hydroelectric.WAT | hydro | TRUE | 2027 | 12 | 15466 | Public Service Co of Colorado | Electric Utility | Salida | CO | 474 | 2 | 0.6 | Conventional Hydroelectric | WAT | HY
Natural Gas Steam Turbine.NG | natural gas steam turbine | TRUE | 2027 | 12 | 17718 | Southwestern Public Service Co | Electric Utility | Nichols | TX | 3484 | 2 | 106 | Natural Gas Steam Turbine | NG | ST
Natural Gas Steam Turbine.NG | natural gas steam turbine | TRUE | 2027 | 12 | 17718 | Southwestern Public Service Co | Electric Utility | Plant X | TX | 3485 | 4 | 190 | Natural Gas Steam Turbine | NG | ST
Conventional Steam Coal.SUB | hard coal | TRUE | 2027 | 12 | 18642 | Tennessee Valley Authority | Electric Utility | Kingston | TN | 3407 | 1 | 132 | Conventional Steam Coal | SUB | ST
Conventional Steam Coal.SUB | hard coal | TRUE | 2027 | 12 | 18642 | Tennessee Valley Authority | Electric Utility | Kingston | TN | 3407 | 2 | 132 | Conventional Steam Coal | SUB | ST
Conventional Steam Coal.SUB | hard coal | TRUE | 2027 | 12 | 18642 | Tennessee Valley Authority | Electric Utility | Kingston | TN | 3407 | 3 | 132 | Conventional Steam Coal | SUB | ST
Conventional Steam Coal.SUB | hard coal | TRUE | 2027 | 12 | 18642 | Tennessee Valley Authority | Electric Utility | Kingston | TN | 3407 | 4 | 132 | Conventional Steam Coal | SUB | ST
Conventional Steam Coal.SUB | hard coal | TRUE | 2027 | 12 | 18642 | Tennessee Valley Authority | Electric Utility | Kingston | TN | 3407 | 5 | 174 | Conventional Steam Coal | SUB | ST
Conventional Steam Coal.SUB | hard coal | TRUE | 2027 | 12 | 18642 | Tennessee Valley Authority | Electric Utility | Kingston | TN | 3407 | 6 | 174 | Conventional Steam Coal | SUB | ST
Solar Photovoltaic.SUN | solar PV | TRUE | 2028 | 1 | 56997 | Marina Energy LLC | IPP | Freeze Solar | NJ | 60759 | PV1 | 1.5 | Solar Photovoltaic | SUN | PV
Conventional Steam Coal.SUB | hard coal | TRUE | 2028 | 1 | 17698 | Southwestern Electric Power Co | Electric Utility | Welsh | TX | 6139 | 1 | 500 | Conventional Steam Coal | SUB | ST
Conventional Steam Coal.SUB | hard coal | TRUE | 2028 | 1 | 17698 | Southwestern Electric Power Co | Electric Utility | Welsh | TX | 6139 | 3 | 500 | Conventional Steam Coal | SUB | ST
Wood/Wood Waste Biomass.WDS | biomass | TRUE | 2028 | 1 | 19876 | Virginia Electric & Power Co | Electric Utility | Altavista Power Station | VA | 10773 | 1 | 51 | Wood/Wood Waste Biomass | WDS | ST
Wood/Wood Waste Biomass.WDS | biomass | TRUE | 2028 | 1 | 19876 | Virginia Electric & Power Co | Electric Utility | Hopewell Power Station | VA | 10771 | 1 | 51 | Wood/Wood Waste Biomass | WDS | ST
Wood/Wood Waste Biomass.WDS | biomass | TRUE | 2028 | 1 | 19876 | Virginia Electric & Power Co | Electric Utility | Southampton Power Station | VA | 10774 | 1 | 51 | Wood/Wood Waste Biomass | WDS | ST
Solar Photovoltaic.SUN | solar PV | TRUE | 2028 | 5 | 56997 | Marina Energy LLC | IPP | Heller 400M | NJ | 62438 | A | 0.8 | Solar Photovoltaic | SUN | PV
Solar Photovoltaic.SUN | solar PV | TRUE | 2028 | 5 | 56997 | Marina Energy LLC | IPP | Heller 400M | NJ | 62438 | B | 0.2 | Solar Photovoltaic | SUN | PV
Solar Photovoltaic.SUN | solar PV | TRUE | 2028 | 5 | 56997 | Marina Energy LLC | IPP | Heller 400M | NJ | 62438 | C | 0.2 | Solar Photovoltaic | SUN | PV
Solar Photovoltaic.SUN | solar PV | TRUE | 2028 | 5 | 56997 | Marina Energy LLC | IPP | Heller Industrial Parks | NJ | 57869 | HM | 0.8 | Solar Photovoltaic | SUN | PV
Conventional Steam Coal.SUB | hard coal | TRUE | 2028 | 5 | 13756 | Northern Indiana Pub Serv Co | Electric Utility | Michigan City | IN | 997 | 12 | 455 | Conventional Steam Coal | SUB | ST
Petroleum Liquids.DFO | petroleum | TRUE | 2028 | 9 | 17166 | Sierra Pacific Power Co | Electric Utility | Brunswick | NV | 6510 | 1 | 2 | Petroleum Liquids | DFO | IC
Petroleum Liquids.DFO | petroleum | TRUE | 2028 | 9 | 17166 | Sierra Pacific Power Co | Electric Utility | Brunswick | NV | 6510 | 2 | 2 | Petroleum Liquids | DFO | IC
Petroleum Liquids.DFO | petroleum | TRUE | 2028 | 9 | 17166 | Sierra Pacific Power Co | Electric Utility | Brunswick | NV | 6510 | 3 | 2 | Petroleum Liquids | DFO | IC
Natural Gas Steam Turbine.NG | natural gas steam turbine | TRUE | 2028 | 9 | 17166 | Sierra Pacific Power Co | Electric Utility | Fort Churchill | NV | 2330 | 1 | 113 | Natural Gas Steam Turbine | NG | ST
Natural Gas Steam Turbine.NG | natural gas steam turbine | TRUE | 2028 | 9 | 17166 | Sierra Pacific Power Co | Electric Utility | Fort Churchill | NV | 2330 | 2 | 113 | Natural Gas Steam Turbine | NG | ST
Conventional Steam Coal.SUB | hard coal | TRUE | 2028 | 9 | 30151 | Tri-State G & T Assn, Inc | Electric Utility | Craig (CO) | CO | 6021 | 2 | 410 | Conventional Steam Coal | SUB | ST
Conventional Steam Coal.BIT | hard coal | TRUE | 2028 | 12 | 61412 | Cardinal Operating Company | IPP | Cardinal | OH | 2828 | 3 | 620 | Conventional Steam Coal | BIT | ST
Natural Gas Steam Turbine.NG | natural gas steam turbine | TRUE | 2028 | 12 | 16604 | City of San Antonio - (TX) | Electric Utility | O W Sommers | TX | 3611 | 2 | 410 | Natural Gas Steam Turbine | NG | ST
Conventional Steam Coal.RC | hard coal | TRUE | 2028 | 12 | 5109 | DTE Electric Company | Electric Utility | Belle River | MI | 6034 | ST1 | 635 | Conventional Steam Coal | RC | ST
Conventional Steam Coal.RC | hard coal | TRUE | 2028 | 12 | 5109 | DTE Electric Company | Electric Utility | Belle River | MI | 6034 | ST2 | 635 | Conventional Steam Coal | RC | ST
Conventional Steam Coal.SUB | hard coal | TRUE | 2028 | 12 | 9324 | Indiana Michigan Power Co | Electric Utility | Rockport | IN | 6166 | 1 | 1300 | Conventional Steam Coal | SUB | ST
Conventional Steam Coal.SUB | hard coal | TRUE | 2028 | 12 | 9324 | Indiana Michigan Power Co | Electric Utility | Rockport | IN | 6166 | 2 | 1300 | Conventional Steam Coal | SUB | ST
Solar Photovoltaic.SUN | solar PV | TRUE | 2028 | 12 | 61944 | MN8 Energy LLC | IPP | ACCC Mays Landing | NJ | 60802 | PV1 | 1.4 | Solar Photovoltaic | SUN | PV
Solar Photovoltaic.SUN | solar PV | TRUE | 2028 | 12 | 61944 | MN8 Energy LLC | IPP | IFF Hazlet | NJ | 60709 | GRND | 3 | Solar Photovoltaic | SUN | PV
Conventional Steam Coal.BIT | hard coal | TRUE | 2028 | 12 | 15466 | Public Service Co of Colorado | Electric Utility | Hayden | CO | 525 | 1 | 179 | Conventional Steam Coal | BIT | ST
Conventional Steam Coal.RC | hard coal | TRUE | 2028 | 12 | 17543 | South Carolina Public Service Authority | Electric Utility | Winyah | SC | 6249 | 1 | 275 | Conventional Steam Coal | RC | ST
Conventional Steam Coal.RC | hard coal | TRUE | 2028 | 12 | 17543 | South Carolina Public Service Authority | Electric Utility | Winyah | SC | 6249 | 2 | 285 | Conventional Steam Coal | RC | ST
Conventional Steam Coal.RC | hard coal | TRUE | 2028 | 12 | 17543 | South Carolina Public Service Authority | Electric Utility | Winyah | SC | 6249 | 3 | 285 | Conventional Steam Coal | RC | ST
Conventional Steam Coal.RC | hard coal | TRUE | 2028 | 12 | 17543 | South Carolina Public Service Authority | Electric Utility | Winyah | SC | 6249 | 4 | 285 | Conventional Steam Coal | RC | ST
Natural Gas Steam Turbine.NG | natural gas steam turbine | TRUE | 2028 | 12 | 17718 | Southwestern Public Service Co | Electric Utility | Maddox | NM | 2446 | 1 | 112 | Natural Gas Steam Turbine | NG | ST
Conventional Steam Coal.BIT | hard coal | TRUE | 2028 | 12 | 18642 | Tennessee Valley Authority | Electric Utility | Cumberland (TN) | TN | 3399 | 1 | 1239 | Conventional Steam Coal | BIT | ST
Conventional Steam Coal.RC | hard coal | TRUE | 2028 | 12 | 19436 | Union Electric Co - (MO) | Electric Utility | Sioux | MO | 2107 | 1 | 487 | Conventional Steam Coal | RC | ST
Conventional Steam Coal.RC | hard coal | TRUE | 2028 | 12 | 19436 | Union Electric Co - (MO) | Electric Utility | Sioux | MO | 2107 | 2 | 487 | Conventional Steam Coal | RC | ST
Other Natural Gas.NG | natural gas peaker | FALSE | 2029 | 6 | 65384 | Cartier Energy, LLC | Commercial | Hartford Hospital Cogeneration | CT | 52061 | GEN4 | 1.4 | Other Natural Gas | NG | FC
Natural Gas Steam Turbine.NG | natural gas steam turbine | TRUE | 2029 | 6 | 11241 | Entergy Louisiana LLC | Electric Utility | Little Gypsy | LA | 1402 | 3 | 513.5 | Natural Gas Steam Turbine | NG | ST
Municipal Solid Waste.MSW | municipal solid waste | TRUE | 2029 | 9 | 10875 | Lee County Board-Commissioners | IPP | Lee County Solid Waste Energy | FL | 52010 | GEN1 | 39 | Municipal Solid Waste | MSW | ST
Onshore Wind Turbine.WND | onshore wind | TRUE | 2029 | 10 | 56667 | Loraine Windpower Project | IPP | Loraine Windpark Project LLC | TX | 57303 | LWG1 | 73.5 | Onshore Wind Turbine | WND | WT
Conventional Steam Coal.SUB | hard coal | TRUE | 2029 | 12 | 3989 | City of Colorado Springs - (CO) | Electric Utility | Ray D Nixon | CO | 8219 | 1 | 208 | Conventional Steam Coal | SUB | ST
Conventional Steam Coal.SUB | hard coal | TRUE | 2029 | 12 | 54888 | NRG Texas Power LLC | IPP | Limestone | TX | 298 | 1 | 831 | Conventional Steam Coal | SUB | ST
Conventional Steam Coal.SUB | hard coal | TRUE | 2029 | 12 | 54888 | NRG Texas Power LLC | IPP | Limestone | TX | 298 | 2 | 858 | Conventional Steam Coal | SUB | ST
Natural Gas Steam Turbine.NG | natural gas steam turbine | TRUE | 2029 | 12 | 14354 | PacifiCorp | Electric Utility | Naughton | WY | 4162 | 3 | 247 | Natural Gas Steam Turbine | NG | ST
Conventional Steam Coal.SUB | hard coal | TRUE | 2029 | 12 | 15143 | Platte River Power Authority | Electric Utility | Rawhide | CO | 6761 | 1 | 280 | Conventional Steam Coal | SUB | ST
Conventional Steam Coal.SUB | hard coal | TRUE | 2029 | 12 | 30151 | Tri-State G & T Assn, Inc | Electric Utility | Craig (CO) | CO | 6021 | 3 | 448 | Conventional Steam Coal | SUB | ST
Natural Gas Internal Combustion Engine.NG | natural gas peaker | TRUE | 2030 | 5 | 8973 | Town of Hudson - (MA) | Electric Utility | Cherry Street | MA | 9038 | 10 | 1.9 | Natural Gas Internal Combustion Engine | NG | IC
Natural Gas Internal Combustion Engine.NG | natural gas peaker | TRUE | 2030 | 5 | 8973 | Town of Hudson - (MA) | Electric Utility | Cherry Street | MA | 9038 | 11 | 1.9 | Natural Gas Internal Combustion Engine | NG | IC
Natural Gas Fired Combustion Turbine.NG | natural gas peaker | FALSE | 2030 | 6 | 327 | Air Liquide Large Industries U S LP | Industrial | Geismar Cogen | LA | 56787 | GTG | 72.5 | Natural Gas Fired Combustion Turbine | NG | GT
Wood/Wood Waste Biomass.WDS | biomass | TRUE | 2030 | 6 | 13781 | Northern States Power Co - Minnesota | Electric Utility | French Island | WI | 4005 | 1 | 9 | Wood/Wood Waste Biomass | WDS | ST
Wood/Wood Waste Biomass.WDS | biomass | TRUE | 2030 | 6 | 13781 | Northern States Power Co - Minnesota | Electric Utility | French Island | WI | 4005 | 2 | 7 | Wood/Wood Waste Biomass | WDS | ST
Petroleum Liquids.DFO | petroleum | TRUE | 2030 | 6 | 13781 | Northern States Power Co - Minnesota | Electric Utility | French Island | WI | 4005 | 3 | 61 | Petroleum Liquids | DFO | GT
Petroleum Liquids.DFO | petroleum | TRUE | 2030 | 6 | 13781 | Northern States Power Co - Minnesota | Electric Utility | French Island | WI | 4005 | 4 | 58 | Petroleum Liquids | DFO | GT
Natural Gas Fired Combustion Turbine.NG | natural gas peaker | FALSE | 2030 | 6 | 16732 | San Jose State University Fclts Dev &Ops | Commercial | San Jose Cogeneration | CA | 10548 | GEN1 | 5.6 | Natural Gas Fired Combustion Turbine | NG | GT
Conventional Hydroelectric.WAT | hydro | TRUE | 2030 | 10 | 6013 | Eugene Water & Electric Board | Electric Utility | Carmen Smith | OR | 3067 | 3 | 3.8 | Conventional Hydroelectric | WAT | HY
Natural Gas Fired Combined Cycle.NG | natural gas combined cycle | TRUE | 2030 | 10 | 13365 | Nevada Cogeneration Assoc # 2 | Electric CHP | Nevada Cogen Associates 2 Black Mountain | NV | 54349 | GTA | 21.7 | Natural Gas Fired Combined Cycle | NG | CT
Natural Gas Fired Combined Cycle.NG | natural gas combined cycle | TRUE | 2030 | 10 | 13365 | Nevada Cogeneration Assoc # 2 | Electric CHP | Nevada Cogen Associates 2 Black Mountain | NV | 54349 | GTB | 21.7 | Natural Gas Fired Combined Cycle | NG | CT
Natural Gas Fired Combined Cycle.NG | natural gas combined cycle | TRUE | 2030 | 10 | 13365 | Nevada Cogeneration Assoc # 2 | Electric CHP | Nevada Cogen Associates 2 Black Mountain | NV | 54349 | GTC | 21.7 | Natural Gas Fired Combined Cycle | NG | CT
Natural Gas Fired Combined Cycle.NG | natural gas combined cycle | TRUE | 2030 | 10 | 13365 | Nevada Cogeneration Assoc # 2 | Electric CHP | Nevada Cogen Associates 2 Black Mountain | NV | 54349 | STM | 28 | Natural Gas Fired Combined Cycle | NG | CA
Natural Gas Fired Combustion Turbine.NG | natural gas peaker | TRUE | 2030 | 12 | 5701 | El Paso Electric Co | Electric Utility | Copper | TX | 9 | 1 | 63 | Natural Gas Fired Combustion Turbine | NG | GT
Natural Gas Steam Turbine.NG | natural gas steam turbine | TRUE | 2030 | 12 | 17718 | Southwestern Public Service Co | Electric Utility | Nichols | TX | 3484 | 3 | 244 | Natural Gas Steam Turbine | NG | ST
Other Natural Gas.NG | natural gas peaker | TRUE | 2031 | 3 | 56778 | Bloom Energy 2009 PPA | IPP | Caltech Central | CA | 57460 | CL00 | 0.1 | Other Natural Gas | NG | FC
Other Natural Gas.NG | natural gas peaker | TRUE | 2031 | 3 | 56778 | Bloom Energy 2009 PPA | IPP | Caltech Central | CA | 57460 | CL01 | 0.1 | Other Natural Gas | NG | FC
Other Natural Gas.NG | natural gas peaker | TRUE | 2031 | 3 | 56778 | Bloom Energy 2009 PPA | IPP | Caltech Central | CA | 57460 | CL02 | 0.1 | Other Natural Gas | NG | FC
Other Natural Gas.NG | natural gas peaker | TRUE | 2031 | 3 | 56778 | Bloom Energy 2009 PPA | IPP | Caltech Central | CA | 57460 | CL03 | 0.1 | Other Natural Gas | NG | FC
Other Natural Gas.NG | natural gas peaker | TRUE | 2031 | 3 | 56778 | Bloom Energy 2009 PPA | IPP | Caltech Central | CA | 57460 | CL04 | 0.1 | Other Natural Gas | NG | FC
Other Natural Gas.NG | natural gas peaker | TRUE | 2031 | 3 | 56778 | Bloom Energy 2009 PPA | IPP | Caltech Central | CA | 57460 | CL05 | 0.1 | Other Natural Gas | NG | FC
Other Natural Gas.NG | natural gas peaker | TRUE | 2031 | 3 | 56778 | Bloom Energy 2009 PPA | IPP | Caltech Central | CA | 57460 | CL06 | 0.1 | Other Natural Gas | NG | FC
Other Natural Gas.NG | natural gas peaker | TRUE | 2031 | 3 | 56778 | Bloom Energy 2009 PPA | IPP | Caltech Central | CA | 57460 | CL07 | 0.1 | Other Natural Gas | NG | FC
Other Natural Gas.NG | natural gas peaker | TRUE | 2031 | 3 | 56778 | Bloom Energy 2009 PPA | IPP | Caltech Central | CA | 57460 | CL08 | 0.1 | Other Natural Gas | NG | FC
Other Natural Gas.NG | natural gas peaker | TRUE | 2031 | 3 | 56778 | Bloom Energy 2009 PPA | IPP | Caltech Central | CA | 57460 | CL09 | 0.1 | Other Natural Gas | NG | FC
Other Natural Gas.NG | natural gas peaker | TRUE | 2031 | 3 | 56778 | Bloom Energy 2009 PPA | IPP | Caltech Central | CA | 57460 | CL10 | 0.1 | Other Natural Gas | NG | FC
Natural Gas Steam Turbine.NG | natural gas steam turbine | TRUE | 2031 | 6 | 11241 | Entergy Louisiana LLC | Electric Utility | Nine Mile Point | LA | 1403 | 6(4) | 738 | Natural Gas Steam Turbine | NG | ST
Conventional Steam Coal.SUB | hard coal | TRUE | 2031 | 12 | 803 | Arizona Public Service Co | Electric Utility | Four Corners | NM | 2442 | 4 | 770 | Conventional Steam Coal | SUB | ST
Conventional Steam Coal.SUB | hard coal | TRUE | 2031 | 12 | 803 | Arizona Public Service Co | Electric Utility | Four Corners | NM | 2442 | 5 | 770 | Conventional Steam Coal | SUB | ST
Natural Gas Steam Turbine.NG | natural gas steam turbine | TRUE | 2031 | 12 | 5701 | El Paso Electric Co | Electric Utility | Newman | TX | 3456 | 3 | 95 | Natural Gas Steam Turbine | NG | ST
Natural Gas Fired Combined Cycle.NG | natural gas combined cycle | TRUE | 2031 | 12 | 5701 | El Paso Electric Co | Electric Utility | Newman | TX | 3456 | 4 | 89 | Natural Gas Fired Combined Cycle | NG | CA
Natural Gas Steam Turbine.NG | natural gas steam turbine | TRUE | 2031 | 12 | 6909 | Gainesville Regional Utilities | Electric Utility | Deerhaven Generating Station | FL | 663 | 2 | 232 | Natural Gas Steam Turbine | NG | ST
Natural Gas Fired Combustion Turbine.NG | natural gas peaker | TRUE | 2031 | 12 | 54888 | NRG Texas Power LLC | IPP | San Jacinto Steam Electric Station | TX | 7325 | 1 | 81 | Natural Gas Fired Combustion Turbine | NG | GT
Natural Gas Fired Combustion Turbine.NG | natural gas peaker | TRUE | 2031 | 12 | 54888 | NRG Texas Power LLC | IPP | San Jacinto Steam Electric Station | TX | 7325 | 2 | 81 | Natural Gas Fired Combustion Turbine | NG | GT
Natural Gas Fired Combined Cycle.NG | natural gas combined cycle | TRUE | 2031 | 12 | 13781 | Northern States Power Co - Minnesota | Electric Utility | Black Dog | MN | 1904 | 2 | 117 | Natural Gas Fired Combined Cycle | NG | CA
Natural Gas Fired Combined Cycle.NG | natural gas combined cycle | TRUE | 2031 | 12 | 13781 | Northern States Power Co - Minnesota | Electric Utility | Black Dog | MN | 1904 | 5 | 165 | Natural Gas Fired Combined Cycle | NG | CT
Natural Gas Steam Turbine.NG | natural gas steam turbine | TRUE | 2031 | 12 | 17718 | Southwestern Public Service Co | Electric Utility | Jones | TX | 3482 | 1 | 243 | Natural Gas Steam Turbine | NG | ST
Conventional Steam Coal.BIT | hard coal | TRUE | 2031 | 12 | 18642 | Tennessee Valley Authority | Electric Utility | Gallatin (TN) | TN | 3403 | 1 | 225 | Conventional Steam Coal | BIT | ST
Conventional Steam Coal.BIT | hard coal | TRUE | 2031 | 12 | 18642 | Tennessee Valley Authority | Electric Utility | Gallatin (TN) | TN | 3403 | 2 | 225 | Conventional Steam Coal | BIT | ST
Conventional Steam Coal.BIT | hard coal | TRUE | 2031 | 12 | 18642 | Tennessee Valley Authority | Electric Utility | Gallatin (TN) | TN | 3403 | 3 | 263 | Conventional Steam Coal | BIT | ST
Conventional Steam Coal.BIT | hard coal | TRUE | 2031 | 12 | 18642 | Tennessee Valley Authority | Electric Utility | Gallatin (TN) | TN | 3403 | 4 | 263 | Conventional Steam Coal | BIT | ST
Natural Gas Fired Combustion Turbine.NG | natural gas peaker | TRUE | 2031 | 12 | 18642 | Tennessee Valley Authority | Electric Utility | Gallatin (TN) | TN | 3403 | GT1 | 71.5 | Natural Gas Fired Combustion Turbine | NG | GT
Natural Gas Fired Combustion Turbine.NG | natural gas peaker | TRUE | 2031 | 12 | 18642 | Tennessee Valley Authority | Electric Utility | Gallatin (TN) | TN | 3403 | GT2 | 71.5 | Natural Gas Fired Combustion Turbine | NG | GT
Natural Gas Fired Combustion Turbine.NG | natural gas peaker | TRUE | 2031 | 12 | 18642 | Tennessee Valley Authority | Electric Utility | Gallatin (TN) | TN | 3403 | GT3 | 71.5 | Natural Gas Fired Combustion Turbine | NG | GT
Natural Gas Fired Combustion Turbine.NG | natural gas peaker | TRUE | 2031 | 12 | 18642 | Tennessee Valley Authority | Electric Utility | Gallatin (TN) | TN | 3403 | GT4 | 71.5 | Natural Gas Fired Combustion Turbine | NG | GT
Natural Gas Fired Combustion Turbine.NG | natural gas peaker | TRUE | 2031 | 12 | 18642 | Tennessee Valley Authority | Electric Utility | Gallatin (TN) | TN | 3403 | GT5 | 73.4 | Natural Gas Fired Combustion Turbine | NG | GT
Natural Gas Fired Combustion Turbine.NG | natural gas peaker | TRUE | 2031 | 12 | 18642 | Tennessee Valley Authority | Electric Utility | Gallatin (TN) | TN | 3403 | GT6 | 73.4 | Natural Gas Fired Combustion Turbine | NG | GT
Natural Gas Fired Combustion Turbine.NG | natural gas peaker | TRUE | 2031 | 12 | 18642 | Tennessee Valley Authority | Electric Utility | Gallatin (TN) | TN | 3403 | GT7 | 73.4 | Natural Gas Fired Combustion Turbine | NG | GT
Natural Gas Fired Combustion Turbine.NG | natural gas peaker | TRUE | 2031 | 12 | 18642 | Tennessee Valley Authority | Electric Utility | Gallatin (TN) | TN | 3403 | GT8 | 73.4 | Natural Gas Fired Combustion Turbine | NG | GT
Batteries.MWH | battery storage | TRUE | 2032 | 8 | 64400 | Flower Valley | IPP | Flower Valley I | TX | 64915 | FLRV1 | 9.9 | Batteries | MWH | BA
Natural Gas Steam Turbine.NG | natural gas steam turbine | TRUE | 2032 | 12 | 14354 | PacifiCorp | Electric Utility | Gadsby | UT | 3648 | 1 | 64 | Natural Gas Steam Turbine | NG | ST
Natural Gas Steam Turbine.NG | natural gas steam turbine | TRUE | 2032 | 12 | 14354 | PacifiCorp | Electric Utility | Gadsby | UT | 3648 | 2 | 69 | Natural Gas Steam Turbine | NG | ST
Natural Gas Steam Turbine.NG | natural gas steam turbine | TRUE | 2032 | 12 | 14354 | PacifiCorp | Electric Utility | Gadsby | UT | 3648 | 3 | 104.5 | Natural Gas Steam Turbine | NG | ST
Natural Gas Fired Combustion Turbine.NG | natural gas peaker | TRUE | 2032 | 12 | 14354 | PacifiCorp | Electric Utility | Gadsby | UT | 3648 | 4 | 39.6 | Natural Gas Fired Combustion Turbine | NG | GT
Natural Gas Fired Combustion Turbine.NG | natural gas peaker | TRUE | 2032 | 12 | 14354 | PacifiCorp | Electric Utility | Gadsby | UT | 3648 | 5 | 39.6 | Natural Gas Fired Combustion Turbine | NG | GT
Natural Gas Fired Combustion Turbine.NG | natural gas peaker | TRUE | 2032 | 12 | 14354 | PacifiCorp | Electric Utility | Gadsby | UT | 3648 | 6 | 36.9 | Natural Gas Fired Combustion Turbine | NG | GT
Conventional Steam Coal.RC | hard coal | TRUE | 2032 | 12 | 16572 | Salt River Project | Electric Utility | Coronado | AZ | 6177 | CO1 | 380 | Conventional Steam Coal | RC | ST
Conventional Steam Coal.RC | hard coal | TRUE | 2032 | 12 | 16572 | Salt River Project | Electric Utility | Coronado | AZ | 6177 | CO2 | 382 | Conventional Steam Coal | RC | ST
Natural Gas Steam Turbine.NG | natural gas steam turbine | TRUE | 2033 | 6 | 11241 | Entergy Louisiana LLC | Electric Utility | Nine Mile Point | LA | 1403 | 5 | 742.1 | Natural Gas Steam Turbine | NG | ST
Conventional Steam Coal.SUB | hard coal | TRUE | 2033 | 12 | 18642 | Tennessee Valley Authority | Electric Utility | Shawnee | KY | 1379 | 1 | 134 | Conventional Steam Coal | SUB | ST
Conventional Steam Coal.SUB | hard coal | TRUE | 2033 | 12 | 18642 | Tennessee Valley Authority | Electric Utility | Shawnee | KY | 1379 | 2 | 134 | Conventional Steam Coal | SUB | ST
Conventional Steam Coal.SUB | hard coal | TRUE | 2033 | 12 | 18642 | Tennessee Valley Authority | Electric Utility | Shawnee | KY | 1379 | 4 | 134 | Conventional Steam Coal | SUB | ST
Conventional Steam Coal.SUB | hard coal | TRUE | 2033 | 12 | 18642 | Tennessee Valley Authority | Electric Utility | Shawnee | KY | 1379 | 5 | 134 | Conventional Steam Coal | SUB | ST
Conventional Steam Coal.SUB | hard coal | TRUE | 2033 | 12 | 18642 | Tennessee Valley Authority | Electric Utility | Shawnee | KY | 1379 | 6 | 134 | Conventional Steam Coal | SUB | ST
Conventional Steam Coal.SUB | hard coal | TRUE | 2033 | 12 | 18642 | Tennessee Valley Authority | Electric Utility | Shawnee | KY | 1379 | 7 | 134 | Conventional Steam Coal | SUB | ST
Conventional Steam Coal.SUB | hard coal | TRUE | 2033 | 12 | 18642 | Tennessee Valley Authority | Electric Utility | Shawnee | KY | 1379 | 8 | 134 | Conventional Steam Coal | SUB | ST
Conventional Steam Coal.SUB | hard coal | TRUE | 2033 | 12 | 18642 | Tennessee Valley Authority | Electric Utility | Shawnee | KY | 1379 | 9 | 134 | Conventional Steam Coal | SUB | ST
Natural Gas Steam Turbine.NG | natural gas steam turbine | TRUE | 2034 | 6 | 55937 | Entergy Texas Inc. | Electric Utility | Lewis Creek | TX | 3457 | 1 | 250 | Natural Gas Steam Turbine | NG | ST
Natural Gas Steam Turbine.NG | natural gas steam turbine | TRUE | 2034 | 6 | 55937 | Entergy Texas Inc. | Electric Utility | Lewis Creek | TX | 3457 | 2 | 250 | Natural Gas Steam Turbine | NG | ST
Conventional Steam Coal.BIT | hard coal | TRUE | 2034 | 12 | 5416 | Duke Energy Carolinas, LLC | Electric Utility | Marshall (NC) | NC | 2727 | 1 | 370 | Conventional Steam Coal | BIT | ST
Conventional Steam Coal.BIT | hard coal | TRUE | 2034 | 12 | 5416 | Duke Energy Carolinas, LLC | Electric Utility | Marshall (NC) | NC | 2727 | 2 | 370 | Conventional Steam Coal | BIT | ST
Conventional Steam Coal.SUB | hard coal | TRUE | 2034 | 12 | 13781 | Northern States Power Co - Minnesota | Electric Utility | Sherburne County | MN | 6090 | 3 | 876 | Conventional Steam Coal | SUB | ST
Natural Gas Steam Turbine.NG | natural gas steam turbine | TRUE | 2034 | 12 | 17718 | Southwestern Public Service Co | Electric Utility | Jones | TX | 3482 | 2 | 243 | Natural Gas Steam Turbine | NG | ST
Petroleum Liquids.DFO | petroleum | TRUE | 2034 | 12 | 17718 | Southwestern Public Service Co | Electric Utility | Quay County | NM | 58125 | 1 | 17 | Petroleum Liquids | DFO | GT
Natural Gas Steam Turbine.NG | natural gas steam turbine | TRUE | 2035 | 6 | 12685 | Entergy Mississippi LLC | Electric Utility | Gerald Andrus | MS | 8054 | 1 | 706.5 | Natural Gas Steam Turbine | NG | ST
Natural Gas Fired Combustion Turbine.NG | natural gas peaker | TRUE | 2035 | 12 | 20169 | Avista Corp | Electric Utility | Northeast (WA) | WA | 6210 | 1 | 45 | Natural Gas Fired Combustion Turbine | NG | GT
Batteries.MWH | battery storage | TRUE | 2035 | 12 | 59474 | BQ Energy LLC | IPP | Mount Kisco Landfill Solar & Storage CSG | NY | 63774 | KISCB | 0.5 | Batteries | MWH | BA
Natural Gas Fired Combustion Turbine.NG | natural gas peaker | TRUE | 2035 | 12 | 5860 | Empire District Electric Co | Electric Utility | Empire Energy Center | MO | 6223 | 1 | 80 | Natural Gas Fired Combustion Turbine | NG | GT
Natural Gas Fired Combustion Turbine.NG | natural gas peaker | TRUE | 2035 | 12 | 5860 | Empire District Electric Co | Electric Utility | Empire Energy Center | MO | 6223 | 2 | 82 | Natural Gas Fired Combustion Turbine | NG | GT
Conventional Steam Coal.BIT | hard coal | TRUE | 2036 | 12 | 14354 | PacifiCorp | Electric Utility | Huntington | UT | 8069 | 1 | 459 | Conventional Steam Coal | BIT | ST
Conventional Steam Coal.BIT | hard coal | TRUE | 2036 | 12 | 14354 | PacifiCorp | Electric Utility | Huntington | UT | 8069 | 2 | 450 | Conventional Steam Coal | BIT | ST
Conventional Steam Coal.SUB | hard coal | TRUE | 2036 | 12 | 17718 | Southwestern Public Service Co | Electric Utility | Harrington | TX | 6193 | 1 | 339 | Conventional Steam Coal | SUB | ST
Conventional Steam Coal.SUB | hard coal | TRUE | 2037 | 12 | 14354 | PacifiCorp | Electric Utility | Jim Bridger | WY | 8066 | 1 | 531 | Conventional Steam Coal | SUB | ST
Conventional Steam Coal.SUB | hard coal | TRUE | 2037 | 12 | 14354 | PacifiCorp | Electric Utility | Jim Bridger | WY | 8066 | 2 | 539 | Conventional Steam Coal | SUB | ST
Conventional Steam Coal.SUB | hard coal | TRUE | 2037 | 12 | 14354 | PacifiCorp | Electric Utility | Jim Bridger | WY | 8066 | 3 | 523 | Conventional Steam Coal | SUB | ST
Conventional Steam Coal.SUB | hard coal | TRUE | 2037 | 12 | 14354 | PacifiCorp | Electric Utility | Jim Bridger | WY | 8066 | 4 | 526 | Conventional Steam Coal | SUB | ST
Conventional Steam Coal.SUB | hard coal | TRUE | 2037 | 12 | 17718 | Southwestern Public Service Co | Electric Utility | Tolk | TX | 6194 | 1 | 532 | Conventional Steam Coal | SUB | ST
Conventional Steam Coal.SUB | hard coal | TRUE | 2037 | 12 | 17718 | Southwestern Public Service Co | Electric Utility | Tolk | TX | 6194 | 2 | 535 | Conventional Steam Coal | SUB | ST
Conventional Steam Coal.SUB | hard coal | TRUE | 2038 | 12 | 17718 | Southwestern Public Service Co | Electric Utility | Harrington | TX | 6193 | 2 | 339 | Conventional Steam Coal | SUB | ST
Natural Gas Fired Combustion Turbine.NG | natural gas peaker | FALSE | 2039 | 10 | 65384 | Cartier Energy, LLC | Commercial | HSCo CHP | CT | 57179 | 1 | 3.5 | Natural Gas Fired Combustion Turbine | NG | GT
Conventional Steam Coal.SUB | hard coal | TRUE | 2039 | 12 | 14354 | PacifiCorp | Electric Utility | Wyodak | WY | 6101 | 1 | 332 | Conventional Steam Coal | SUB | ST
Conventional Steam Coal.RC | hard coal | TRUE | 2039 | 12 | 19436 | Union Electric Co - (MO) | Electric Utility | Rush Island | MO | 6155 | 1 | 589 | Conventional Steam Coal | RC | ST
Conventional Steam Coal.RC | hard coal | TRUE | 2039 | 12 | 19436 | Union Electric Co - (MO) | Electric Utility | Rush Island | MO | 6155 | 2 | 589 | Conventional Steam Coal | RC | ST
Solar Photovoltaic.SUN | solar PV | TRUE | 2040 | 7 | 10451 | Kotzebue Electric Assn Inc | Electric Utility | Kotzebue Hybrid | AK | 6304 | PV1 | 0.1 | Solar Photovoltaic | SUN | PV
Solar Photovoltaic.SUN | solar PV | TRUE | 2040 | 7 | 10451 | Kotzebue Electric Assn Inc | Electric Utility | Kotzebue Hybrid | AK | 6304 | PV2 | 0.1 | Solar Photovoltaic | SUN | PV
Solar Photovoltaic.SUN | solar PV | TRUE | 2040 | 7 | 10451 | Kotzebue Electric Assn Inc | Electric Utility | Kotzebue Hybrid | AK | 6304 | PV3 | 0.1 | Solar Photovoltaic | SUN | PV
Solar Photovoltaic.SUN | solar PV | TRUE | 2040 | 7 | 10451 | Kotzebue Electric Assn Inc | Electric Utility | Kotzebue Hybrid | AK | 6304 | PV4 | 0.1 | Solar Photovoltaic | SUN | PV
Solar Photovoltaic.SUN | solar PV | TRUE | 2040 | 7 | 10451 | Kotzebue Electric Assn Inc | Electric Utility | Kotzebue Hybrid | AK | 6304 | PV5 | 0.1 | Solar Photovoltaic | SUN | PV
Solar Photovoltaic.SUN | solar PV | TRUE | 2040 | 7 | 10451 | Kotzebue Electric Assn Inc | Electric Utility | Kotzebue Hybrid | AK | 6304 | PV6 | 0.1 | Solar Photovoltaic | SUN | PV
Solar Photovoltaic.SUN | solar PV | TRUE | 2040 | 7 | 10451 | Kotzebue Electric Assn Inc | Electric Utility | Kotzebue Hybrid | AK | 6304 | PV7 | 0.1 | Solar Photovoltaic | SUN | PV
Solar Photovoltaic.SUN | solar PV | TRUE | 2040 | 7 | 10451 | Kotzebue Electric Assn Inc | Electric Utility | Kotzebue Hybrid | AK | 6304 | PV8 | 0.1 | Solar Photovoltaic | SUN | PV
Natural Gas Fired Combustion Turbine.NG | natural gas peaker | TRUE | 2040 | 12 | 17718 | Southwestern Public Service Co | Electric Utility | Cunningham | NM | 2454 | 3 | 106 | Natural Gas Fired Combustion Turbine | NG | GT
Natural Gas Fired Combustion Turbine.NG | natural gas peaker | TRUE | 2040 | 12 | 17718 | Southwestern Public Service Co | Electric Utility | Cunningham | NM | 2454 | 4 | 103 | Natural Gas Fired Combustion Turbine | NG | GT
Conventional Steam Coal.SUB | hard coal | TRUE | 2040 | 12 | 17718 | Southwestern Public Service Co | Electric Utility | Harrington | TX | 6193 | 3 | 340 | Conventional Steam Coal | SUB | ST
Batteries.MWH | battery storage | TRUE | 2041 | 4 | 63424 | Silverstrand Grid, LLC | IPP | Silverstrand Grid Energy Storage System | CA | 63735 | SLV01 | 11 | Batteries | MWH | BA
Onshore Wind Turbine.WND | onshore wind | TRUE | 2043 | 12 | 57170 | EDF Renewable Asset Holdings, Inc. | IPP | Copenhagen Wind Farm | NY | 58979 | CPHGN | 79.9 | Onshore Wind Turbine | WND | WT
Natural Gas Fired Combined Cycle.NG | natural gas combined cycle | TRUE | 2043 | 12 | 14354 | PacifiCorp | Electric Utility | Chehalis Generating Facility | WA | 55662 | CA | 157 | Natural Gas Fired Combined Cycle | NG | CA
Natural Gas Fired Combined Cycle.NG | natural gas combined cycle | TRUE | 2043 | 12 | 14354 | PacifiCorp | Electric Utility | Chehalis Generating Facility | WA | 55662 | CT1 | 160 | Natural Gas Fired Combined Cycle | NG | CT
Natural Gas Fired Combined Cycle.NG | natural gas combined cycle | TRUE | 2043 | 12 | 14354 | PacifiCorp | Electric Utility | Chehalis Generating Facility | WA | 55662 | CT2 | 160 | Natural Gas Fired Combined Cycle | NG | CT
Solar Photovoltaic.SUN | solar PV | TRUE | 2045 | 12 | 62915 | Madison Energy Holdings LLC | IPP | ESCA-LL-COLTON, LLC | CA | 64270 | COLT1 | 2.6 | Solar Photovoltaic | SUN | PV
Solar Photovoltaic.SUN | solar PV | TRUE | 2047 | 7 | 60455 | PVN Milliken, LLC | IPP | PVN Milliken, LLC | CA | 60790 | PV | 3 | Solar Photovoltaic | SUN | PV
Solar Photovoltaic.SUN | solar PV | TRUE | 2049 | 4 | 61612 | Panda Solar NC 1, LLC | IPP | Panda Solar NC 1, LLC | NC | 62089 | 20002 | 1 | Solar Photovoltaic | SUN | PV
Solar Photovoltaic.SUN | solar PV | TRUE | 2049 | 4 | 61655 | Panda Solar NC 2, LLC | IPP | Panda Solar NC 2, LLC | NC | 62120 | 20003 | 2 | Solar Photovoltaic | SUN | PV
Solar Photovoltaic.SUN | solar PV | TRUE | 2049 | 6 | 61663 | Panda Solar NC 10, LLC | IPP | Panda Solar NC 10, LLC | NC | 62128 | 20031 | 2 | Solar Photovoltaic | SUN | PV
Solar Photovoltaic.SUN | solar PV | TRUE | 2049 | 6 | 61664 | Panda Solar NC 11, LLC | IPP | Panda Solar NC 11, LLC | NC | 62129 | 20032 | 2 | Solar Photovoltaic | SUN | PV
Solar Photovoltaic.SUN | solar PV | TRUE | 2049 | 6 | 61656 | Panda Solar NC 3, LLC | IPP | Panda Solar NC 3, LLC | NC | 62121 | 20011 | 2 | Solar Photovoltaic | SUN | PV
Solar Photovoltaic.SUN | solar PV | TRUE | 2049 | 6 | 61658 | Panda Solar NC 5, LLC | IPP | Panda Solar NC 5, LLC | NC | 62123 | 20007 | 1 | Solar Photovoltaic | SUN | PV
Solar Photovoltaic.SUN | solar PV | TRUE | 2049 | 6 | 61660 | Panda Solar NC 6, LLC | IPP | Panda Solar NC 6, LLC | NC | 62124 | 20028 | 1 | Solar Photovoltaic | SUN | PV
Solar Photovoltaic.SUN | solar PV | TRUE | 2049 | 6 | 61662 | Panda Solar NC 9, LLC | IPP | Panda Solar NC 9, LLC | NC | 62127 | 20022 | 2 | Solar Photovoltaic | SUN | PV
Solar Photovoltaic.SUN | solar PV | TRUE | 2049 | 9 | 61661 | Panda Solar NC 8, LLC | IPP | Panda Solar NC 8, LLC | NC | 62126 | 20052 | 2 | Solar Photovoltaic | SUN | PV
Solar Photovoltaic.SUN | solar PV | TRUE | 2052 | 1 | 64390 | Brighter Future Solar LLC | IPP | Brighter Future Solar | NC | 64910 | BFSNC | 11 | Solar Photovoltaic | SUN | PV
Solar Photovoltaic.SUN | solar PV | TRUE | 2056 | 11 | 64170 | Camden Solar LLC | IPP | Camden Solar LLC | NC | 64535 | KOV4A | 20 | Solar Photovoltaic | SUN | PV
Natural Gas Fired Combustion Turbine.NG | natural gas peaker | TRUE | 2056 | 12 | 17718 | Southwestern Public Service Co | Electric Utility | Jones | TX | 3482 | 3 | 166 | Natural Gas Fired Combustion Turbine | NG | GT
Solar Photovoltaic.SUN | solar PV | TRUE | 2057 | 4 | 64393 | Tulare Solar Center, LLC | IPP | Luciana | CA | 64909 | TSC | 55.8 | Solar Photovoltaic | SUN | PV
Natural Gas Fired Combustion Turbine.NG | natural gas peaker | TRUE | 2058 | 12 | 13781 | Northern States Power Co - Minnesota | Electric Utility | Black Dog | MN | 1904 | 6-1 | 212 | Natural Gas Fired Combustion Turbine | NG | GT
Natural Gas Fired Combustion Turbine.NG | natural gas peaker | TRUE | 2058 | 12 | 17718 | Southwestern Public Service Co | Electric Utility | Jones | TX | 3482 | 4 | 168 | Natural Gas Fired Combustion Turbine | NG | GT
Solar Photovoltaic.SUN | solar PV | TRUE | 2061 | 1 | 63631 | Four Brothers 2, LLC | IPP | Hertford Solar Power, LLC | NC | 63024 | KEH | 10 | Solar Photovoltaic | SUN | PV
Conventional Hydroelectric.WAT | hydro | TRUE | 2064 | 12 | 13781 | Northern States Power Co - Minnesota | Electric Utility | Saxon Falls | WI | 1756 | 1 | 0.5 | Conventional Hydroelectric | WAT | HY
Conventional Hydroelectric.WAT | hydro | TRUE | 2064 | 12 | 13781 | Northern States Power Co - Minnesota | Electric Utility | Saxon Falls | WI | 1756 | 2 | 0.5 | Conventional Hydroelectric | WAT | HY
Conventional Hydroelectric.WAT | hydro | TRUE | 2064 | 12 | 13781 | Northern States Power Co - Minnesota | Electric Utility | Superior Falls | MI | 1757 | 1 | 0.5 | Conventional Hydroelectric | WAT | HY
Conventional Hydroelectric.WAT | hydro | TRUE | 2064 | 12 | 13781 | Northern States Power Co - Minnesota | Electric Utility | Superior Falls | MI | 1757 | 2 | 0.5 | Conventional Hydroelectric | WAT | HY
Municipal Solid Waste.MSW | municipal solid waste | TRUE | 2072 | 8 | 10875 | Lee County Board-Commissioners | IPP | Lee County Solid Waste Energy | FL | 52010 | GEN2 | 16 | Municipal Solid Waste | MSW | ST
. |  |  | NOTES: Capacity from facilities with a total generator nameplate capacity less than 1 MW are excluded from this table. Entity ID and Plant ID are official, unique identification numbers assigned by EIA; Generator IDs are assigned by plant owners and/or operators. Descriptions for the Energy Source Codes and the Prime Mover Codes listed in the table can be found in the Technical Notes. Sources: U.S. Energy Information Administration, Form EIA-860, 'Annual Electric Generator Report' and Form EIA-860M, 'Monthly Update to the Annual Electric Generator Report.'

## Operable_860
This is an early release of the final EIA-860 data for calendar year 2022. The early release is provided for the express purpose of providing immediate access to individual plant and generator data for analysts who use this type of information. The data has not been fully edited and is inappropriate for aggregation, such as to state or national totals. Also, in some cases, data for a certain number of plants and generators has been excluded from this early release pending further data validation. Final, complete, and fully-edited data will be released by EIA later in 2023. Questions or comments regarding this data release should be directed to eiainfoelectric@eia.gov.
2022 Form EIA-860 Data - Schedule 3, 'Generator Data' (Operable Units Only)
EPS Tech | EPS | Include | Utility ID | Utility Name | Plant Code | Plant Name | State | County | Generator ID | Technology | Prime Mover | Unit Code | Ownership | Nameplate Capacity (MW) | Nameplate Power Factor | Summer Capacity (MW) | Winter Capacity (MW) | Minimum Load (MW) | Uprate or Derate Completed During Year | Planned Retirement Month | Planned Retirement Year | Associated with Combined Heat and Power System | Sector Name | Sector | Topping or Bottoming | Energy Source 1 | Energy Source 2 | Energy Source 3 | Energy Source 4 | Energy Source 5 | Energy Source 6
Petroleum Liquids.DFO | petroleum | TRUE | 63560 | TDX Sand Point Generating, LLC | 1 | Sand Point | AK | Aleutians East | 1 | Petroleum Liquids | IC |  | S | 0.9 | 0.8 | 0.4 | 0.4 | 0.4 | N |  |  | N | Electric Utility | 1 | X | DFO
Petroleum Liquids.DFO | petroleum | TRUE | 63560 | TDX Sand Point Generating, LLC | 1 | Sand Point | AK | Aleutians East | 2 | Petroleum Liquids | IC |  | S | 0.9 | 0.8 | 0.3 | 0.3 | 0.3 | N |  |  | N | Electric Utility | 1 | X | DFO
Petroleum Liquids.DFO | petroleum | TRUE | 63560 | TDX Sand Point Generating, LLC | 1 | Sand Point | AK | Aleutians East | 3 | Petroleum Liquids | IC |  | S | 0.5 | 0.8 | 0.3 | 0.3 | 0.3 | N |  |  | N | Electric Utility | 1 | X | DFO
Petroleum Liquids.DFO | petroleum | TRUE | 63560 | TDX Sand Point Generating, LLC | 1 | Sand Point | AK | Aleutians East | 5 | Petroleum Liquids | IC |  | S | 0.7 | 0.8 | 0.4 | 0.3 | 0.3 | N | 2 | 2023 | N | Electric Utility | 1 | X | DFO
Onshore Wind Turbine.WND | onshore wind | TRUE | 63560 | TDX Sand Point Generating, LLC | 1 | Sand Point | AK | Aleutians East | WT1 | Onshore Wind Turbine | WT |  | S | 0.5 | 0.89 | 0.1 | 0.1 | 0.1 | N |  |  | N | Electric Utility | 1 | X | WND
Onshore Wind Turbine.WND | onshore wind | TRUE | 63560 | TDX Sand Point Generating, LLC | 1 | Sand Point | AK | Aleutians East | WT2 | Onshore Wind Turbine | WT |  | S | 0.5 | 0.89 | 0.3 | 0.3 | 0.3 | N |  |  | N | Electric Utility | 1 | X | WND
Conventional Hydroelectric.WAT | hydro | TRUE | 195 | Alabama Power Co | 2 | Bankhead Dam | AL | Tuscaloosa | 1 | Conventional Hydroelectric | HY |  | S | 53.9 | 0.92 | 53 | 53 | 52 | N |  |  | N | Electric Utility | 1 | X | WAT
Natural Gas Steam Turbine.NG | natural gas steam turbine | TRUE | 195 | Alabama Power Co | 3 | Barry | AL | Mobile | 1 | Natural Gas Steam Turbine | ST |  | S | 153.1 | 0.85 | 80 | 80 | 55 | N |  |  | N | Electric Utility | 1 | X | NG
Natural Gas Steam Turbine.NG | natural gas steam turbine | TRUE | 195 | Alabama Power Co | 3 | Barry | AL | Mobile | 2 | Natural Gas Steam Turbine | ST |  | S | 153.1 | 0.85 | 80 | 80 | 55 | N |  |  | N | Electric Utility | 1 | X | NG
Conventional Steam Coal.BIT | hard coal | TRUE | 195 | Alabama Power Co | 3 | Barry | AL | Mobile | 4 | Conventional Steam Coal | ST |  | S | 403.7 | 0.85 | 362 | 362 | 200 | N |  |  | N | Electric Utility | 1 | X | BIT
Conventional Steam Coal.BIT | hard coal | TRUE | 195 | Alabama Power Co | 3 | Barry | AL | Mobile | 5 | Conventional Steam Coal | ST |  | S | 788.8 | 0.85 | 756.5 | 756.5 | 465 | N |  |  | N | Electric Utility | 1 | X | BIT
Natural Gas Fired Combined Cycle.NG | natural gas combined cycle | TRUE | 195 | Alabama Power Co | 3 | Barry | AL | Mobile | A1CT | Natural Gas Fired Combined Cycle | CT | G521 | S | 170.1 | 0.85 | 184.4 | 194.5 | 90 | N |  |  | N | Electric Utility | 1 | X | NG
Natural Gas Fired Combined Cycle.NG | natural gas combined cycle | TRUE | 195 | Alabama Power Co | 3 | Barry | AL | Mobile | A1CT2 | Natural Gas Fired Combined Cycle | CT | G521 | S | 170.1 | 0.85 | 184.4 | 194.5 | 90 | N |  |  | N | Electric Utility | 1 | X | NG
Natural Gas Fired Combined Cycle.NG | natural gas combined cycle | TRUE | 195 | Alabama Power Co | 3 | Barry | AL | Mobile | A1ST | Natural Gas Fired Combined Cycle | CA | G521 | S | 195.2 | 0.85 | 200 | 205 | 136 | N |  |  | N | Electric Utility | 1 | X | NG
Natural Gas Fired Combined Cycle.NG | natural gas combined cycle | TRUE | 195 | Alabama Power Co | 3 | Barry | AL | Mobile | A2C1 | Natural Gas Fired Combined Cycle | CT | G522 | S | 170.1 | 0.85 | 186.2 | 190 | 86 | N |  |  | N | Electric Utility | 1 | X | NG
Natural Gas Fired Combined Cycle.NG | natural gas combined cycle | TRUE | 195 | Alabama Power Co | 3 | Barry | AL | Mobile | A2C2 | Natural Gas Fired Combined Cycle | CT | G522 | S | 170.1 | 0.85 | 186.2 | 190 | 86 | N |  |  | N | Electric Utility | 1 | X | NG
Natural Gas Fired Combined Cycle.NG | natural gas combined cycle | TRUE | 195 | Alabama Power Co | 3 | Barry | AL | Mobile | A2ST | Natural Gas Fired Combined Cycle | CA | G522 | S | 195.2 | 0.85 | 195 | 200 | 128 | N |  |  | N | Electric Utility | 1 | X | NG
Conventional Hydroelectric.WAT | hydro | TRUE | 195 | Alabama Power Co | 4 | Walter Bouldin Dam | AL | Elmore | 1 | Conventional Hydroelectric | HY |  | S | 75 | 0.857 | 74.7 | 74.7 | 74 | N |  |  | N | Electric Utility | 1 | X | WAT
Conventional Hydroelectric.WAT | hydro | TRUE | 195 | Alabama Power Co | 4 | Walter Bouldin Dam | AL | Elmore | 2 | Conventional Hydroelectric | HY |  | S | 75 | 0.857 | 74.7 | 74.7 | 74 | N |  |  | N | Electric Utility | 1 | X | WAT
Conventional Hydroelectric.WAT | hydro | TRUE | 195 | Alabama Power Co | 4 | Walter Bouldin Dam | AL | Elmore | 3 | Conventional Hydroelectric | HY |  | S | 75 | 0.857 | 74.7 | 74.7 | 74 | N |  |  | N | Electric Utility | 1 | X | WAT
Natural Gas Steam Turbine.NG | natural gas steam turbine | TRUE | 195 | Alabama Power Co | 7 | Gadsden | AL | Etowah | 1 | Natural Gas Steam Turbine | ST |  | S | 69 | 0.85 | 64 | 64 | 28 | N | 1 | 2023 | Y | Electric Utility | 1 | B | NG
Natural Gas Steam Turbine.NG | natural gas steam turbine | TRUE | 195 | Alabama Power Co | 7 | Gadsden | AL | Etowah | 2 | Natural Gas Steam Turbine | ST |  | S | 69 | 0.85 | 66 | 66 | 28 | N | 1 | 2023 | Y | Electric Utility | 1 | B | NG
Natural Gas Fired Combustion Turbine.NG | natural gas peaker | TRUE | 5701 | El Paso Electric Co | 9 | Copper | TX | El Paso | 1 | Natural Gas Fired Combustion Turbine | GT |  | S | 86.9 | 0.9 | 63 | 65 | 3 | N | 12 | 2030 | N | Electric Utility | 1 | X | NG
Natural Gas Steam Turbine.NG | natural gas steam turbine | TRUE | 195 | Alabama Power Co | 10 | Greene County | AL | Greene | 1 | Natural Gas Steam Turbine | ST |  | J | 299.2 | 0.85 | 257.8 | 257.8 | 110 | N |  |  | N | Electric Utility | 1 | X | NG
Natural Gas Steam Turbine.NG | natural gas steam turbine | TRUE | 195 | Alabama Power Co | 10 | Greene County | AL | Greene | 2 | Natural Gas Steam Turbine | ST |  | J | 269.2 | 0.85 | 258.3 | 258.3 | 110 | N |  |  | N | Electric Utility | 1 | X | NG
Natural Gas Fired Combustion Turbine.NG | natural gas peaker | TRUE | 195 | Alabama Power Co | 10 | Greene County | AL | Greene | GT10 | Natural Gas Fired Combustion Turbine | GT |  | S | 80 | 0.85 | 85 | 101 | 66 | N |  |  | N | Electric Utility | 1 | X | NG | DFO
Natural Gas Fired Combustion Turbine.NG | natural gas peaker | TRUE | 195 | Alabama Power Co | 10 | Greene County | AL | Greene | GT2 | Natural Gas Fired Combustion Turbine | GT |  | S | 80 | 0.85 | 84 | 100 | 66 | N |  |  | N | Electric Utility | 1 | X | NG | DFO
Natural Gas Fired Combustion Turbine.NG | natural gas peaker | TRUE | 195 | Alabama Power Co | 10 | Greene County | AL | Greene | GT3 | Natural Gas Fired Combustion Turbine | GT |  | S | 80 | 0.85 | 82 | 98 | 66 | N |  |  | N | Electric Utility | 1 | X | NG | DFO
Natural Gas Fired Combustion Turbine.NG | natural gas peaker | TRUE | 195 | Alabama Power Co | 10 | Greene County | AL | Greene | GT4 | Natural Gas Fired Combustion Turbine | GT |  | S | 80 | 0.85 | 81 | 97 | 66 | N |  |  | N | Electric Utility | 1 | X | NG | DFO
Natural Gas Fired Combustion Turbine.NG | natural gas peaker | TRUE | 195 | Alabama Power Co | 10 | Greene County | AL | Greene | GT5 | Natural Gas Fired Combustion Turbine | GT |  | S | 80 | 0.85 | 82 | 98 | 66 | N |  |  | N | Electric Utility | 1 | X | NG | DFO
Natural Gas Fired Combustion Turbine.NG | natural gas peaker | TRUE | 195 | Alabama Power Co | 10 | Greene County | AL | Greene | GT6 | Natural Gas Fired Combustion Turbine | GT |  | S | 80 | 0.85 | 81 | 97 | 66 | N |  |  | N | Electric Utility | 1 | X | NG | DFO
Natural Gas Fired Combustion Turbine.NG | natural gas peaker | TRUE | 195 | Alabama Power Co | 10 | Greene County | AL | Greene | GT7 | Natural Gas Fired Combustion Turbine | GT |  | S | 80 | 0.85 | 80 | 96 | 66 | N |  |  | N | Electric Utility | 1 | X | NG | DFO
Natural Gas Fired Combustion Turbine.NG | natural gas peaker | TRUE | 195 | Alabama Power Co | 10 | Greene County | AL | Greene | GT8 | Natural Gas Fired Combustion Turbine | GT |  | S | 80 | 0.85 | 83 | 99 | 66 | N |  |  | N | Electric Utility | 1 | X | NG | DFO
Natural Gas Fired Combustion Turbine.NG | natural gas peaker | TRUE | 195 | Alabama Power Co | 10 | Greene County | AL | Greene | GT9 | Natural Gas Fired Combustion Turbine | GT |  | S | 80 | 0.85 | 82 | 98 | 66 | N |  |  | N | Electric Utility | 1 | X | NG | DFO
Conventional Hydroelectric.WAT | hydro | TRUE | 195 | Alabama Power Co | 11 | H Neely Henry Dam | AL | Calhoun | 1 | Conventional Hydroelectric | HY |  | S | 24.3 | 0.9 | 23.7 | 22.7 | 22.3 | N |  |  | N | Electric Utility | 1 | X | WAT
Conventional Hydroelectric.WAT | hydro | TRUE | 195 | Alabama Power Co | 11 | H Neely Henry Dam | AL | Calhoun | 2 | Conventional Hydroelectric | HY |  | S | 24.3 | 0.9 | 23.7 | 22.7 | 22.3 | N |  |  | N | Electric Utility | 1 | X | WAT
Conventional Hydroelectric.WAT | hydro | TRUE | 195 | Alabama Power Co | 11 | H Neely Henry Dam | AL | Calhoun | 3 | Conventional Hydroelectric | HY |  | S | 24.3 | 0.9 | 23.7 | 22.7 | 22.4 | N |  |  | N | Electric Utility | 1 | X | WAT
Conventional Hydroelectric.WAT | hydro | TRUE | 195 | Alabama Power Co | 12 | Holt Dam | AL | Tuscaloosa | 1 | Conventional Hydroelectric | HY |  | S | 46.9 | 0.89 | 48 | 48 | 45 | N |  |  | N | Electric Utility | 1 | X | WAT
Conventional Hydroelectric.WAT | hydro | TRUE | 195 | Alabama Power Co | 13 | Jordan Dam | AL | Elmore | 1 | Conventional Hydroelectric | HY |  | S | 25 | 0.862 | 32.3 | 32.5 | 25 | N |  |  | N | Electric Utility | 1 | X | WAT
Conventional Hydroelectric.WAT | hydro | TRUE | 195 | Alabama Power Co | 13 | Jordan Dam | AL | Elmore | 2 | Conventional Hydroelectric | HY |  | S | 25 | 0.862 | 32.3 | 32.5 | 25 | N |  |  | N | Electric Utility | 1 | X | WAT
Conventional Hydroelectric.WAT | hydro | TRUE | 195 | Alabama Power Co | 13 | Jordan Dam | AL | Elmore | 3 | Conventional Hydroelectric | HY |  | S | 25 | 0.862 | 32.3 | 32.5 | 25 | N |  |  | N | Electric Utility | 1 | X | WAT
Conventional Hydroelectric.WAT | hydro | TRUE | 195 | Alabama Power Co | 13 | Jordan Dam | AL | Elmore | 4 | Conventional Hydroelectric | HY |  | S | 25 | 0.862 | 32.3 | 32.5 | 25 | N |  |  | N | Electric Utility | 1 | X | WAT
Conventional Hydroelectric.WAT | hydro | TRUE | 195 | Alabama Power Co | 14 | Logan Martin Dam | AL | Talladega | 1 | Conventional Hydroelectric | HY |  | S | 42.7 | 0.9 | 43 | 39.7 | 41.6 | N |  |  | N | Electric Utility | 1 | X | WAT
Conventional Hydroelectric.WAT | hydro | TRUE | 195 | Alabama Power Co | 14 | Logan Martin Dam | AL | Talladega | 2 | Conventional Hydroelectric | HY |  | S | 42.7 | 0.9 | 43 | 39.7 | 41.6 | N |  |  | N | Electric Utility | 1 | X | WAT
Conventional Hydroelectric.WAT | hydro | TRUE | 195 | Alabama Power Co | 14 | Logan Martin Dam | AL | Talladega | 3 | Conventional Hydroelectric | HY |  | S | 42.7 | 0.9 | 43 | 39.7 | 41.8 | N |  |  | N | Electric Utility | 1 | X | WAT
Conventional Hydroelectric.WAT | hydro | TRUE | 195 | Alabama Power Co | 15 | Lay Dam | AL | Chilton | 1 | Conventional Hydroelectric | HY |  | S | 29.5 | 0.9 | 30 | 30.3 | 29 | N |  |  | N | Electric Utility | 1 | X | WAT
Conventional Hydroelectric.WAT | hydro | TRUE | 195 | Alabama Power Co | 15 | Lay Dam | AL | Chilton | 2 | Conventional Hydroelectric | HY |  | S | 29.5 | 0.9 | 30 | 30.3 | 29 | N |  |  | N | Electric Utility | 1 | X | WAT
Conventional Hydroelectric.WAT | hydro | TRUE | 195 | Alabama Power Co | 15 | Lay Dam | AL | Chilton | 3 | Conventional Hydroelectric | HY |  | S | 29.5 | 0.9 | 30 | 30.3 | 29 | N |  |  | N | Electric Utility | 1 | X | WAT
Conventional Hydroelectric.WAT | hydro | TRUE | 195 | Alabama Power Co | 15 | Lay Dam | AL | Chilton | 4 | Conventional Hydroelectric | HY |  | S | 29.5 | 0.9 | 30 | 30.3 | 29 | N |  |  | N | Electric Utility | 1 | X | WAT
Conventional Hydroelectric.WAT | hydro | TRUE | 195 | Alabama Power Co | 15 | Lay Dam | AL | Chilton | 5 | Conventional Hydroelectric | HY |  | S | 29.5 | 0.9 | 30 | 30.3 | 29 | N |  |  | N | Electric Utility | 1 | X | WAT
Conventional Hydroelectric.WAT | hydro | TRUE | 195 | Alabama Power Co | 15 | Lay Dam | AL | Chilton | 6 | Conventional Hydroelectric | HY |  | S | 29.5 | 0.9 | 30 | 30.3 | 29 | N |  |  | N | Electric Utility | 1 | X | WAT
Conventional Hydroelectric.WAT | hydro | TRUE | 195 | Alabama Power Co | 16 | Martin Dam | AL | Elmore | 1 | Conventional Hydroelectric | HY |  | S | 50.2 | 0.95 | 41.5 | 39.4 | 40 | N |  |  | N | Electric Utility | 1 | X | WAT
Conventional Hydroelectric.WAT | hydro | TRUE | 195 | Alabama Power Co | 16 | Martin Dam | AL | Elmore | 2 | Conventional Hydroelectric | HY |  | S | 50.2 | 0.95 | 41.5 | 39.4 | 40 | N |  |  | N | Electric Utility | 1 | X | WAT
Conventional Hydroelectric.WAT | hydro | TRUE | 195 | Alabama Power Co | 16 | Martin Dam | AL | Elmore | 3 | Conventional Hydroelectric | HY |  | S | 50.2 | 0.95 | 41.5 | 39.4 | 40 | N |  |  | N | Electric Utility | 1 | X | WAT
Conventional Hydroelectric.WAT | hydro | TRUE | 195 | Alabama Power Co | 16 | Martin Dam | AL | Elmore | 4 | Conventional Hydroelectric | HY |  | S | 60 | 0.95 | 57.6 | 54.7 | 40 | N |  |  | N | Electric Utility | 1 | X | WAT
Conventional Hydroelectric.WAT | hydro | TRUE | 195 | Alabama Power Co | 17 | Mitchell Dam | AL | Coosa | 4 | Conventional Hydroelectric | HY |  | S | 20 | 0.8 | 22.4 | 22.7 | 19 | N |  |  | N | Electric Utility | 1 | X | WAT
Conventional Hydroelectric.WAT | hydro | TRUE | 195 | Alabama Power Co | 17 | Mitchell Dam | AL | Coosa | 5 | Conventional Hydroelectric | HY |  | S | 50 | 0.8 | 46.9 | 47.4 | 46 | N |  |  | N | Electric Utility | 1 | X | WAT
Conventional Hydroelectric.WAT | hydro | TRUE | 195 | Alabama Power Co | 17 | Mitchell Dam | AL | Coosa | 6 | Conventional Hydroelectric | HY |  | S | 50 | 0.8 | 46.9 | 47.4 | 46 | N |  |  | N | Electric Utility | 1 | X | WAT
Conventional Hydroelectric.WAT | hydro | TRUE | 195 | Alabama Power Co | 17 | Mitchell Dam | AL | Coosa | 7 | Conventional Hydroelectric | HY |  | S | 50 | 0.8 | 46.9 | 47.4 | 46 | N |  |  | N | Electric Utility | 1 | X | WAT
Conventional Hydroelectric.WAT | hydro | TRUE | 195 | Alabama Power Co | 18 | Lewis Smith Dam | AL | Walker | 1 | Conventional Hydroelectric | HY |  | S | 90.5 | 0.9 | 89 | 87.5 | 83 | N |  |  | N | Electric Utility | 1 | X | WAT
Conventional Hydroelectric.WAT | hydro | TRUE | 195 | Alabama Power Co | 18 | Lewis Smith Dam | AL | Walker | 2 | Conventional Hydroelectric | HY |  | S | 90.5 | 0.9 | 89 | 87.5 | 83 | N |  |  | N | Electric Utility | 1 | X | WAT
Conventional Hydroelectric.WAT | hydro | TRUE | 195 | Alabama Power Co | 19 | Thurlow Dam | AL | Elmore | 1 | Conventional Hydroelectric | HY |  | S | 40.5 | 0.95 | 36.2 | 35.3 | 32 | N |  |  | N | Electric Utility | 1 | X | WAT
Conventional Hydroelectric.WAT | hydro | TRUE | 195 | Alabama Power Co | 19 | Thurlow Dam | AL | Elmore | 2 | Conventional Hydroelectric | HY |  | S | 40.5 | 0.95 | 36.2 | 35.3 | 32 | N |  |  | N | Electric Utility | 1 | X | WAT
Conventional Hydroelectric.WAT | hydro | TRUE | 195 | Alabama Power Co | 19 | Thurlow Dam | AL | Elmore | 3 | Conventional Hydroelectric | HY |  | S | 10 | 0.8 | 7.5 | 7.3 | 7 | N |  |  | N | Electric Utility | 1 | X | WAT
Conventional Hydroelectric.WAT | hydro | TRUE | 195 | Alabama Power Co | 20 | Weiss Dam | AL | Cherokee | 1 | Conventional Hydroelectric | HY |  | S | 29.2 | 0.9 | 27 | 24.3 | 22.3 | N |  |  | N | Electric Utility | 1 | X | WAT
Conventional Hydroelectric.WAT | hydro | TRUE | 195 | Alabama Power Co | 20 | Weiss Dam | AL | Cherokee | 2 | Conventional Hydroelectric | HY |  | S | 29.2 | 0.9 | 27 | 24.3 | 22.3 | N |  |  | N | Electric Utility | 1 | X | WAT
Conventional Hydroelectric.WAT | hydro | TRUE | 195 | Alabama Power Co | 20 | Weiss Dam | AL | Cherokee | 3 | Conventional Hydroelectric | HY |  | S | 29.2 | 0.9 | 27 | 24.3 | 22.3 | N |  |  | N | Electric Utility | 1 | X | WAT
Conventional Hydroelectric.WAT | hydro | TRUE | 195 | Alabama Power Co | 21 | Yates Dam | AL | Elmore | 1 | Conventional Hydroelectric | HY |  | S | 25.5 | 0.901 | 22 | 22.5 | 21 | N |  |  | N | Electric Utility | 1 | X | WAT
Conventional Hydroelectric.WAT | hydro | TRUE | 195 | Alabama Power Co | 21 | Yates Dam | AL | Elmore | 2 | Conventional Hydroelectric | HY |  | S | 25 | 0.901 | 22 | 22.5 | 21 | N |  |  | N | Electric Utility | 1 | X | WAT
Natural Gas Steam Turbine.NG | natural gas steam turbine | TRUE | 195 | Alabama Power Co | 26 | E C Gaston | AL | Shelby | 1 | Natural Gas Steam Turbine | ST |  | J | 272 | 0.85 | 254 | 254 | 70 | N |  |  | N | Electric Utility | 1 | X | NG | BIT
Natural Gas Steam Turbine.NG | natural gas steam turbine | TRUE | 195 | Alabama Power Co | 26 | E C Gaston | AL | Shelby | 2 | Natural Gas Steam Turbine | ST |  | J | 272 | 0.85 | 256 | 256 | 70 | N |  |  | N | Electric Utility | 1 | X | NG | BIT
Natural Gas Steam Turbine.NG | natural gas steam turbine | TRUE | 195 | Alabama Power Co | 26 | E C Gaston | AL | Shelby | 3 | Natural Gas Steam Turbine | ST |  | J | 272 | 0.85 | 254 | 254 | 70 | N |  |  | N | Electric Utility | 1 | X | NG | BIT
Conventional Steam Coal.BIT | hard coal | TRUE | 195 | Alabama Power Co | 26 | E C Gaston | AL | Shelby | 5 | Conventional Steam Coal | ST |  | S | 952 | 0.85 | 832 | 832 | 700 | N |  |  | N | Electric Utility | 1 | X | BIT | NG
Petroleum Liquids.DFO | petroleum | TRUE | 195 | Alabama Power Co | 26 | E C Gaston | AL | Shelby | GT4 | Petroleum Liquids | GT |  | J | 21.2 | 0.85 | 16 | 20 | 16 | N |  |  | N | Electric Utility | 1 | X | DFO
Natural Gas Steam Turbine.NG | natural gas steam turbine | TRUE | 195 | Alabama Power Co | 26 | E C Gaston | AL | Shelby | ST4 | Natural Gas Steam Turbine | ST |  | J | 244.8 | 0.85 | 256 | 256 | 70 | N |  |  | N | Electric Utility | 1 | X | NG | BIT
Petroleum Liquids.DFO | petroleum | TRUE | 29305 | City of Madelia - (MN) | 30 | Madelia | MN | Watonwan | 1 | Petroleum Liquids | IC |  | S | 3.1 | 0.8 | 3.1 | 3.1 | 1.6 | N |  |  | N | Electric Utility | 1 | X | DFO | NG
Petroleum Liquids.DFO | petroleum | TRUE | 29305 | City of Madelia - (MN) | 30 | Madelia | MN | Watonwan | 2 | Petroleum Liquids | IC |  | S | 2 | 0.8 | 1.8 | 2 | 1 | N |  |  | N | Electric Utility | 1 | X | DFO | NG
Petroleum Liquids.DFO | petroleum | TRUE | 29305 | City of Madelia - (MN) | 30 | Madelia | MN | Watonwan | 3 | Petroleum Liquids | IC |  | S | 1.1 | 0.8 | 0.9 | 1 | 0.6 | N |  |  | N | Electric Utility | 1 | X | DFO | NG
Petroleum Liquids.DFO | petroleum | TRUE | 29305 | City of Madelia - (MN) | 30 | Madelia | MN | Watonwan | 4 | Petroleum Liquids | IC |  | S | 4.3 | 0.8 | 3.7 | 4 | 1.7 | N |  |  | N | Electric Utility | 1 | X | DFO | NG
Petroleum Liquids.DFO | petroleum | TRUE | 29305 | City of Madelia - (MN) | 30 | Madelia | MN | Watonwan | 5 | Petroleum Liquids | IC |  | S | 1.3 | 0.8 | 1.1 | 1.2 | 0.7 | N |  |  | N | Electric Utility | 1 | X | DFO | NG
Conventional Hydroelectric.WAT | hydro | TRUE | 13402 | Nevada Irrigation District | 34 | Rollins | CA | Placer | 1P | Conventional Hydroelectric | HY |  | S | 12.1 | 0.99 | 12.1 | 12.1 | 0.5 | N |  |  | N | IPP Non-CHP | 2 | X | WAT
Conventional Hydroelectric.WAT | hydro | TRUE | 27813 | USCE-Mobile District | 38 | Millers Ferry | AL | Wilcox | 1 | Conventional Hydroelectric | HY |  | S | 33.7 | 0.95 | 30 | 30 | 24 | N |  |  | N | Electric Utility | 1 | X | WAT
Conventional Hydroelectric.WAT | hydro | TRUE | 27813 | USCE-Mobile District | 38 | Millers Ferry | AL | Wilcox | 2 | Conventional Hydroelectric | HY |  | S | 33.7 | 0.95 | 30 | 30 | 24 | N |  |  | N | Electric Utility | 1 | X | WAT
Conventional Hydroelectric.WAT | hydro | TRUE | 27813 | USCE-Mobile District | 38 | Millers Ferry | AL | Wilcox | 3 | Conventional Hydroelectric | HY |  | S | 33.7 | 0.95 | 30 | 30 | 24 | N |  |  | N | Electric Utility | 1 | X | WAT
Nuclear.NUC | nuclear | TRUE | 18642 | Tennessee Valley Authority | 46 | Browns Ferry | AL | Limestone | 1 | Nuclear | ST |  | S | 1281 | 0.95 | 1227.4 | 1254.8 | 1227.4 | N |  |  | N | Electric Utility | 1 | X | NUC
Nuclear.NUC | nuclear | TRUE | 18642 | Tennessee Valley Authority | 46 | Browns Ferry | AL | Limestone | 2 | Nuclear | ST |  | S | 1281 | 0.9 | 1207.7 | 1242 | 1207.7 | N |  |  | N | Electric Utility | 1 | X | NUC
Nuclear.NUC | nuclear | TRUE | 18642 | Tennessee Valley Authority | 46 | Browns Ferry | AL | Limestone | 3 | Nuclear | ST |  | S | 1292 | 0.9 | 1226.6 | 1259 | 1226.6 | N |  |  | N | Electric Utility | 1 | X | NUC
Natural Gas Fired Combustion Turbine.NG | natural gas peaker | TRUE | 18642 | Tennessee Valley Authority | 47 | Colbert | AL | Colbert | GT1 | Natural Gas Fired Combustion Turbine | GT |  | S | 59.5 | 0.9 | 45.4 | 60.8 | 10 | N |  |  | N | Electric Utility | 1 | X | NG | DFO
Natural Gas Fired Combustion Turbine.NG | natural gas peaker | TRUE | 18642 | Tennessee Valley Authority | 47 | Colbert | AL | Colbert | GT2 | Natural Gas Fired Combustion Turbine | GT |  | S | 59.5 | 0.9 | 45.4 | 60.8 | 10 | N |  |  | N | Electric Utility | 1 | X | NG | DFO
Natural Gas Fired Combustion Turbine.NG | natural gas peaker | TRUE | 18642 | Tennessee Valley Authority | 47 | Colbert | AL | Colbert | GT3 | Natural Gas Fired Combustion Turbine | GT |  | S | 59.5 | 0.9 | 45.4 | 60.8 | 10 | N |  |  | N | Electric Utility | 1 | X | NG | DFO
Natural Gas Fired Combustion Turbine.NG | natural gas peaker | TRUE | 18642 | Tennessee Valley Authority | 47 | Colbert | AL | Colbert | GT4 | Natural Gas Fired Combustion Turbine | GT |  | S | 59.5 | 0.9 | 45.4 | 60.8 | 10 | N |  |  | N | Electric Utility | 1 | X | NG | DFO
Natural Gas Fired Combustion Turbine.NG | natural gas peaker | TRUE | 18642 | Tennessee Valley Authority | 47 | Colbert | AL | Colbert | GT5 | Natural Gas Fired Combustion Turbine | GT |  | S | 59.5 | 0.9 | 45.4 | 60.8 | 10 | N |  |  | N | Electric Utility | 1 | X | NG | DFO
Natural Gas Fired Combustion Turbine.NG | natural gas peaker | TRUE | 18642 | Tennessee Valley Authority | 47 | Colbert | AL | Colbert | GT6 | Natural Gas Fired Combustion Turbine | GT |  | S | 59.5 | 0.9 | 45.4 | 60.8 | 10 | N |  |  | N | Electric Utility | 1 | X | NG | DFO
Natural Gas Fired Combustion Turbine.NG | natural gas peaker | TRUE | 18642 | Tennessee Valley Authority | 47 | Colbert | AL | Colbert | GT7 | Natural Gas Fired Combustion Turbine | GT |  | S | 59.5 | 0.9 | 45.4 | 60.8 | 10 | N |  |  | N | Electric Utility | 1 | X | NG | DFO
Natural Gas Fired Combustion Turbine.NG | natural gas peaker | TRUE | 18642 | Tennessee Valley Authority | 47 | Colbert | AL | Colbert | GT8 | Natural Gas Fired Combustion Turbine | GT |  | S | 59.5 | 0.9 | 45.4 | 60.8 | 10 | N |  |  | N | Electric Utility | 1 | X | NG | DFO
Conventional Hydroelectric.WAT | hydro | TRUE | 18642 | Tennessee Valley Authority | 48 | Guntersville | AL | Marshall | 1 | Conventional Hydroelectric | HY |  | S | 28.8 | 0.9 | 31 | 31.4 | 9.7 | N |  |  | N | Electric Utility | 1 | X | WAT
Conventional Hydroelectric.WAT | hydro | TRUE | 18642 | Tennessee Valley Authority | 48 | Guntersville | AL | Marshall | 2 | Conventional Hydroelectric | HY |  | S | 28.8 | 0.9 | 30.6 | 31.1 | 12.9 | N |  |  | N | Electric Utility | 1 | X | WAT
Conventional Hydroelectric.WAT | hydro | TRUE | 18642 | Tennessee Valley Authority | 48 | Guntersville | AL | Marshall | 3 | Conventional Hydroelectric | HY |  | S | 28.8 | 0.9 | 29.8 | 30.3 | 9.7 | N |  |  | N | Electric Utility | 1 | X | WAT
Conventional Hydroelectric.WAT | hydro | TRUE | 18642 | Tennessee Valley Authority | 48 | Guntersville | AL | Marshall | 4 | Conventional Hydroelectric | HY |  | S | 28.8 | 0.9 | 31.3 | 31.7 | 14.6 | N |  |  | N | Electric Utility | 1 | X | WAT
Conventional Hydroelectric.WAT | hydro | TRUE | 18642 | Tennessee Valley Authority | 49 | Wheeler Dam | AL | Lawrence | 1 | Conventional Hydroelectric | HY |  | S | 35.1 | 0.9 | 34.1 | 35.6 | 23.5 | N |  |  | N | Electric Utility | 1 | X | WAT
Conventional Hydroelectric.WAT | hydro | TRUE | 18642 | Tennessee Valley Authority | 49 | Wheeler Dam | AL | Lawrence | 10 | Conventional Hydroelectric | HY |  | S | 36 | 0.9 | 41.9 | 38.3 | 27.2 | N |  |  | N | Electric Utility | 1 | X | WAT
Conventional Hydroelectric.WAT | hydro | TRUE | 18642 | Tennessee Valley Authority | 49 | Wheeler Dam | AL | Lawrence | 11 | Conventional Hydroelectric | HY |  | S | 43.6 | 0.9 | 41.9 | 38.2 | 27.9 | N |  |  | N | Electric Utility | 1 | X | WAT
Conventional Hydroelectric.WAT | hydro | TRUE | 18642 | Tennessee Valley Authority | 49 | Wheeler Dam | AL | Lawrence | 2 | Conventional Hydroelectric | HY |  | S | 35.1 | 0.9 | 33.2 | 30.1 | 27.6 | N |  |  | N | Electric Utility | 1 | X | WAT
Conventional Hydroelectric.WAT | hydro | TRUE | 18642 | Tennessee Valley Authority | 49 | Wheeler Dam | AL | Lawrence | 3 | Conventional Hydroelectric | HY |  | S | 35.1 | 0.9 | 33.6 | 30.4 | 23 | N |  |  | N | Electric Utility | 1 | X | WAT
Conventional Hydroelectric.WAT | hydro | TRUE | 18642 | Tennessee Valley Authority | 49 | Wheeler Dam | AL | Lawrence | 4 | Conventional Hydroelectric | HY |  | S | 35.1 | 0.9 | 33.4 | 30.2 | 25.4 | N |  |  | N | Electric Utility | 1 | X | WAT
Conventional Hydroelectric.WAT | hydro | TRUE | 18642 | Tennessee Valley Authority | 49 | Wheeler Dam | AL | Lawrence | 5 | Conventional Hydroelectric | HY |  | S | 35.1 | 0.9 | 34.7 | 31.4 | 23.3 | N |  |  | N | Electric Utility | 1 | X | WAT
Conventional Hydroelectric.WAT | hydro | TRUE | 18642 | Tennessee Valley Authority | 49 | Wheeler Dam | AL | Lawrence | 6 | Conventional Hydroelectric | HY |  | S | 35.1 | 0.9 | 34.6 | 31.3 | 23.4 | N |  |  | N | Electric Utility | 1 | X | WAT
Conventional Hydroelectric.WAT | hydro | TRUE | 18642 | Tennessee Valley Authority | 49 | Wheeler Dam | AL | Lawrence | 7 | Conventional Hydroelectric | HY |  | S | 35.1 | 0.9 | 34.4 | 31.1 | 25 | N |  |  | N | Electric Utility | 1 | X | WAT
Conventional Hydroelectric.WAT | hydro | TRUE | 18642 | Tennessee Valley Authority | 49 | Wheeler Dam | AL | Lawrence | 8 | Conventional Hydroelectric | HY |  | S | 35.1 | 0.9 | 34.5 | 31.2 | 23.4 | N |  |  | N | Electric Utility | 1 | X | WAT
Conventional Hydroelectric.WAT | hydro | TRUE | 18642 | Tennessee Valley Authority | 49 | Wheeler Dam | AL | Lawrence | 9 | Conventional Hydroelectric | HY |  | S | 43.6 | 0.9 | 41.9 | 38.2 | 28 | N |  |  | N | Electric Utility | 1 | X | WAT
Conventional Hydroelectric.WAT | hydro | TRUE | 189 | PowerSouth Energy Cooperative | 53 | Gantt | AL | Covington | 3 | Conventional Hydroelectric | HY |  | S | 1.2 | 0.8 | 1 | 1 | 0.1 | N |  |  | N | Electric Utility | 1 | X | WAT
Conventional Hydroelectric.WAT | hydro | TRUE | 189 | PowerSouth Energy Cooperative | 53 | Gantt | AL | Covington | 4 | Conventional Hydroelectric | HY |  | S | 1.8 | 0.8 | 1.8 | 1.8 | 0.1 | N |  |  | N | Electric Utility | 1 | X | WAT
Natural Gas Fired Combustion Turbine.NG | natural gas peaker | TRUE | 5580 | East Kentucky Power Coop, Inc | 54 | J K Smith | KY | Clark | GT1 | Natural Gas Fired Combustion Turbine | GT |  | S | 149 | 0.9 | 104 | 142 | 70 | N |  |  | N | Electric Utility | 1 | X | NG | DFO
Natural Gas Fired Combustion Turbine.NG | natural gas peaker | TRUE | 5580 | East Kentucky Power Coop, Inc | 54 | J K Smith | KY | Clark | GT10 | Natural Gas Fired Combustion Turbine | GT |  | S | 98 | 0.85 | 74 | 103 | 33 | N |  |  | N | Electric Utility | 1 | X | NG
Natural Gas Fired Combustion Turbine.NG | natural gas peaker | TRUE | 5580 | East Kentucky Power Coop, Inc | 54 | J K Smith | KY | Clark | GT2 | Natural Gas Fired Combustion Turbine | GT |  | S | 149 | 0.9 | 104 | 142 | 70 | N |  |  | N | Electric Utility | 1 | X | NG | DFO
Natural Gas Fired Combustion Turbine.NG | natural gas peaker | TRUE | 5580 | East Kentucky Power Coop, Inc | 54 | J K Smith | KY | Clark | GT3 | Natural Gas Fired Combustion Turbine | GT |  | S | 149 | 0.9 | 104 | 142 | 70 | N |  |  | N | Electric Utility | 1 | X | NG | DFO
Natural Gas Fired Combustion Turbine.NG | natural gas peaker | TRUE | 5580 | East Kentucky Power Coop, Inc | 54 | J K Smith | KY | Clark | GT4 | Natural Gas Fired Combustion Turbine | GT |  | S | 108 | 0.9 | 73 | 93 | 54 | N |  |  | N | Electric Utility | 1 | X | NG | DFO
Natural Gas Fired Combustion Turbine.NG | natural gas peaker | TRUE | 5580 | East Kentucky Power Coop, Inc | 54 | J K Smith | KY | Clark | GT5 | Natural Gas Fired Combustion Turbine | GT |  | S | 108 | 0.9 | 73 | 88 | 54 | N |  |  | N | Electric Utility | 1 | X | NG | DFO
Natural Gas Fired Combustion Turbine.NG | natural gas peaker | TRUE | 5580 | East Kentucky Power Coop, Inc | 54 | J K Smith | KY | Clark | GT6 | Natural Gas Fired Combustion Turbine | GT |  | S | 98 | 0.9 | 73 | 88 | 54 | N |  |  | N | Electric Utility | 1 | X | NG | DFO
Natural Gas Fired Combustion Turbine.NG | natural gas peaker | TRUE | 5580 | East Kentucky Power Coop, Inc | 54 | J K Smith | KY | Clark | GT7 | Natural Gas Fired Combustion Turbine | GT |  | S | 98 | 0.9 | 73 | 88 | 54 | N |  |  | N | Electric Utility | 1 | X | NG | DFO
Natural Gas Fired Combustion Turbine.NG | natural gas peaker | TRUE | 5580 | East Kentucky Power Coop, Inc | 54 | J K Smith | KY | Clark | GT9 | Natural Gas Fired Combustion Turbine | GT |  | S | 98 | 0.85 | 75 | 103 | 33 | N |  |  | N | Electric Utility | 1 | X | NG
Conventional Hydroelectric.WAT | hydro | TRUE | 189 | PowerSouth Energy Cooperative | 55 | Point A | AL | Covington | 1 | Conventional Hydroelectric | HY |  | S | 1.6 | 0.8 | 1.8 | 1.8 | 0.1 | N |  |  | N | Electric Utility | 1 | X | WAT
Conventional Hydroelectric.WAT | hydro | TRUE | 189 | PowerSouth Energy Cooperative | 55 | Point A | AL | Covington | 2 | Conventional Hydroelectric | HY |  | S | 1.6 | 0.8 | 1.8 | 1.8 | 0.1 | N |  |  | N | Electric Utility | 1 | X | WAT
Conventional Hydroelectric.WAT | hydro | TRUE | 189 | PowerSouth Energy Cooperative | 55 | Point A | AL | Covington | 3 | Conventional Hydroelectric | HY |  | S | 2 | 0.8 | 1.8 | 1.8 | 0.1 | N |  |  | N | Electric Utility | 1 | X | WAT
Conventional Steam Coal.BIT | hard coal | TRUE | 189 | PowerSouth Energy Cooperative | 56 | Lowman Energy Center | AL | Washington | 1 | Conventional Steam Coal | ST |  | S | 66 | 0.9 | 78 | 78 | 40 | N |  |  | N | Electric Utility | 1 | X | BIT
Conventional Steam Coal.SUB | hard coal | TRUE | 40606 | City of Grand Island - (NE) | 59 | Platte | NE | Hall | 1 | Conventional Steam Coal | ST |  | S | 109.8 | 0.9 | 100 | 100 | 40 | N |  |  | N | Electric Utility | 1 | X | SUB
Conventional Steam Coal.SUB | hard coal | TRUE | 8245 | City of Hastings - (NE) | 60 | Whelan Energy Center | NE | Adams | 1 | Conventional Steam Coal | ST |  | S | 76.3 | 0.9 | 76 | 76 | 38 | N |  |  | N | Electric Utility | 1 | X | SUB
Conventional Steam Coal.SUB | hard coal | TRUE | 8245 | City of Hastings - (NE) | 60 | Whelan Energy Center | NE | Adams | 2 | Conventional Steam Coal | ST |  | J | 248 | 0.85 | 220 | 220 | 125 | N |  |  | N | Electric Utility | 1 | X | SUB
Conventional Hydroelectric.WAT | hydro | TRUE | 213 | Alaska Electric Light & Power Co. | 62 | Annex Creek | AK | Juneau | 5 | Conventional Hydroelectric | HY |  | S | 1.8 | 0.8 | 1.8 | 1.8 | 0.1 | N |  |  | N | Electric Utility | 1 | X | WAT
Conventional Hydroelectric.WAT | hydro | TRUE | 213 | Alaska Electric Light & Power Co. | 62 | Annex Creek | AK | Juneau | 6 | Conventional Hydroelectric | HY |  | S | 2.2 | 0.8 | 1.8 | 1.8 | 0.1 | N |  |  | N | Electric Utility | 1 | X | WAT
Conventional Hydroelectric.WAT | hydro | TRUE | 213 | Alaska Electric Light & Power Co. | 63 | Gold Creek | AK | Juneau | 1 | Conventional Hydroelectric | HY |  | S | 0.8 | 0.8 | 0.8 | 0.8 | 0.1 | N |  |  | N | Electric Utility | 1 | X | WAT
Conventional Hydroelectric.WAT | hydro | TRUE | 213 | Alaska Electric Light & Power Co. | 63 | Gold Creek | AK | Juneau | 2 | Conventional Hydroelectric | HY |  | S | 0.4 | 0.8 | 0.4 | 0.4 | 0.1 | N |  |  | N | Electric Utility | 1 | X | WAT
Conventional Hydroelectric.WAT | hydro | TRUE | 213 | Alaska Electric Light & Power Co. | 63 | Gold Creek | AK | Juneau | 3 | Conventional Hydroelectric | HY |  | S | 0.4 | 0.8 | 0.4 | 0.4 | 0.1 | N |  |  | N | Electric Utility | 1 | X | WAT
Petroleum Liquids.DFO | petroleum | TRUE | 213 | Alaska Electric Light & Power Co. | 63 | Gold Creek | AK | Juneau | IC1 | Petroleum Liquids | IC |  | S | 1.2 | 0.8 | 1.2 | 1.2 | 0.3 | N |  |  | N | Electric Utility | 1 | X | DFO
Petroleum Liquids.DFO | petroleum | TRUE | 213 | Alaska Electric Light & Power Co. | 63 | Gold Creek | AK | Juneau | IC2 | Petroleum Liquids | IC |  | S | 1.2 | 0.8 | 1.2 | 1.2 | 0.3 | N |  |  | N | Electric Utility | 1 | X | DFO
Petroleum Liquids.DFO | petroleum | TRUE | 213 | Alaska Electric Light & Power Co. | 63 | Gold Creek | AK | Juneau | IC3 | Petroleum Liquids | IC |  | S | 1.1 | 0.8 | 1.1 | 1.1 | 0.3 | N |  |  | N | Electric Utility | 1 | X | DFO
Petroleum Liquids.DFO | petroleum | TRUE | 213 | Alaska Electric Light & Power Co. | 63 | Gold Creek | AK | Juneau | IC4 | Petroleum Liquids | IC |  | S | 3.5 | 0.8 | 3.5 | 3.5 | 2 | N |  |  | N | Electric Utility | 1 | X | DFO
Petroleum Liquids.DFO | petroleum | TRUE | 213 | Alaska Electric Light & Power Co. | 63 | Gold Creek | AK | Juneau | IC5 | Petroleum Liquids | IC |  | S | 1.1 | 0.8 | 1.1 | 1.1 | 0.3 | N |  |  | N | Electric Utility | 1 | X | DFO
Petroleum Liquids.DFO | petroleum | TRUE | 213 | Alaska Electric Light & Power Co. | 64 | Lemon Creek | AK | Juneau | 1 | Petroleum Liquids | IC |  | S | 2.5 | 0.8 | 2.5 | 2.5 | 0.5 | N |  |  | N | Electric Utility | 1 | X | DFO
Petroleum Liquids.DFO | petroleum | TRUE | 213 | Alaska Electric Light & Power Co. | 64 | Lemon Creek | AK | Juneau | 2 | Petroleum Liquids | IC |  | S | 2.6 | 0.8 | 2.5 | 2.5 | 0.5 | N |  |  | N | Electric Utility | 1 | X | DFO
Petroleum Liquids.DFO | petroleum | TRUE | 213 | Alaska Electric Light & Power Co. | 64 | Lemon Creek | AK | Juneau | 3 | Petroleum Liquids | IC |  | S | 2.6 | 0.8 | 2.5 | 2.5 | 0.5 | N |  |  | N | Electric Utility | 1 | X | DFO
Petroleum Liquids.DFO | petroleum | TRUE | 213 | Alaska Electric Light & Power Co. | 64 | Lemon Creek | AK | Juneau | 5 | Petroleum Liquids | GT |  | S | 18.6 | 0.85 | 17.5 | 17.5 | 4 | N |  |  | N | Electric Utility | 1 | X | DFO
Petroleum Liquids.DFO | petroleum | TRUE | 213 | Alaska Electric Light & Power Co. | 64 | Lemon Creek | AK | Juneau | 6 | Petroleum Liquids | GT |  | S | 18.6 | 0.85 | 17.5 | 17.5 | 4 | N |  |  | N | Electric Utility | 1 | X | DFO
Petroleum Liquids.DFO | petroleum | TRUE | 213 | Alaska Electric Light & Power Co. | 64 | Lemon Creek | AK | Juneau | 7 | Petroleum Liquids | IC |  | S | 2.8 | 0.8 | 2.5 | 2.5 | 0.5 | N |  |  | N | Electric Utility | 1 | X | DFO
Petroleum Liquids.DFO | petroleum | TRUE | 213 | Alaska Electric Light & Power Co. | 64 | Lemon Creek | AK | Juneau | IC10 | Petroleum Liquids | IC |  | S | 2.8 | 0.8 | 2.5 | 2.5 | 0.5 | N |  |  | N | Electric Utility | 1 | X | DFO
Petroleum Liquids.DFO | petroleum | TRUE | 213 | Alaska Electric Light & Power Co. | 64 | Lemon Creek | AK | Juneau | IC11 | Petroleum Liquids | IC |  | S | 2.8 | 0.8 | 2.5 | 2.5 | 0.5 | N |  |  | N | Electric Utility | 1 | X | DFO
Petroleum Liquids.DFO | petroleum | TRUE | 213 | Alaska Electric Light & Power Co. | 64 | Lemon Creek | AK | Juneau | IC12 | Petroleum Liquids | IC |  | S | 2.8 | 0.8 | 2.5 | 2.5 | 0.5 | N |  |  | N | Electric Utility | 1 | X | DFO
Petroleum Liquids.DFO | petroleum | TRUE | 213 | Alaska Electric Light & Power Co. | 64 | Lemon Creek | AK | Juneau | IC8 | Petroleum Liquids | IC |  | S | 2.8 | 0.8 | 2.5 | 2.5 | 0.5 | N |  |  | N | Electric Utility | 1 | X | DFO
Petroleum Liquids.DFO | petroleum | TRUE | 213 | Alaska Electric Light & Power Co. | 64 | Lemon Creek | AK | Juneau | IC9 | Petroleum Liquids | IC |  | S | 2.8 | 0.8 | 2.5 | 2.5 | 0.5 | N |  |  | N | Electric Utility | 1 | X | DFO
Conventional Hydroelectric.WAT | hydro | TRUE | 213 | Alaska Electric Light & Power Co. | 65 | Salmon Creek 1 | AK | Juneau | HY7 | Conventional Hydroelectric | HY |  | S | 8.5 | 0.8 | 5.2 | 5.2 | 0.5 | N |  |  | N | Electric Utility | 1 | X | WAT
Conventional Hydroelectric.WAT | hydro | TRUE | 219 | Alaska Power and Telephone Co | 66 | Skagway | AK | Skagway Hoonah Angoon | 1 | Conventional Hydroelectric | HY |  | S | 0.4 | 0.8 | 0.4 | 0.4 | 0 | N |  |  | N | Electric Utility | 1 | X | WAT
Conventional Hydroelectric.WAT | hydro | TRUE | 219 | Alaska Power and Telephone Co | 66 | Skagway | AK | Skagway Hoonah Angoon | 2 | Conventional Hydroelectric | HY |  | S | 0.1 | 0.8 | 0.1 | 0.1 | 0 | N |  |  | N | Electric Utility | 1 | X | WAT
Conventional Hydroelectric.WAT | hydro | TRUE | 219 | Alaska Power and Telephone Co | 66 | Skagway | AK | Skagway Hoonah Angoon | 3 | Conventional Hydroelectric | HY |  | S | 0.3 | 0.8 | 0.3 | 0.3 | 0 | N |  |  | N | Electric Utility | 1 | X | WAT
Conventional Hydroelectric.WAT | hydro | TRUE | 219 | Alaska Power and Telephone Co | 66 | Skagway | AK | Skagway Hoonah Angoon | 4 | Conventional Hydroelectric | HY |  | S | 0.2 | 0.8 | 0.2 | 0.2 | 0 | N |  |  | N | Electric Utility | 1 | X | WAT
Petroleum Liquids.DFO | petroleum | TRUE | 219 | Alaska Power and Telephone Co | 66 | Skagway | AK | Skagway Hoonah Angoon | 6A | Petroleum Liquids | IC |  | S | 0.8 | 0.8 | 0.8 | 0.8 | 0.3 | N |  |  | N | Electric Utility | 1 | X | DFO
Petroleum Liquids.DFO | petroleum | TRUE | 219 | Alaska Power and Telephone Co | 66 | Skagway | AK | Skagway Hoonah Angoon | 7A | Petroleum Liquids | IC |  | S | 1.1 | 0.8 | 1.1 | 1.1 | 0.5 | N |  |  | N | Electric Utility | 1 | X | DFO
Petroleum Liquids.DFO | petroleum | TRUE | 219 | Alaska Power and Telephone Co | 66 | Skagway | AK | Skagway Hoonah Angoon | 8B | Petroleum Liquids | IC |  | S | 0.8 | 0.8 | 1.2 | 1.2 | 0.6 | N |  |  | N | Electric Utility | 1 | X | DFO
Petroleum Liquids.DFO | petroleum | TRUE | 219 | Alaska Power and Telephone Co | 66 | Skagway | AK | Skagway Hoonah Angoon | 9 | Petroleum Liquids | IC |  | S | 1 | 0.8 | 1 | 1 | 0.4 | N |  |  | N | Electric Utility | 1 | X | DFO
Petroleum Liquids.DFO | petroleum | TRUE | 219 | Alaska Power and Telephone Co | 69 | Haines | AK | Haines | 10 | Petroleum Liquids | IC |  | S | 1.2 | 0.8 | 1.2 | 1.2 | 0.5 | N |  |  | N | Electric Utility | 1 | X | DFO
Petroleum Liquids.DFO | petroleum | TRUE | 219 | Alaska Power and Telephone Co | 69 | Haines | AK | Haines | 11 | Petroleum Liquids | IC |  | S | 1.9 | 0.8 | 1.9 | 1.9 | 0.7 | N |  |  | N | Electric Utility | 1 | X | DFO
Petroleum Liquids.DFO | petroleum | TRUE | 219 | Alaska Power and Telephone Co | 69 | Haines | AK | Haines | 12 | Petroleum Liquids | IC |  | S | 1.5 | 0.8 | 1.5 | 1.5 | 0.6 | N |  |  | N | Electric Utility | 1 | X | DFO
Petroleum Liquids.DFO | petroleum | TRUE | 219 | Alaska Power and Telephone Co | 69 | Haines | AK | Haines | 5 | Petroleum Liquids | IC |  | S | 0.6 | 0.8 | 0.6 | 0.6 | 0.2 | N |  |  | N | Electric Utility | 1 | X | DFO
Petroleum Liquids.DFO | petroleum | TRUE | 219 | Alaska Power and Telephone Co | 69 | Haines | AK | Haines | 7A | Petroleum Liquids | IC |  | S | 2.8 | 0.8 | 2.8 | 2.8 | 1.1 | N |  |  | N | Electric Utility | 1 | X | DFO
Petroleum Liquids.DFO | petroleum | TRUE | 219 | Alaska Power and Telephone Co | 69 | Haines | AK | Haines | IC8A | Petroleum Liquids | IC |  | S | 1.6 | 0.8 | 1.6 | 1.6 | 0.6 | N |  |  | N | Electric Utility | 1 | X | DFO
Conventional Hydroelectric.WAT | hydro | FALSE | 60123 | Southeast Alaska Power Agency | 70 | Swan Lake | AK | Ketchikan Gateway | 1 | Conventional Hydroelectric | HY |  | S | 11.3 | 0.9 | 11.3 | 11.3 | 1 | N |  |  | N | Commercial Non-CHP | 4 | X | WAT
Conventional Hydroelectric.WAT | hydro | FALSE | 60123 | Southeast Alaska Power Agency | 70 | Swan Lake | AK | Ketchikan Gateway | 2 | Conventional Hydroelectric | HY |  | S | 11.3 | 0.9 | 11.3 | 11.3 | 1 | N |  |  | N | Commercial Non-CHP | 4 | X | WAT
Conventional Hydroelectric.WAT | hydro | TRUE | 10433 | Kodiak Electric Assn Inc | 71 | Terror Lake Microgrid | AK | Kodiak Island | 1 | Conventional Hydroelectric | HY |  | S | 11.2 | 0.9 | 11.2 | 11.2 | 0.3 | N |  |  | N | Electric Utility | 1 | X | WAT
Conventional Hydroelectric.WAT | hydro | TRUE | 10433 | Kodiak Electric Assn Inc | 71 | Terror Lake Microgrid | AK | Kodiak Island | 2 | Conventional Hydroelectric | HY |  | S | 11.2 | 0.9 | 11.2 | 11.2 | 0.3 | N |  |  | N | Electric Utility | 1 | X | WAT
Conventional Hydroelectric.WAT | hydro | TRUE | 10433 | Kodiak Electric Assn Inc | 71 | Terror Lake Microgrid | AK | Kodiak Island | 3 | Conventional Hydroelectric | HY |  | S | 11.2 | 0.9 | 11.2 | 11.2 | 0.3 | N |  |  | N | Electric Utility | 1 | X | WAT
Conventional Hydroelectric.WAT | hydro | TRUE | 12397 | Metropolitan Water District of S CA | 72 | Venice Hydro | CA | Los Angeles | 1 | Conventional Hydroelectric | HY |  | S | 10.1 | 1 | 10.1 | 10.1 | 3.8 | N |  |  | N | Electric Utility | 1 | X | WAT
Natural Gas Fired Combustion Turbine.NG | natural gas peaker | TRUE | 3522 | Chugach Electric Assn Inc | 75 | Hank Nikkels Plant 1 | AK | Anchorage | 3R | Natural Gas Fired Combustion Turbine | GT |  | S | 48.9 | 0.85 | 29.3 | 32.9 | 3 | N |  |  | N | Electric Utility | 1 | X | NG
Natural Gas Fired Combustion Turbine.NG | natural gas peaker | TRUE | 3522 | Chugach Electric Assn Inc | 75 | Hank Nikkels Plant 1 | AK | Anchorage | 4 | Natural Gas Fired Combustion Turbine | GT |  | S | 27 | 0.85 | 31.1 | 33.2 | 5 | N |  |  | N | Electric Utility | 1 | X | NG | DFO
Petroleum Liquids.DFO | petroleum | TRUE | 3522 | Chugach Electric Assn Inc | 75 | Hank Nikkels Plant 1 | AK | Anchorage | P1 BS | Petroleum Liquids | IC |  | S | 2 | 0.8 | 2 | 2 | 0.1 | N |  |  | N | Electric Utility | 1 | X | DFO
Conventional Hydroelectric.WAT | hydro | TRUE | 3522 | Chugach Electric Assn Inc | 77 | Eklutna Hydro Project | AK | Matanuska Susitna | 1 | Conventional Hydroelectric | HY |  | J | 22.2 | 0.9 | 22.2 | 22.2 | 3 | N |  |  | N | Electric Utility | 1 | X | WAT
Conventional Hydroelectric.WAT | hydro | TRUE | 3522 | Chugach Electric Assn Inc | 77 | Eklutna Hydro Project | AK | Matanuska Susitna | 2 | Conventional Hydroelectric | HY |  | J | 22.2 | 0.9 | 22.2 | 22.2 | 3 | N |  |  | N | Electric Utility | 1 | X | WAT
Conventional Hydroelectric.WAT | hydro | TRUE | 213 | Alaska Electric Light & Power Co. | 78 | Snettisham | AK | Juneau | 1 | Conventional Hydroelectric | HY |  | W | 23.6 | 0.9 | 23.5 | 23.5 | 2 | N |  |  | N | Electric Utility | 1 | X | WAT
Conventional Hydroelectric.WAT | hydro | TRUE | 213 | Alaska Electric Light & Power Co. | 78 | Snettisham | AK | Juneau | 2 | Conventional Hydroelectric | HY |  | W | 23.6 | 0.9 | 23.5 | 23.5 | 2 | N |  |  | N | Electric Utility | 1 | X | WAT
Conventional Hydroelectric.WAT | hydro | TRUE | 213 | Alaska Electric Light & Power Co. | 78 | Snettisham | AK | Juneau | 3 | Conventional Hydroelectric | HY |  | W | 31 | 0.9 | 31 | 31 | 3 | N |  |  | N | Electric Utility | 1 | X | WAT
Conventional Steam Coal.SUB | hard coal | TRUE | 986 | Aurora Energy LLC | 79 | Aurora Energy LLC Chena | AK | Fairbanks North Star | 1 | Conventional Steam Coal | ST |  | S | 5 | 0.8 | 4.7 | 4.3 | 1 | N |  |  | Y | IPP CHP | 3 | T | SUB
Conventional Steam Coal.SUB | hard coal | TRUE | 986 | Aurora Energy LLC | 79 | Aurora Energy LLC Chena | AK | Fairbanks North Star | 2 | Conventional Steam Coal | ST |  | S | 2.5 | 0.8 | 2 | 2 | 1 | N |  |  | Y | IPP CHP | 3 | T | SUB
Conventional Steam Coal.SUB | hard coal | TRUE | 986 | Aurora Energy LLC | 79 | Aurora Energy LLC Chena | AK | Fairbanks North Star | 5 | Conventional Steam Coal | ST |  | S | 20 | 0.85 | 19 | 18.8 | 8 | N |  |  | Y | IPP CHP | 3 | T | SUB
Conventional Hydroelectric.WAT | hydro | TRUE | 10210 | Ketchikan Public Utilities | 84 | Ketchikan | AK | Ketchikan Gateway | 3 | Conventional Hydroelectric | HY |  | S | 1.4 | 0.8 | 1.4 | 1.1 | 0.3 | N |  |  | N | Electric Utility | 1 | X | WAT
Conventional Hydroelectric.WAT | hydro | TRUE | 10210 | Ketchikan Public Utilities | 84 | Ketchikan | AK | Ketchikan Gateway | 4 | Conventional Hydroelectric | HY |  | S | 1.4 | 0.8 | 1.4 | 1.1 | 0.3 | N |  |  | N | Electric Utility | 1 | X | WAT
Conventional Hydroelectric.WAT | hydro | TRUE | 10210 | Ketchikan Public Utilities | 84 | Ketchikan | AK | Ketchikan Gateway | 5 | Conventional Hydroelectric | HY |  | S | 1.4 | 0.8 | 1.4 | 1.1 | 0.3 | N |  |  | N | Electric Utility | 1 | X | WAT
Petroleum Liquids.DFO | petroleum | TRUE | 10210 | Ketchikan Public Utilities | 85 | S W Bailey | AK | Ketchikan Gateway | 1 | Petroleum Liquids | IC |  | S | 4.5 | 0.8 | 3.5 | 3.5 | 2 | N |  |  | N | Electric Utility | 1 | X | DFO
Petroleum Liquids.DFO | petroleum | TRUE | 10210 | Ketchikan Public Utilities | 85 | S W Bailey | AK | Ketchikan Gateway | 2 | Petroleum Liquids | IC |  | S | 4.5 | 0.8 | 3.5 | 3.5 | 2 | N |  |  | N | Electric Utility | 1 | X | DFO
Petroleum Liquids.DFO | petroleum | TRUE | 10210 | Ketchikan Public Utilities | 85 | S W Bailey | AK | Ketchikan Gateway | 3 | Petroleum Liquids | IC |  | S | 6.4 | 0.8 | 5.5 | 5.5 | 3 | N |  |  | N | Electric Utility | 1 | X | DFO
Petroleum Liquids.DFO | petroleum | TRUE | 10210 | Ketchikan Public Utilities | 85 | S W Bailey | AK | Ketchikan Gateway | 4 | Petroleum Liquids | IC |  | S | 10.5 | 0.8 | 10.5 | 10.5 | 3.5 | N |  |  | N | Electric Utility | 1 | X | DFO
Conventional Hydroelectric.WAT | hydro | TRUE | 15296 | New York Power Authority | 88 | Ashokan | NY | Ulster | 1 | Conventional Hydroelectric | HY |  | S | 2.3 | 1 | 2.3 | 2.3 | 1 | N |  |  | N | Electric Utility | 1 | X | WAT
Conventional Hydroelectric.WAT | hydro | TRUE | 15296 | New York Power Authority | 88 | Ashokan | NY | Ulster | 2 | Conventional Hydroelectric | HY |  | S | 2.3 | 1 | 2.3 | 2.3 | 1 | N |  |  | N | Electric Utility | 1 | X | WAT
Petroleum Liquids.DFO | petroleum | TRUE | 13642 | Nome Joint Utility Systems | 90 | Snake River | AK | Nome | 12 | Petroleum Liquids | IC |  | S | 3.8 | 0.8 | 3.7 | 3.7 | 2.8 | N |  |  | N | Electric Utility | 1 | X | DFO
Petroleum Liquids.DFO | petroleum | TRUE | 13642 | Nome Joint Utility Systems | 90 | Snake River | AK | Nome | 14 | Petroleum Liquids | IC |  | S | 2 | 0.8 | 1.9 | 1.9 | 1.4 | N |  |  | N | Electric Utility | 1 | X | DFO
Petroleum Liquids.DFO | petroleum | TRUE | 13642 | Nome Joint Utility Systems | 90 | Snake River | AK | Nome | 15 | Petroleum Liquids | IC |  | S | 5.2 | 0.8 | 5.2 | 5.2 | 3.4 | N |  |  | N | Electric Utility | 1 | X | DFO
Petroleum Liquids.DFO | petroleum | TRUE | 13642 | Nome Joint Utility Systems | 90 | Snake River | AK | Nome | 16 | Petroleum Liquids | IC |  | S | 5.2 | 0.8 | 5.2 | 5.2 | 3.4 | N |  |  | N | Electric Utility | 1 | X | DFO
Petroleum Liquids.DFO | petroleum | TRUE | 13642 | Nome Joint Utility Systems | 90 | Snake River | AK | Nome | 18 | Petroleum Liquids | IC |  | S | 0.4 | 0.8 | 0.4 | 0.4 | 0.1 | N |  |  | N | Electric Utility | 1 | X | DFO
Onshore Wind Turbine.WND | onshore wind | TRUE | 13642 | Nome Joint Utility Systems | 90 | Snake River | AK | Nome | EWT 1 | Onshore Wind Turbine | WT |  | S | 0.9 |  | 0.9 | 0.9 | 0.1 | N |  |  | N | Electric Utility | 1 | X | WND
Onshore Wind Turbine.WND | onshore wind | TRUE | 13642 | Nome Joint Utility Systems | 90 | Snake River | AK | Nome | EWT 2 | Onshore Wind Turbine | WT |  | S | 0.9 |  | 0.9 | 0.9 | 0.1 | N |  |  | N | Electric Utility | 1 | X | WND
Conventional Hydroelectric.WAT | hydro | TRUE | 14856 | Petersburg Borough - (AK) | 91 | Petersburg | AK | Wrangell Petersburg | 3 | Conventional Hydroelectric | HY |  | S | 1.6 | 0.8 | 1.6 | 1.6 | 0.7 | N | 6 | 2023 | N | Electric Utility | 1 | X | WAT
Petroleum Liquids.DFO | petroleum | TRUE | 14856 | Petersburg Borough - (AK) | 91 | Petersburg | AK | Wrangell Petersburg | IC1 | Petroleum Liquids | IC |  | S | 2.6 | 0.8 | 1.7 | 1.7 | 1.4 | N |  |  | N | Electric Utility | 1 | X | DFO
Petroleum Liquids.DFO | petroleum | TRUE | 14856 | Petersburg Borough - (AK) | 91 | Petersburg | AK | Wrangell Petersburg | IC3 | Petroleum Liquids | IC |  | S | 1.2 | 0.8 | 1 | 1 | 0.5 | N |  |  | N | Electric Utility | 1 | X | DFO
Petroleum Liquids.DFO | petroleum | TRUE | 14856 | Petersburg Borough - (AK) | 91 | Petersburg | AK | Wrangell Petersburg | IC4 | Petroleum Liquids | IC |  | S | 0.6 | 0.8 | 0.6 | 0.6 | 0.3 | N |  |  | N | Electric Utility | 1 | X | DFO
Petroleum Liquids.DFO | petroleum | TRUE | 14856 | Petersburg Borough - (AK) | 91 | Petersburg | AK | Wrangell Petersburg | IC5 | Petroleum Liquids | IC |  | S | 0.8 | 0.8 | 0.7 | 0.7 | 0.4 | N |  |  | N | Electric Utility | 1 | X | DFO
Petroleum Liquids.DFO | petroleum | TRUE | 14856 | Petersburg Borough - (AK) | 91 | Petersburg | AK | Wrangell Petersburg | IC6 | Petroleum Liquids | IC |  | S | 2.6 | 0.8 | 2.3 | 2.3 | 1.5 | N |  |  | N | Electric Utility | 1 | X | DFO
Petroleum Liquids.DFO | petroleum | TRUE | 14856 | Petersburg Borough - (AK) | 91 | Petersburg | AK | Wrangell Petersburg | IC7 | Petroleum Liquids | IC |  | S | 2.6 | 0.8 | 2.3 | 2.3 | 1.5 | N |  |  | N | Electric Utility | 1 | X | DFO
Petroleum Liquids.DFO | petroleum | TRUE | 14856 | Petersburg Borough - (AK) | 91 | Petersburg | AK | Wrangell Petersburg | IC8 | Petroleum Liquids | IC |  | S | 2.5 | 0.8 | 2.2 | 2.2 | 1.2 | N |  |  | N | Electric Utility | 1 | X | DFO
Petroleum Liquids.DFO | petroleum | TRUE | 16955 | City of Seward - (AK) | 92 | Seward (AK) | AK | Kenai Peninsula | 1 | Petroleum Liquids | IC |  | S | 1.5 | 0.8 | 1 | 1.2 | 0.5 | N |  |  | N | Electric Utility | 1 | X | DFO
Petroleum Liquids.DFO | petroleum | TRUE | 16955 | City of Seward - (AK) | 92 | Seward (AK) | AK | Kenai Peninsula | 2 | Petroleum Liquids | IC |  | S | 1.5 | 0.8 | 1 | 1.2 | 0.5 | N |  |  | N | Electric Utility | 1 | X | DFO
Petroleum Liquids.DFO | petroleum | TRUE | 16955 | City of Seward - (AK) | 92 | Seward (AK) | AK | Kenai Peninsula | 3 | Petroleum Liquids | IC |  | S | 2.5 | 0.8 | 2.5 | 2.5 | 0.5 | N |  |  | N | Electric Utility | 1 | X | DFO
Petroleum Liquids.DFO | petroleum | TRUE | 16955 | City of Seward - (AK) | 92 | Seward (AK) | AK | Kenai Peninsula | 4 | Petroleum Liquids | IC |  | S | 2.5 | 0.8 | 2.5 | 2.5 | 0.5 | N |  |  | N | Electric Utility | 1 | X | DFO
Petroleum Liquids.DFO | petroleum | TRUE | 16955 | City of Seward - (AK) | 92 | Seward (AK) | AK | Kenai Peninsula | 5 | Petroleum Liquids | IC |  | S | 2.5 | 0.8 | 2.5 | 2.5 | 0.5 | N |  |  | N | Electric Utility | 1 | X | DFO
Petroleum Liquids.DFO | petroleum | TRUE | 16955 | City of Seward - (AK) | 92 | Seward (AK) | AK | Kenai Peninsula | 6 | Petroleum Liquids | IC |  | S | 2.8 | 0.8 | 2.8 | 2.8 | 0.5 | N |  |  | N | Electric Utility | 1 | X | DFO
Petroleum Liquids.DFO | petroleum | TRUE | 16955 | City of Seward - (AK) | 92 | Seward (AK) | AK | Kenai Peninsula | N1 | Petroleum Liquids | IC |  | S | 2.8 | 0.8 | 2.8 | 2.8 | 0.5 | N |  |  | N | Electric Utility | 1 | X | DFO
Petroleum Liquids.DFO | petroleum | TRUE | 16955 | City of Seward - (AK) | 92 | Seward (AK) | AK | Kenai Peninsula | N2 | Petroleum Liquids | IC |  | S | 2.5 | 0.8 | 2.5 | 2.5 | 0.5 | N |  |  | N | Electric Utility | 1 | X | DFO
Conventional Hydroelectric.WAT | hydro | TRUE | 17271 | City & Borough of Sitka - (AK) | 93 | Blue Lake Hydro | AK | Sitka | 3 | Conventional Hydroelectric | HY |  | S | 5.3 | 0.8 | 5.3 | 5.3 | 1 | N |  |  | N | Electric Utility | 1 | X | WAT
Conventional Hydroelectric.WAT | hydro | TRUE | 17271 | City & Borough of Sitka - (AK) | 93 | Blue Lake Hydro | AK | Sitka | 4 | Conventional Hydroelectric | HY |  | S | 5.3 | 0.8 | 5.3 | 5.3 | 1 | N |  |  | N | Electric Utility | 1 | X | WAT
Conventional Hydroelectric.WAT | hydro | TRUE | 17271 | City & Borough of Sitka - (AK) | 93 | Blue Lake Hydro | AK | Sitka | 5 | Conventional Hydroelectric | HY |  | S | 5.3 | 0.8 | 5.3 | 5.3 | 1 | N |  |  | N | Electric Utility | 1 | X | WAT
Petroleum Liquids.DFO | petroleum | TRUE | 21015 | City of Wrangell - (AK) | 95 | Wrangell | AK | Wrangell Petersburg | 11 | Petroleum Liquids | IC |  | S | 2 | 0.8 | 2 | 2 | 0.1 | N |  |  | N | Electric Utility | 1 | X | DFO
Petroleum Liquids.DFO | petroleum | TRUE | 21015 | City of Wrangell - (AK) | 95 | Wrangell | AK | Wrangell Petersburg | 12 | Petroleum Liquids | IC |  | S | 2 | 0.8 | 2 | 2 | 0.1 | N |  |  | N | Electric Utility | 1 | X | DFO
Petroleum Liquids.DFO | petroleum | TRUE | 21015 | City of Wrangell - (AK) | 95 | Wrangell | AK | Wrangell Petersburg | 13 | Petroleum Liquids | IC |  | S | 2 | 0.8 | 2 | 2 | 0.1 | N |  |  | N | Electric Utility | 1 | X | DFO
Petroleum Liquids.DFO | petroleum | TRUE | 21015 | City of Wrangell - (AK) | 95 | Wrangell | AK | Wrangell Petersburg | 9 | Petroleum Liquids | IC |  | S | 2.5 | 0.8 | 2.5 | 2.5 | 0.1 | N |  |  | N | Electric Utility | 1 | X | DFO
Natural Gas Fired Combustion Turbine.NG | natural gas peaker | TRUE | 3522 | Chugach Electric Assn Inc | 96 | Beluga | AK | Kenai Peninsula | 1 | Natural Gas Fired Combustion Turbine | GT |  | S | 16 | 0.85 | 18.9 | 19.6 | 1 | N |  |  | N | Electric Utility | 1 | X | NG
Natural Gas Fired Combustion Turbine.NG | natural gas peaker | TRUE | 3522 | Chugach Electric Assn Inc | 96 | Beluga | AK | Kenai Peninsula | 2 | Natural Gas Fired Combustion Turbine | GT |  | S | 16 | 0.85 | 18.9 | 19.6 | 1 | N |  |  | N | Electric Utility | 1 | X | NG
Natural Gas Fired Combustion Turbine.NG | natural gas peaker | TRUE | 3522 | Chugach Electric Assn Inc | 96 | Beluga | AK | Kenai Peninsula | 3 | Natural Gas Fired Combustion Turbine | GT |  | S | 59.1 | 0.9 | 58 | 64.8 | 2 | N |  |  | N | Electric Utility | 1 | X | NG
Natural Gas Fired Combustion Turbine.NG | natural gas peaker | TRUE | 3522 | Chugach Electric Assn Inc | 96 | Beluga | AK | Kenai Peninsula | 5 | Natural Gas Fired Combustion Turbine | GT |  | S | 68.3 | 0.9 | 61.4 | 68.7 | 2 | N |  |  | N | Electric Utility | 1 | X | NG
Natural Gas Fired Combustion Turbine.NG | natural gas peaker | TRUE | 3522 | Chugach Electric Assn Inc | 96 | Beluga | AK | Kenai Peninsula | 6 | Natural Gas Fired Combustion Turbine | GT | BCC8 | S | 76.5 | 0.9 | 72.6 | 79.2 | 2 | N |  |  | N | Electric Utility | 1 | X | NG
Natural Gas Fired Combustion Turbine.NG | natural gas peaker | TRUE | 3522 | Chugach Electric Assn Inc | 96 | Beluga | AK | Kenai Peninsula | 7 | Natural Gas Fired Combustion Turbine | GT | BCC8 | S | 76.5 | 0.9 | 70.6 | 80.1 | 2 | N |  |  | N | Electric Utility | 1 | X | NG
Natural Gas Fired Combustion Turbine.NG | natural gas peaker | TRUE | 15500 | Puget Sound Energy Inc | 99 | Frederickson | WA | Pierce | 1 | Natural Gas Fired Combustion Turbine | GT |  | S | 88.9 | 0.9 | 67 | 81.1 | 5 | N |  |  | N | Electric Utility | 1 | X | NG | DFO
Natural Gas Fired Combustion Turbine.NG | natural gas peaker | TRUE | 15500 | Puget Sound Energy Inc | 99 | Frederickson | WA | Pierce | 2 | Natural Gas Fired Combustion Turbine | GT |  | S | 88.9 | 0.9 | 67 | 81.1 | 5 | N |  |  | N | Electric Utility | 1 | X | NG | DFO
Conventional Hydroelectric.WAT | hydro | TRUE | 16572 | Salt River Project | 100 | South Consolidated | AZ | Maricopa | SC1 | Conventional Hydroelectric | HY |  | S | 1.4 | 0.9 | 1.4 | 1.4 | 0.1 | N |  |  | N | Electric Utility | 1 | X | WAT
Hydroelectric Pumped Storage.WAT | other | TRUE | 17609 | Southern California Edison Co | 104 | J S Eastwood | CA | Fresno | 1 | Hydroelectric Pumped Storage | PS |  | S | 199.8 | 0.9 | 199.8 | 199.8 | 0 | N |  |  | N | Electric Utility | 1 | X | WAT
Conventional Steam Coal.SUB | hard coal | TRUE | 18315 | Sunflower Electric Power Corp | 108 | Holcomb | KS | Finney | 1 | Conventional Steam Coal | ST |  | S | 348.7 | 0.9 | 359.1 | 359.1 | 95 | N |  |  | N | Electric Utility | 1 | X | SUB | NG
Petroleum Liquids.DFO | petroleum | TRUE | 13870 | Nushagak Electric Coop, Inc | 109 | Dillingham | AK | Dillingham | 10 | Petroleum Liquids | IC |  | S | 1.1 | 0.8 | 1.1 | 1.1 | 0.5 | N |  |  | N | Electric Utility | 1 | X | DFO
Petroleum Liquids.DFO | petroleum | TRUE | 13870 | Nushagak Electric Coop, Inc | 109 | Dillingham | AK | Dillingham | 11 | Petroleum Liquids | IC |  | S | 1 | 0.8 | 1 | 1 | 0.5 | N |  |  | N | Electric Utility | 1 | X | DFO
Petroleum Liquids.DFO | petroleum | TRUE | 13870 | Nushagak Electric Coop, Inc | 109 | Dillingham | AK | Dillingham | 12 | Petroleum Liquids | IC |  | S | 1 | 0.8 | 1 | 1 | 0.5 | N |  |  | N | Electric Utility | 1 | X | DFO
Petroleum Liquids.DFO | petroleum | TRUE | 13870 | Nushagak Electric Coop, Inc | 109 | Dillingham | AK | Dillingham | 13 | Petroleum Liquids | IC |  | S | 1 | 0.8 | 1 | 1 | 0.5 | N |  |  | N | Electric Utility | 1 | X | DFO
Petroleum Liquids.DFO | petroleum | TRUE | 13870 | Nushagak Electric Coop, Inc | 109 | Dillingham | AK | Dillingham | 14 | Petroleum Liquids | IC |  | S | 1 | 0.8 | 1 | 1 | 0.5 | N |  |  | N | Electric Utility | 1 | X | DFO
Petroleum Liquids.DFO | petroleum | TRUE | 13870 | Nushagak Electric Coop, Inc | 109 | Dillingham | AK | Dillingham | 15 | Petroleum Liquids | IC |  | S | 1 | 0.8 | 1 | 1 | 0.5 | N |  |  | N | Electric Utility | 1 | X | DFO
Petroleum Liquids.DFO | petroleum | TRUE | 13870 | Nushagak Electric Coop, Inc | 109 | Dillingham | AK | Dillingham | 16 | Petroleum Liquids | IC |  | S | 0.5 | 0.8 | 0.5 | 0.5 | 0.1 | N |  |  | N | Electric Utility | 1 | X | DFO
Petroleum Liquids.DFO | petroleum | TRUE | 13870 | Nushagak Electric Coop, Inc | 109 | Dillingham | AK | Dillingham | 17 | Petroleum Liquids | IC |  | S | 2.2 | 0.8 | 2.2 | 2.2 | 1 | N |  |  | N | Electric Utility | 1 | X | DFO
Petroleum Liquids.DFO | petroleum | TRUE | 13870 | Nushagak Electric Coop, Inc | 109 | Dillingham | AK | Dillingham | 18 | Petroleum Liquids | IC |  | S | 2.2 | 0.8 | 2.2 | 2.2 | 1 | N |  |  | N | Electric Utility | 1 | X | DFO
Conventional Steam Coal.SUB | hard coal | TRUE | 803 | Arizona Public Service Co | 113 | Cholla | AZ | Navajo | 1 | Conventional Steam Coal | ST |  | S | 113.6 | 0.85 | 116 | 116 | 30 | N |  |  | N | Electric Utility | 1 | X | SUB | NG
Conventional Steam Coal.SUB | hard coal | TRUE | 803 | Arizona Public Service Co | 113 | Cholla | AZ | Navajo | 3 | Conventional Steam Coal | ST |  | S | 312.3 | 0.94 | 271 | 271 | 75 | N |  |  | N | Electric Utility | 1 | X | SUB | DFO | BIT
Petroleum Liquids.DFO | petroleum | TRUE | 803 | Arizona Public Service Co | 114 | Douglas | AZ | Cochise | 1 | Petroleum Liquids | GT |  | S | 26.1 | 0.9 | 15 | 19 | 2 | N |  |  | N | Electric Utility | 1 | X | DFO
Natural Gas Fired Combustion Turbine.NG | natural gas peaker | TRUE | 803 | Arizona Public Service Co | 116 | Ocotillo | AZ | Maricopa | GT1 | Natural Gas Fired Combustion Turbine | GT |  | S | 53.1 | 0.85 | 50 | 62 | 4 | N |  |  | N | Electric Utility | 1 | X | NG
Natural Gas Fired Combustion Turbine.NG | natural gas peaker | TRUE | 803 | Arizona Public Service Co | 116 | Ocotillo | AZ | Maricopa | GT2 | Natural Gas Fired Combustion Turbine | GT |  | S | 53.1 | 0.85 | 50 | 62 | 4 | N |  |  | N | Electric Utility | 1 | X | NG
Natural Gas Fired Combustion Turbine.NG | natural gas peaker | TRUE | 803 | Arizona Public Service Co | 116 | Ocotillo | AZ | Maricopa | GT3 | Natural Gas Fired Combustion Turbine | GT |  | S | 161.9 | 0.85 | 104.7 | 105.8 | 45 | N |  |  | N | Electric Utility | 1 | X | NG
Natural Gas Fired Combustion Turbine.NG | natural gas peaker | TRUE | 803 | Arizona Public Service Co | 116 | Ocotillo | AZ | Maricopa | GT4 | Natural Gas Fired Combustion Turbine | GT |  | S | 161.9 | 0.85 | 104.7 | 105.8 | 45 | N |  |  | N | Electric Utility | 1 | X | NG
Natural Gas Fired Combustion Turbine.NG | natural gas peaker | TRUE | 803 | Arizona Public Service Co | 116 | Ocotillo | AZ | Maricopa | GT5 | Natural Gas Fired Combustion Turbine | GT |  | S | 161.9 | 0.85 | 104.7 | 105.8 | 45 | N |  |  | N | Electric Utility | 1 | X | NG
Natural Gas Fired Combustion Turbine.NG | natural gas peaker | TRUE | 803 | Arizona Public Service Co | 116 | Ocotillo | AZ | Maricopa | GT6 | Natural Gas Fired Combustion Turbine | GT |  | S | 161.9 | 0.85 | 104.7 | 105.8 | 45 | N |  |  | N | Electric Utility | 1 | X | NG
Natural Gas Fired Combustion Turbine.NG | natural gas peaker | TRUE | 803 | Arizona Public Service Co | 116 | Ocotillo | AZ | Maricopa | GT7 | Natural Gas Fired Combustion Turbine | GT |  | S | 161.9 | 0.85 | 104.7 | 105.8 | 45 | N |  |  | N | Electric Utility | 1 | X | NG
Natural Gas Fired Combined Cycle.NG | natural gas combined cycle | TRUE | 803 | Arizona Public Service Co | 117 | West Phoenix | AZ | Maricopa | 1B | Natural Gas Fired Combined Cycle | CS |  | S | 132 | 0.9 | 85 | 92 | 10 | N |  |  | N | Electric Utility | 1 | X | NG
Natural Gas Fired Combined Cycle.NG | natural gas combined cycle | TRUE | 803 | Arizona Public Service Co | 117 | West Phoenix | AZ | Maricopa | 2B | Natural Gas Fired Combined Cycle | CS |  | S | 132 | 0.9 | 85 | 92 | 10 | N |  |  | N | Electric Utility | 1 | X | NG
Natural Gas Fired Combined Cycle.NG | natural gas combined cycle | TRUE | 803 | Arizona Public Service Co | 117 | West Phoenix | AZ | Maricopa | 3B | Natural Gas Fired Combined Cycle | CS |  | S | 132 | 0.9 | 85 | 92 | 50 | N |  |  | N | Electric Utility | 1 | X | NG
Natural Gas Fired Combined Cycle.NG | natural gas combined cycle | TRUE | 803 | Arizona Public Service Co | 117 | West Phoenix | AZ | Maricopa | C4-1 | Natural Gas Fired Combined Cycle | CT | CC1 | S | 91 | 0.85 | 68 | 80 | 40 | N |  |  | N | Electric Utility | 1 | X | NG
Natural Gas Fired Combined Cycle.NG | natural gas combined cycle | TRUE | 803 | Arizona Public Service Co | 117 | West Phoenix | AZ | Maricopa | C4-2 | Natural Gas Fired Combined Cycle | CA | CC1 | S | 44.6 | 0.85 | 39 | 40 | 0 | N |  |  | N | Electric Utility | 1 | X | NG
Natural Gas Fired Combined Cycle.NG | natural gas combined cycle | TRUE | 803 | Arizona Public Service Co | 117 | West Phoenix | AZ | Maricopa | C5-1 | Natural Gas Fired Combined Cycle | CT | CC2 | S | 184.5 | 0.85 | 155 | 160 | 85 | N |  |  | N | Electric Utility | 1 | X | NG
Natural Gas Fired Combined Cycle.NG | natural gas combined cycle | TRUE | 803 | Arizona Public Service Co | 117 | West Phoenix | AZ | Maricopa | C5-2 | Natural Gas Fired Combined Cycle | CT | CC2 | S | 184.5 | 0.85 | 153 | 160 | 85 | N |  |  | N | Electric Utility | 1 | X | NG
Natural Gas Fired Combined Cycle.NG | natural gas combined cycle | TRUE | 803 | Arizona Public Service Co | 117 | West Phoenix | AZ | Maricopa | C5-3 | Natural Gas Fired Combined Cycle | CA | CC2 | S | 200.6 | 0.85 | 150 | 166 | 0 | N |  |  | N | Electric Utility | 1 | X | NG
Natural Gas Fired Combustion Turbine.NG | natural gas peaker | TRUE | 803 | Arizona Public Service Co | 117 | West Phoenix | AZ | Maricopa | GT1 | Natural Gas Fired Combustion Turbine | GT |  | S | 53.1 | 0.85 | 50 | 62 | 4 | N |  |  | N | Electric Utility | 1 | X | NG
Natural Gas Fired Combustion Turbine.NG | natural gas peaker | TRUE | 803 | Arizona Public Service Co | 117 | West Phoenix | AZ | Maricopa | GT2 | Natural Gas Fired Combustion Turbine | GT |  | S | 53.1 | 0.85 | 50 | 62 | 4 | N |  |  | N | Electric Utility | 1 | X | NG
Natural Gas Fired Combustion Turbine.NG | natural gas peaker | TRUE | 803 | Arizona Public Service Co | 118 | Saguaro | AZ | Pinal | GE1 | Natural Gas Fired Combustion Turbine | GT |  | S | 78.3 | 0.9 | 76 | 79 | 40 | N |  |  | N | Electric Utility | 1 | X | NG
Natural Gas Fired Combustion Turbine.NG | natural gas peaker | TRUE | 803 | Arizona Public Service Co | 118 | Saguaro | AZ | Pinal | GT1 | Natural Gas Fired Combustion Turbine | GT |  | S | 53.1 | 0.85 | 50 | 62 | 4 | N |  |  | N | Electric Utility | 1 | X | NG
Natural Gas Fired Combustion Turbine.NG | natural gas peaker | TRUE | 803 | Arizona Public Service Co | 118 | Saguaro | AZ | Pinal | GT2 | Natural Gas Fired Combustion Turbine | GT |  | S | 53.1 | 0.85 | 50 | 62 | 4 | N |  |  | N | Electric Utility | 1 | X | NG
Natural Gas Fired Combustion Turbine.NG | natural gas peaker | TRUE | 803 | Arizona Public Service Co | 120 | Yucca | AZ | Yuma | GT1 | Natural Gas Fired Combustion Turbine | GT |  | S | 23.6 | 0.9 | 18 | 22 | 2 | N |  |  | N | Electric Utility | 1 | X | NG | DFO
Natural Gas Fired Combustion Turbine.NG | natural gas peaker | TRUE | 803 | Arizona Public Service Co | 120 | Yucca | AZ | Yuma | GT2 | Natural Gas Fired Combustion Turbine | GT |  | S | 23.6 | 0.9 | 18 | 22 | 2 | N |  |  | N | Electric Utility | 1 | X | NG | DFO
Petroleum Liquids.DFO | petroleum | TRUE | 803 | Arizona Public Service Co | 120 | Yucca | AZ | Yuma | GT21 | Petroleum Liquids | GT |  | W | 25.3 | 0.9 | 20 | 22 | 2 | N |  |  | N | Electric Utility | 1 | X | DFO
Natural Gas Fired Combustion Turbine.NG | natural gas peaker | TRUE | 803 | Arizona Public Service Co | 120 | Yucca | AZ | Yuma | GT3 | Natural Gas Fired Combustion Turbine | GT |  | S | 72.4 | 0.9 | 52 | 62 | 5 | N |  |  | N | Electric Utility | 1 | X | NG | DFO
Petroleum Liquids.DFO | petroleum | TRUE | 803 | Arizona Public Service Co | 120 | Yucca | AZ | Yuma | GT4 | Petroleum Liquids | GT |  | S | 72.4 | 0.9 | 51 | 61 | 5 | N |  |  | N | Electric Utility | 1 | X | DFO
Natural Gas Fired Combustion Turbine.NG | natural gas peaker | TRUE | 803 | Arizona Public Service Co | 120 | Yucca | AZ | Yuma | GT5 | Natural Gas Fired Combustion Turbine | GT |  | S | 60.5 | 0.85 | 47 | 49 | 20 | N |  |  | N | Electric Utility | 1 | X | NG | DFO
Natural Gas Fired Combustion Turbine.NG | natural gas peaker | TRUE | 803 | Arizona Public Service Co | 120 | Yucca | AZ | Yuma | GT6 | Natural Gas Fired Combustion Turbine | GT |  | S | 60.5 | 0.85 | 47 | 49 | 20 | N |  |  | N | Electric Utility | 1 | X | NG | DFO
Natural Gas Steam Turbine.NG | natural gas steam turbine | TRUE | 803 | Arizona Public Service Co | 120 | Yucca | AZ | Yuma | ST1 | Natural Gas Steam Turbine | ST |  | W | 86.7 | 0.9 | 75 | 75 | 2 | N |  |  | N | Electric Utility | 1 | X | NG | RFO
Natural Gas Fired Combustion Turbine.NG | natural gas peaker | TRUE | 24211 | Tucson Electric Power Co | 124 | Demoss Petrie | AZ | Pima | GT2 | Natural Gas Fired Combustion Turbine | GT |  | S | 85 | 0.85 | 75 | 77.4 | 40 | N |  |  | N | Electric Utility | 1 | X | NG
Natural Gas Steam Turbine.NG | natural gas steam turbine | TRUE | 24211 | Tucson Electric Power Co | 126 | H Wilson Sundt Generating Station | AZ | Pima | 4 | Natural Gas Steam Turbine | ST |  | S | 173.3 | 0.85 | 156 | 156 | 26 | N |  |  | N | Electric Utility | 1 | X | NG | LFG
Natural Gas Fired Combustion Turbine.NG | natural gas peaker | TRUE | 24211 | Tucson Electric Power Co | 126 | H Wilson Sundt Generating Station | AZ | Pima | GT1 | Natural Gas Fired Combustion Turbine | GT |  | S | 27 | 0.85 | 24 | 26.8 | 5 | N |  |  | N | Electric Utility | 1 | X | NG | DFO
Natural Gas Fired Combustion Turbine.NG | natural gas peaker | TRUE | 24211 | Tucson Electric Power Co | 126 | H Wilson Sundt Generating Station | AZ | Pima | GT2 | Natural Gas Fired Combustion Turbine | GT |  | S | 27 | 0.85 | 24 | 26.8 | 5 | N |  |  | N | Electric Utility | 1 | X | NG | DFO
Natural Gas Internal Combustion Engine.NG | natural gas peaker | TRUE | 24211 | Tucson Electric Power Co | 126 | H Wilson Sundt Generating Station | AZ | Pima | RIC1 | Natural Gas Internal Combustion Engine | IC |  | S | 18.8 | 0.8 | 18.2 | 18.7 | 4.7 | N |  |  | N | Electric Utility | 1 | X | NG
Natural Gas Internal Combustion Engine.NG | natural gas peaker | TRUE | 24211 | Tucson Electric Power Co | 126 | H Wilson Sundt Generating Station | AZ | Pima | RIC10 | Natural Gas Internal Combustion Engine | IC |  | S | 18.8 | 0.8 | 18.2 | 18.7 | 4.7 | N |  |  | N | Electric Utility | 1 | X | NG
Natural Gas Internal Combustion Engine.NG | natural gas peaker | TRUE | 24211 | Tucson Electric Power Co | 126 | H Wilson Sundt Generating Station | AZ | Pima | RIC2 | Natural Gas Internal Combustion Engine | IC |  | S | 18.8 | 0.8 | 18.2 | 18.7 | 4.7 | N |  |  | N | Electric Utility | 1 | X | NG
Natural Gas Internal Combustion Engine.NG | natural gas peaker | TRUE | 24211 | Tucson Electric Power Co | 126 | H Wilson Sundt Generating Station | AZ | Pima | RIC3 | Natural Gas Internal Combustion Engine | IC |  | S | 18.8 | 0.8 | 18.2 | 18.7 | 4.7 | N |  |  | N | Electric Utility | 1 | X | NG
Natural Gas Internal Combustion Engine.NG | natural gas peaker | TRUE | 24211 | Tucson Electric Power Co | 126 | H Wilson Sundt Generating Station | AZ | Pima | RIC4 | Natural Gas Internal Combustion Engine | IC |  | S | 18.8 | 0.8 | 18.2 | 18.7 | 4.7 | N |  |  | N | Electric Utility | 1 | X | NG
Natural Gas Internal Combustion Engine.NG | natural gas peaker | TRUE | 24211 | Tucson Electric Power Co | 126 | H Wilson Sundt Generating Station | AZ | Pima | RIC5 | Natural Gas Internal Combustion Engine | IC |  | S | 18.8 | 0.8 | 18.2 | 18.7 | 4.7 | N |  |  | Y | Electric Utility | 1 | T | NG
Natural Gas Internal Combustion Engine.NG | natural gas peaker | TRUE | 24211 | Tucson Electric Power Co | 126 | H Wilson Sundt Generating Station | AZ | Pima | RIC6 | Natural Gas Internal Combustion Engine | IC |  | S | 18.8 | 0.8 | 18.2 | 18.7 | 4.7 | N |  |  | Y | Electric Utility | 1 | T | NG
Natural Gas Internal Combustion Engine.NG | natural gas peaker | TRUE | 24211 | Tucson Electric Power Co | 126 | H Wilson Sundt Generating Station | AZ | Pima | RIC7 | Natural Gas Internal Combustion Engine | IC |  | S | 18.8 | 0.8 | 18.2 | 18.7 | 4.7 | N |  |  | N | Electric Utility | 1 | X | NG
Natural Gas Internal Combustion Engine.NG | natural gas peaker | TRUE | 24211 | Tucson Electric Power Co | 126 | H Wilson Sundt Generating Station | AZ | Pima | RIC8 | Natural Gas Internal Combustion Engine | IC |  | S | 18.8 | 0.8 | 18.2 | 18.7 | 4.7 | N |  |  | N | Electric Utility | 1 | X | NG
Natural Gas Internal Combustion Engine.NG | natural gas peaker | TRUE | 24211 | Tucson Electric Power Co | 126 | H Wilson Sundt Generating Station | AZ | Pima | RIC9 | Natural Gas Internal Combustion Engine | IC |  | S | 18.8 | 0.8 | 18.2 | 18.7 | 4.7 | N |  |  | N | Electric Utility | 1 | X | NG
Natural Gas Steam Turbine.NG | natural gas steam turbine | TRUE | 24211 | Tucson Electric Power Co | 126 | H Wilson Sundt Generating Station | AZ | Pima | ST3 | Natural Gas Steam Turbine | ST |  | S | 113.6 | 0.85 | 104 | 104 | 25 | N |  |  | N | Electric Utility | 1 | X | NG
Conventional Steam Coal.BIT | hard coal | TRUE | 17543 | South Carolina Public Service Authority | 130 | Cross | SC | Berkeley | 1 | Conventional Steam Coal | ST |  | S | 590.9 | 0.9 | 580 | 585 | 260 | N |  |  | N | Electric Utility | 1 | X | BIT
Conventional Steam Coal.BIT | hard coal | TRUE | 17543 | South Carolina Public Service Authority | 130 | Cross | SC | Berkeley | 2 | Conventional Steam Coal | ST |  | S | 556.2 | 0.9 | 565 | 570 | 250 | N |  |  | N | Electric Utility | 1 | X | BIT
Conventional Steam Coal.BIT | hard coal | TRUE | 17543 | South Carolina Public Service Authority | 130 | Cross | SC | Berkeley | 3 | Conventional Steam Coal | ST |  | S | 591 | 0.9 | 610 | 610 | 250 | N |  |  | N | Electric Utility | 1 | X | BIT
Conventional Steam Coal.BIT | hard coal | TRUE | 17543 | South Carolina Public Service Authority | 130 | Cross | SC | Berkeley | 4 | Conventional Steam Coal | ST |  | S | 652 | 0.9 | 615 | 615 | 250 | N |  |  | N | Electric Utility | 1 | X | BIT | DFO
Conventional Steam Coal.BIT | hard coal | TRUE | 21554 | Seminole Electric Cooperative Inc | 136 | Seminole (FL) | FL | Putnam | 1 | Conventional Steam Coal | ST |  | S | 714.6 | 0.9 | 573 | 639 | 300 | N | 1 | 2024 | N | Electric Utility | 1 | X | BIT
Conventional Steam Coal.BIT | hard coal | TRUE | 21554 | Seminole Electric Cooperative Inc | 136 | Seminole (FL) | FL | Putnam | 2 | Conventional Steam Coal | ST |  | S | 714.6 | 0.9 | 634 | 640 | 300 | N |  |  | N | Electric Utility | 1 | X | BIT
Natural Gas Steam Turbine.NG | natural gas steam turbine | TRUE | 16572 | Salt River Project | 141 | Agua Fria | AZ | Maricopa | AF1 | Natural Gas Steam Turbine | ST |  | S | 113.6 | 0.85 | 113 | 113 | 113 | N |  |  | N | Electric Utility | 1 | X | NG | DFO
Natural Gas Steam Turbine.NG | natural gas steam turbine | TRUE | 16572 | Salt River Project | 141 | Agua Fria | AZ | Maricopa | AF2 | Natural Gas Steam Turbine | ST |  | S | 113.6 | 0.85 | 113 | 113 | 113 | N |  |  | N | Electric Utility | 1 | X | NG | DFO
Petroleum Liquids.DFO | petroleum | TRUE | 16572 | Salt River Project | 141 | Agua Fria | AZ | Maricopa | AF3 | Petroleum Liquids | ST |  | S | 163.2 | 0.85 | 181 | 184 | 181 | N |  |  | N | Electric Utility | 1 | X | DFO
Natural Gas Fired Combustion Turbine.NG | natural gas peaker | TRUE | 16572 | Salt River Project | 141 | Agua Fria | AZ | Maricopa | AF4 | Natural Gas Fired Combustion Turbine | GT |  | S | 80.5 | 0.9 | 73 | 87 | 73 | N |  |  | N | Electric Utility | 1 | X | NG | DFO
Natural Gas Fired Combustion Turbine.NG | natural gas peaker | TRUE | 16572 | Salt River Project | 141 | Agua Fria | AZ | Maricopa | AF5 | Natural Gas Fired Combustion Turbine | GT |  | S | 71.2 | 0.9 | 73 | 82 | 73 | N |  |  | N | Electric Utility | 1 | X | NG | DFO
Natural Gas Fired Combustion Turbine.NG | natural gas peaker | TRUE | 16572 | Salt River Project | 141 | Agua Fria | AZ | Maricopa | AF6 | Natural Gas Fired Combustion Turbine | GT |  | S | 71.2 | 0.9 | 73 | 82 | 73 | N |  |  | N | Electric Utility | 1 | X | NG | DFO
Natural Gas Fired Combustion Turbine.NG | natural gas peaker | TRUE | 16572 | Salt River Project | 141 | Agua Fria | AZ | Maricopa | AF7 | Natural Gas Fired Combustion Turbine | GT |  | S | 49.5 | 0.85 | 49.5 | 49.5 | 23 | N |  |  | N | Electric Utility | 1 | X | NG
Natural Gas Fired Combustion Turbine.NG | natural gas peaker | TRUE | 16572 | Salt River Project | 141 | Agua Fria | AZ | Maricopa | AF8 | Natural Gas Fired Combustion Turbine | GT |  | S | 49.5 | 0.85 | 49.5 | 49.5 | 23 | N |  |  | N | Electric Utility | 1 | X | NG
Batteries.MWH | battery storage | 0 | 16572 | Salt River Project | 141 | Agua Fria | AZ | Maricopa | AFSB1 | Batteries | BA |  | S | 25 |  | 25 | 25 | 25 | N |  |  | N | Electric Utility | 1 | X | MWH
Solar Photovoltaic.SUN | solar PV | TRUE | 16572 | Salt River Project | 141 | Agua Fria | AZ | Maricopa | PV-3 | Solar Photovoltaic | PV |  | S | 0.2 |  | 0.2 | 0.2 |  | N |  |  | N | Electric Utility | 1 | X | SUN
Conventional Hydroelectric.WAT | hydro | TRUE | 16572 | Salt River Project | 143 | Crosscut | AZ | Maricopa | CC5 | Conventional Hydroelectric | HY |  | S | 3 | 0.9 | 3 | 3 | 0.1 | N |  |  | N | Electric Utility | 1 | X | WAT
Conventional Hydroelectric.WAT | hydro | TRUE | 16572 | Salt River Project | 145 | Horse Mesa | AZ | Maricopa | HM1 | Conventional Hydroelectric | HY |  | S | 9.9 | 0.9 | 10 | 10 | 3 | N |  |  | N | Electric Utility | 1 | X | WAT
Conventional Hydroelectric.WAT | hydro | TRUE | 16572 | Salt River Project | 145 | Horse Mesa | AZ | Maricopa | HM2 | Conventional Hydroelectric | HY |  | S | 9.9 | 0.9 | 10 | 10 | 3 | N |  |  | N | Electric Utility | 1 | X | WAT
Conventional Hydroelectric.WAT | hydro | TRUE | 16572 | Salt River Project | 145 | Horse Mesa | AZ | Maricopa | HM3 | Conventional Hydroelectric | HY |  | S | 9.9 | 0.9 | 10 | 10 | 3 | N |  |  | N | Electric Utility | 1 | X | WAT
Hydroelectric Pumped Storage.WAT | other | TRUE | 16572 | Salt River Project | 145 | Horse Mesa | AZ | Maricopa | HM4 | Hydroelectric Pumped Storage | PS |  | S | 99.8 | 0.9 | 119 | 119 | 80 | N |  |  | N | Electric Utility | 1 | X | WAT
Natural Gas Steam Turbine.NG | natural gas steam turbine | TRUE | 16572 | Salt River Project | 147 | Kyrene | AZ | Maricopa | KY1 | Natural Gas Steam Turbine | ST |  | S | 34.5 | 0.85 | 34 | 34 | 4 | N |  |  | N | Electric Utility | 1 | X | NG | DFO
Natural Gas Steam Turbine.NG | natural gas steam turbine | TRUE | 16572 | Salt River Project | 147 | Kyrene | AZ | Maricopa | KY2 | Natural Gas Steam Turbine | ST |  | S | 73.5 | 0.85 | 72 | 72 | 4 | N |  |  | N | Electric Utility | 1 | X | NG | DFO
Natural Gas Fired Combustion Turbine.NG | natural gas peaker | TRUE | 16572 | Salt River Project | 147 | Kyrene | AZ | Maricopa | KY4 | Natural Gas Fired Combustion Turbine | GT |  | S | 53.1 | 0.85 | 59 | 62.5 | 6 | N |  |  | N | Electric Utility | 1 | X | NG | DFO
Natural Gas Fired Combustion Turbine.NG | natural gas peaker | TRUE | 16572 | Salt River Project | 147 | Kyrene | AZ | Maricopa | KY5 | Natural Gas Fired Combustion Turbine | GT |  | S | 60.3 | 0.9 | 53 | 62 | 6 | N |  |  | N | Electric Utility | 1 | X | NG | DFO
Natural Gas Fired Combustion Turbine.NG | natural gas peaker | TRUE | 16572 | Salt River Project | 147 | Kyrene | AZ | Maricopa | KY6 | Natural Gas Fired Combustion Turbine | GT |  | S | 60.3 | 0.9 | 53 | 62 | 6 | N |  |  | N | Electric Utility | 1 | X | NG | DFO
Natural Gas Fired Combined Cycle.NG | natural gas combined cycle | TRUE | 16572 | Salt River Project | 147 | Kyrene | AZ | Maricopa | KY7 | Natural Gas Fired Combined Cycle | CT | KYS7 | S | 170 | 0.85 | 148 | 167 | 90 | N |  |  | N | Electric Utility | 1 | X | NG
Natural Gas Fired Combined Cycle.NG | natural gas combined cycle | TRUE | 16572 | Salt River Project | 147 | Kyrene | AZ | Maricopa | KY7A | Natural Gas Fired Combined Cycle | CA | KYS7 | S | 122 | 0.85 | 106 | 110 | 90 | N |  |  | N | Electric Utility | 1 | X | NG
Conventional Hydroelectric.WAT | hydro | TRUE | 16572 | Salt River Project | 148 | Mormon Flat | AZ | Maricopa | MF1 | Conventional Hydroelectric | HY |  | S | 9.2 | 0.9 | 11.5 | 11.5 | 8 | N |  |  | N | Electric Utility | 1 | X | WAT
Hydroelectric Pumped Storage.WAT | other | TRUE | 16572 | Salt River Project | 148 | Mormon Flat | AZ | Maricopa | MF2 | Hydroelectric Pumped Storage | PS |  | S | 54.3 | 0.9 | 57.3 | 57.3 | 10 | N |  |  | N | Electric Utility | 1 | X | WAT
Conventional Hydroelectric.WAT | hydro | TRUE | 16572 | Salt River Project | 149 | Roosevelt | AZ | Maricopa | ROOS | Conventional Hydroelectric | HY |  | S | 36 | 0.9 | 34.8 | 34.8 | 10 | N |  |  | N | Electric Utility | 1 | X | WAT
Conventional Hydroelectric.WAT | hydro | TRUE | 16572 | Salt River Project | 150 | Stewart Mountain | AZ | Maricopa | SM | Conventional Hydroelectric | HY |  | S | 13 | 0.8 | 13 | 13 | 0.1 | N |  |  | N | Electric Utility | 1 | X | WAT
Petroleum Liquids.DFO | petroleum | TRUE | 12745 | Modesto Irrigation District | 151 | McClure | CA | Stanislaus | 1 | Petroleum Liquids | GT |  | S | 71.2 | 0.9 | 53.5 | 53.5 | 20 | N |  |  | N | Electric Utility | 1 | X | DFO | NG
Natural Gas Fired Combustion Turbine.NG | natural gas peaker | TRUE | 12745 | Modesto Irrigation District | 151 | McClure | CA | Stanislaus | 2 | Natural Gas Fired Combustion Turbine | GT |  | S | 71.2 | 0.9 | 53.5 | 53.5 | 20 | N |  |  | N | Electric Utility | 1 | X | NG | DFO
Conventional Hydroelectric.WAT | hydro | TRUE | 2518 | U S Bureau of Reclamation | 152 | Davis Dam | AZ | Mohave | 1 | Conventional Hydroelectric | HY |  | S | 51.7 | 1 | 51.7 | 51.7 | 0 | N |  |  | N | Electric Utility | 1 | X | WAT
Conventional Hydroelectric.WAT | hydro | TRUE | 2518 | U S Bureau of Reclamation | 152 | Davis Dam | AZ | Mohave | 2 | Conventional Hydroelectric | HY |  | S | 51.7 | 1 | 51.7 | 51.7 | 0 | N |  |  | N | Electric Utility | 1 | X | WAT
Conventional Hydroelectric.WAT | hydro | TRUE | 2518 | U S Bureau of Reclamation | 152 | Davis Dam | AZ | Mohave | 3 | Conventional Hydroelectric | HY |  | S | 48 | 1 | 48 | 48 | 0 | N |  |  | N | Electric Utility | 1 | X | WAT
Conventional Hydroelectric.WAT | hydro | TRUE | 2518 | U S Bureau of Reclamation | 152 | Davis Dam | AZ | Mohave | 4 | Conventional Hydroelectric | HY |  | S | 51.7 | 1 | 51.7 | 51.7 | 0 | N |  |  | N | Electric Utility | 1 | X | WAT
Conventional Hydroelectric.WAT | hydro | TRUE | 2518 | U S Bureau of Reclamation | 152 | Davis Dam | AZ | Mohave | 5 | Conventional Hydroelectric | HY |  | S | 51.7 | 1 | 51.7 | 51.7 | 0 | N |  |  | N | Electric Utility | 1 | X | WAT
Conventional Hydroelectric.WAT | hydro | TRUE | 2518 | U S Bureau of Reclamation | 153 | Glen Canyon Dam | AZ | Coconino | 1 | Conventional Hydroelectric | HY |  | S | 165 | 0.95 | 165 | 165 | 0 | N |  |  | N | Electric Utility | 1 | X | WAT
Conventional Hydroelectric.WAT | hydro | TRUE | 2518 | U S Bureau of Reclamation | 153 | Glen Canyon Dam | AZ | Coconino | 2 | Conventional Hydroelectric | HY |  | S | 165 | 0.95 | 165 | 165 | 0 | N |  |  | N | Electric Utility | 1 | X | WAT
Conventional Hydroelectric.WAT | hydro | TRUE | 2518 | U S Bureau of Reclamation | 153 | Glen Canyon Dam | AZ | Coconino | 3 | Conventional Hydroelectric | HY |  | S | 165 | 0.95 | 165 | 165 | 0 | N |  |  | N | Electric Utility | 1 | X | WAT
Conventional Hydroelectric.WAT | hydro | TRUE | 2518 | U S Bureau of Reclamation | 153 | Glen Canyon Dam | AZ | Coconino | 4 | Conventional Hydroelectric | HY |  | S | 165 | 0.95 | 165 | 165 | 0 | N |  |  | N | Electric Utility | 1 | X | WAT
Conventional Hydroelectric.WAT | hydro | TRUE | 2518 | U S Bureau of Reclamation | 153 | Glen Canyon Dam | AZ | Coconino | 5 | Conventional Hydroelectric | HY |  | S | 165 | 0.95 | 165 | 165 | 0 | N |  |  | N | Electric Utility | 1 | X | WAT
Conventional Hydroelectric.WAT | hydro | TRUE | 2518 | U S Bureau of Reclamation | 153 | Glen Canyon Dam | AZ | Coconino | 6 | Conventional Hydroelectric | HY |  | S | 165 | 0.95 | 165 | 165 | 0 | N |  |  | N | Electric Utility | 1 | X | WAT
Conventional Hydroelectric.WAT | hydro | TRUE | 2518 | U S Bureau of Reclamation | 153 | Glen Canyon Dam | AZ | Coconino | 7 | Conventional Hydroelectric | HY |  | S | 157 | 0.95 | 157 | 157 | 0 | N |  |  | N | Electric Utility | 1 | X | WAT
Conventional Hydroelectric.WAT | hydro | TRUE | 2518 | U S Bureau of Reclamation | 153 | Glen Canyon Dam | AZ | Coconino | 8 | Conventional Hydroelectric | HY |  | S | 165 | 0.95 | 165 | 165 | 0 | N |  |  | N | Electric Utility | 1 | X | WAT
Conventional Hydroelectric.WAT | hydro | TRUE | 2518 | U S Bureau of Reclamation | 154 | Hoover Dam (NV) | NV | Clark | N0 | Conventional Hydroelectric | HY |  | S | 2.4 | 0.8 | 2.4 | 2.4 | 0 | N |  |  | N | Electric Utility | 1 | X | WAT
Conventional Hydroelectric.WAT | hydro | TRUE | 2518 | U S Bureau of Reclamation | 154 | Hoover Dam (NV) | NV | Clark | N1 | Conventional Hydroelectric | HY |  | S | 130 | 0.98 | 130 | 130 | 0 | N |  |  | N | Electric Utility | 1 | X | WAT
Conventional Hydroelectric.WAT | hydro | TRUE | 2518 | U S Bureau of Reclamation | 154 | Hoover Dam (NV) | NV | Clark | N2 | Conventional Hydroelectric | HY |  | S | 130 | 0.98 | 130 | 130 | 0 | N |  |  | N | Electric Utility | 1 | X | WAT
Conventional Hydroelectric.WAT | hydro | TRUE | 2518 | U S Bureau of Reclamation | 154 | Hoover Dam (NV) | NV | Clark | N3 | Conventional Hydroelectric | HY |  | S | 130 | 0.98 | 130 | 130 | 0 | N |  |  | N | Electric Utility | 1 | X | WAT
Conventional Hydroelectric.WAT | hydro | TRUE | 2518 | U S Bureau of Reclamation | 154 | Hoover Dam (NV) | NV | Clark | N4 | Conventional Hydroelectric | HY |  | S | 130 | 0.98 | 130 | 130 | 0 | N |  |  | N | Electric Utility | 1 | X | WAT
Conventional Hydroelectric.WAT | hydro | TRUE | 2518 | U S Bureau of Reclamation | 154 | Hoover Dam (NV) | NV | Clark | N5 | Conventional Hydroelectric | HY |  | S | 130 | 0.98 | 130 | 130 | 0 | N |  |  | N | Electric Utility | 1 | X | WAT
Conventional Hydroelectric.WAT | hydro | TRUE | 2518 | U S Bureau of Reclamation | 154 | Hoover Dam (NV) | NV | Clark | N6 | Conventional Hydroelectric | HY |  | S | 130 | 0.98 | 130 | 130 | 0 | N |  |  | N | Electric Utility | 1 | X | WAT
Conventional Hydroelectric.WAT | hydro | TRUE | 2518 | U S Bureau of Reclamation | 154 | Hoover Dam (NV) | NV | Clark | N7 | Conventional Hydroelectric | HY |  | S | 127 | 0.97 | 127 | 127 | 0 | N |  |  | N | Electric Utility | 1 | X | WAT
Conventional Hydroelectric.WAT | hydro | TRUE | 2518 | U S Bureau of Reclamation | 154 | Hoover Dam (NV) | NV | Clark | N8 | Conventional Hydroelectric | HY |  | S | 130 | 0.98 | 130 | 130 | 0 | N |  |  | N | Electric Utility | 1 | X | WAT
Conventional Hydroelectric.WAT | hydro | TRUE | 8366 | Heber Light & Power Company | 159 | Lake Creek Dam | UT | Wasatch | 1 | Conventional Hydroelectric | HY |  | S | 1.5 | 1 | 1 | 1 | 0.2 | N |  |  | N | Electric Utility | 1 | X | WAT
Natural Gas Fired Combustion Turbine.NG | natural gas peaker | TRUE | 796 | Arizona Electric Pwr Coop Inc | 160 | Apache Station | AZ | Cochise | GT1 | Natural Gas Fired Combustion Turbine | GT |  | S | 11.5 | 0.85 | 10 | 10 | 1 | N |  |  | N | Electric Utility | 1 | X | NG
Natural Gas Fired Combustion Turbine.NG | natural gas peaker | TRUE | 796 | Arizona Electric Pwr Coop Inc | 160 | Apache Station | AZ | Cochise | GT2 | Natural Gas Fired Combustion Turbine | GT |  | S | 20.4 | 0.9 | 18.5 | 20 | 2 | N |  |  | N | Electric Utility | 1 | X | NG | DFO
Natural Gas Fired Combustion Turbine.NG | natural gas peaker | TRUE | 796 | Arizona Electric Pwr Coop Inc | 160 | Apache Station | AZ | Cochise | GT3 | Natural Gas Fired Combustion Turbine | GT |  | S | 78.7 | 0.9 | 60 | 63 | 7 | N |  |  | N | Electric Utility | 1 | X | NG
Natural Gas Fired Combustion Turbine.NG | natural gas peaker | TRUE | 796 | Arizona Electric Pwr Coop Inc | 160 | Apache Station | AZ | Cochise | GT4 | Natural Gas Fired Combustion Turbine | GT |  | S | 60.5 | 0.85 | 38 | 44 | 5 | N |  |  | N | Electric Utility | 1 | X | NG | DFO
Natural Gas Steam Turbine.NG | natural gas steam turbine | TRUE | 796 | Arizona Electric Pwr Coop Inc | 160 | Apache Station | AZ | Cochise | ST1 | Natural Gas Steam Turbine | ST |  | S | 81.6 | 0.85 | 72 | 72 | 20 | N |  |  | N | Electric Utility | 1 | X | NG
Natural Gas Steam Turbine.NG | natural gas steam turbine | TRUE | 796 | Arizona Electric Pwr Coop Inc | 160 | Apache Station | AZ | Cochise | ST2 | Natural Gas Steam Turbine | ST |  | S | 204 | 0.85 | 175 | 175 | 50 | N |  |  | N | Electric Utility | 1 | X | NG
Conventional Steam Coal.SUB | hard coal | TRUE | 796 | Arizona Electric Pwr Coop Inc | 160 | Apache Station | AZ | Cochise | ST3 | Conventional Steam Coal | ST |  | S | 204 | 0.85 | 175 | 175 | 50 | N |  |  | N | Electric Utility | 1 | X | SUB | NG | BIT
Conventional Hydroelectric.WAT | hydro | TRUE | 19281 | Turlock Irrigation District | 161 | Turlock Lake | CA | Stanislaus | 1 | Conventional Hydroelectric | HY |  | S | 1.1 | 0.95 | 1.1 | 1.1 | 0.3 | N |  |  | N | Electric Utility | 1 | X | WAT
Conventional Hydroelectric.WAT | hydro | TRUE | 19281 | Turlock Irrigation District | 161 | Turlock Lake | CA | Stanislaus | 2 | Conventional Hydroelectric | HY |  | S | 1.1 | 0.95 | 1.1 | 1.1 | 0.3 | N |  |  | N | Electric Utility | 1 | X | WAT
Conventional Hydroelectric.WAT | hydro | TRUE | 19281 | Turlock Irrigation District | 161 | Turlock Lake | CA | Stanislaus | 3 | Conventional Hydroelectric | HY |  | S | 1.1 | 0.95 | 1.1 | 1.1 | 0.3 | N |  |  | N | Electric Utility | 1 | X | WAT
Conventional Hydroelectric.WAT | hydro | TRUE | 19281 | Turlock Irrigation District | 162 | Hickman | CA | Stanislaus | 1 | Conventional Hydroelectric | HY |  | S | 0.5 | 0.95 | 0.5 | 0.5 | 0.1 | N |  |  | N | Electric Utility | 1 | X | WAT
Conventional Hydroelectric.WAT | hydro | TRUE | 19281 | Turlock Irrigation District | 162 | Hickman | CA | Stanislaus | 2 | Conventional Hydroelectric | HY |  | S | 0.5 | 0.95 | 0.5 | 0.5 | 0.1 | N |  |  | N | Electric Utility | 1 | X | WAT
Conventional Steam Coal.SUB | hard coal | TRUE | 7490 | Grand River Dam Authority | 165 | GREC | OK | Mayes | 2 | Conventional Steam Coal | ST |  | S | 594 | 0.9 | 492.5 | 492.5 | 150 | N |  |  | N | Electric Utility | 1 | X | SUB
Natural Gas Fired Combined Cycle.NG | natural gas combined cycle | TRUE | 7490 | Grand River Dam Authority | 165 | GREC | OK | Mayes | 3CT | Natural Gas Fired Combined Cycle | CT | CT03 | S | 369 | 0.9 | 310.3 | 327.3 | 160 | N |  |  | N | Electric Utility | 1 | X | NG
Natural Gas Fired Combined Cycle.NG | natural gas combined cycle | TRUE | 7490 | Grand River Dam Authority | 165 | GREC | OK | Mayes | 3ST | Natural Gas Fired Combined Cycle | CA | CT03 | S | 231.3 | 0.9 | 166.7 | 175.7 | 100 | N |  |  | N | Electric Utility | 1 | X | NG
Conventional Hydroelectric.WAT | hydro | TRUE | 814 | Entergy Arkansas LLC | 166 | Carpenter | AR | Garland | 1 | Conventional Hydroelectric | HY |  | S | 28 | 0.9 | 30.5 | 30.5 | 15 | N |  |  | N | Electric Utility | 1 | X | WAT
Conventional Hydroelectric.WAT | hydro | TRUE | 814 | Entergy Arkansas LLC | 166 | Carpenter | AR | Garland | 2 | Conventional Hydroelectric | HY |  | S | 28 | 0.9 | 30.4 | 30.4 | 15 | N |  |  | N | Electric Utility | 1 | X | WAT
Natural Gas Steam Turbine.NG | natural gas steam turbine | TRUE | 814 | Entergy Arkansas LLC | 170 | Lake Catherine | AR | Hot Spring | 4 | Natural Gas Steam Turbine | ST |  | S | 552.5 | 0.85 | 522 | 522 | 45 | N | 6 | 2025 | N | Electric Utility | 1 | X | NG
Petroleum Liquids.DFO | petroleum | TRUE | 14216 | City of Osceola - (AR) | 172 | Osceola (AR) | AR | Mississippi | 9 | Petroleum Liquids | IC |  | S | 1.6 | 1 | 1.6 | 1.6 | 1.6 | N |  |  | N | Electric Utility | 1 | X | DFO
Conventional Hydroelectric.WAT | hydro | TRUE | 814 | Entergy Arkansas LLC | 174 | Remmel | AR | Hot Spring | 1 | Conventional Hydroelectric | HY |  | S | 3 | 0.85 | 4 | 4 | 1 | N |  |  | N | Electric Utility | 1 | X | WAT
Conventional Hydroelectric.WAT | hydro | TRUE | 814 | Entergy Arkansas LLC | 174 | Remmel | AR | Hot Spring | 2 | Conventional Hydroelectric | HY |  | S | 3 | 0.85 | 3.7 | 3.7 | 1 | N |  |  | N | Electric Utility | 1 | X | WAT
Conventional Hydroelectric.WAT | hydro | TRUE | 814 | Entergy Arkansas LLC | 174 | Remmel | AR | Hot Spring | 3 | Conventional Hydroelectric | HY |  | S | 3 | 0.85 | 3.9 | 3.9 | 1 | N |  |  | N | Electric Utility | 1 | X | WAT
Conventional Hydroelectric.WAT | hydro | TRUE | 14328 | Pacific Gas & Electric Co. | 180 | Volta 2 | CA | Shasta | 1 | Conventional Hydroelectric | HY |  | S | 1 | 0.84 | 0.9 | 0.9 | 0 | N |  |  | N | Electric Utility | 1 | X | WAT
Conventional Hydroelectric.WAT | hydro | TRUE | 19647 | USCE-Little Rock District | 182 | Beaver Dam | AR | Carroll | 1 | Conventional Hydroelectric | HY |  | S | 56 | 0.95 | 64.4 | 64.4 | 20 | N |  |  | N | Electric Utility | 1 | X | WAT
Conventional Hydroelectric.WAT | hydro | TRUE | 19647 | USCE-Little Rock District | 182 | Beaver Dam | AR | Carroll | 2 | Conventional Hydroelectric | HY |  | S | 56 | 0.95 | 64.4 | 64.4 | 20 | N |  |  | N | Electric Utility | 1 | X | WAT
Conventional Hydroelectric.WAT | hydro | TRUE | 19406 | USCE -Vickburg District | 187 | Degray | AR | Clark | 1 | Conventional Hydroelectric | HY |  | S | 40 | 0.95 | 40 | 40 | 15 | N |  |  | N | Electric Utility | 1 | X | WAT
Hydroelectric Pumped Storage.WAT | other | TRUE | 19406 | USCE -Vickburg District | 187 | Degray | AR | Clark | 2 | Hydroelectric Pumped Storage | PS |  | S | 30 | 0.95 | 30 | 30 | 15 | N |  |  | N | Electric Utility | 1 | X | WAT
Conventional Hydroelectric.WAT | hydro | TRUE | 19647 | USCE-Little Rock District | 188 | Greers Ferry Lake | AR | Cleburne | 1 | Conventional Hydroelectric | HY |  | S | 48 | 0.95 | 50 | 50 | 15 | N |  |  | N | Electric Utility | 1 | X | WAT
Conventional Hydroelectric.WAT | hydro | TRUE | 19647 | USCE-Little Rock District | 188 | Greers Ferry Lake | AR | Cleburne | 2 | Conventional Hydroelectric | HY |  | S | 48 | 0.95 | 40 | 40 | 15 | N |  |  | N | Electric Utility | 1 | X | WAT
Petroleum Liquids.DFO | petroleum | TRUE | 15043 | City of Piggott - (AR) | 193 | Municipal Light | AR | Clay | 1 | Petroleum Liquids | IC |  | S | 2 | 1 | 2 | 2 | 1.2 | N |  |  | N | Electric Utility | 1 | X | DFO | NG
Petroleum Liquids.DFO | petroleum | TRUE | 15043 | City of Piggott - (AR) | 193 | Municipal Light | AR | Clay | 2 | Petroleum Liquids | IC |  | S | 0.6 | 1 | 0.6 | 0.6 | 0.4 | N |  |  | N | Electric Utility | 1 | X | DFO | NG
Petroleum Liquids.DFO | petroleum | TRUE | 15043 | City of Piggott - (AR) | 193 | Municipal Light | AR | Clay | 4 | Petroleum Liquids | IC |  | S | 2.2 | 1 | 2.2 | 2.2 | 1.4 | N |  |  | N | Electric Utility | 1 | X | DFO
Petroleum Liquids.DFO | petroleum | TRUE | 15043 | City of Piggott - (AR) | 193 | Municipal Light | AR | Clay | 6 | Petroleum Liquids | IC |  | S | 1.3 | 1 | 1.3 | 1.3 | 0.7 | N |  |  | N | Electric Utility | 1 | X | DFO | NG
Petroleum Liquids.DFO | petroleum | TRUE | 15043 | City of Piggott - (AR) | 193 | Municipal Light | AR | Clay | 7 | Petroleum Liquids | IC |  | S | 1.1 | 1 | 1.1 | 1.1 | 0.6 | N |  |  | N | Electric Utility | 1 | X | DFO | NG
Conventional Hydroelectric.WAT | hydro | TRUE | 19406 | USCE -Vickburg District | 195 | Narrows (AR) | AR | Pike | 1 | Conventional Hydroelectric | HY |  | S | 8.5 | 0.9 | 9.7 | 9.7 | 5 | N |  |  | N | Electric Utility | 1 | X | WAT
Conventional Hydroelectric.WAT | hydro | TRUE | 19406 | USCE -Vickburg District | 195 | Narrows (AR) | AR | Pike | 2 | Conventional Hydroelectric | HY |  | S | 8.5 | 0.9 | 9.7 | 9.7 | 5 | N |  |  | N | Electric Utility | 1 | X | WAT
Conventional Hydroelectric.WAT | hydro | TRUE | 19406 | USCE -Vickburg District | 195 | Narrows (AR) | AR | Pike | 3 | Conventional Hydroelectric | HY |  | S | 8.5 | 0.9 | 9.7 | 9.7 | 5 | N |  |  | N | Electric Utility | 1 | X | WAT
Conventional Hydroelectric.WAT | hydro | TRUE | 19647 | USCE-Little Rock District | 196 | Norfork | AR | Baxter | 1 | Conventional Hydroelectric | HY |  | S | 40.2 | 0.9 | 40 | 40 | 10 | N |  |  | N | Electric Utility | 1 | X | WAT
Conventional Hydroelectric.WAT | hydro | TRUE | 19647 | USCE-Little Rock District | 196 | Norfork | AR | Baxter | 2 | Conventional Hydroelectric | HY |  | S | 40.2 | 0.9 | 40 | 40 | 10 | N |  |  | N | Electric Utility | 1 | X | WAT
Conventional Hydroelectric.WAT | hydro | TRUE | 19406 | USCE -Vickburg District | 197 | Blakely Mountain | AR | Garland | 1 | Conventional Hydroelectric | HY |  | S | 37.5 | 0.9 | 37.5 | 37.5 | 20 | N |  |  | N | Electric Utility | 1 | X | WAT
Conventional Hydroelectric.WAT | hydro | TRUE | 19406 | USCE -Vickburg District | 197 | Blakely Mountain | AR | Garland | 2 | Conventional Hydroelectric | HY |  | S | 37.5 | 0.9 | 37.5 | 37.5 | 20 | N |  |  | N | Electric Utility | 1 | X | WAT
Conventional Hydroelectric.WAT | hydro | TRUE | 19647 | USCE-Little Rock District | 198 | Bull Shoals | AR | Marion | 1 | Conventional Hydroelectric | HY |  | S | 40 | 0.95 | 45 | 45 | 10 | N |  |  | N | Electric Utility | 1 | X | WAT
Conventional Hydroelectric.WAT | hydro | TRUE | 19647 | USCE-Little Rock District | 198 | Bull Shoals | AR | Marion | 2 | Conventional Hydroelectric | HY |  | S | 40 | 0.95 | 45 | 45 | 10 | N |  |  | N | Electric Utility | 1 | X | WAT
Conventional Hydroelectric.WAT | hydro | TRUE | 19647 | USCE-Little Rock District | 198 | Bull Shoals | AR | Marion | 3 | Conventional Hydroelectric | HY |  | S | 40 | 0.95 | 35 | 35 | 10 | N |  |  | N | Electric Utility | 1 | X | WAT
Conventional Hydroelectric.WAT | hydro | TRUE | 19647 | USCE-Little Rock District | 198 | Bull Shoals | AR | Marion | 4 | Conventional Hydroelectric | HY |  | S | 40 | 0.95 | 45 | 45 | 10 | N |  |  | N | Electric Utility | 1 | X | WAT
Conventional Hydroelectric.WAT | hydro | TRUE | 19647 | USCE-Little Rock District | 198 | Bull Shoals | AR | Marion | 5 | Conventional Hydroelectric | HY |  | S | 45 | 0.95 | 50 | 50 | 10 | N |  |  | N | Electric Utility | 1 | X | WAT
Conventional Hydroelectric.WAT | hydro | TRUE | 19647 | USCE-Little Rock District | 198 | Bull Shoals | AR | Marion | 6 | Conventional Hydroelectric | HY |  | S | 45 | 0.95 | 50 | 50 | 10 | N |  |  | N | Electric Utility | 1 | X | WAT
Conventional Hydroelectric.WAT | hydro | TRUE | 19647 | USCE-Little Rock District | 198 | Bull Shoals | AR | Marion | 7 | Conventional Hydroelectric | HY |  | S | 45 | 0.95 | 50 | 50 | 10 | N |  |  | N | Electric Utility | 1 | X | WAT
Conventional Hydroelectric.WAT | hydro | TRUE | 19647 | USCE-Little Rock District | 198 | Bull Shoals | AR | Marion | 8 | Conventional Hydroelectric | HY |  | S | 45 | 0.95 | 50 | 50 | 10 | N |  |  | N | Electric Utility | 1 | X | WAT
Conventional Hydroelectric.WAT | hydro | TRUE | 19647 | USCE-Little Rock District | 199 | Dardanelle | AR | Pope | 1 | Conventional Hydroelectric | HY |  | S | 40.2 | 0.95 | 35 | 35 | 10 | N |  |  | N | Electric Utility | 1 | X | WAT
Conventional Hydroelectric.WAT | hydro | TRUE | 19647 | USCE-Little Rock District | 199 | Dardanelle | AR | Pope | 2 | Conventional Hydroelectric | HY |  | S | 40.2 | 0.95 | 35 | 35 | 10 | N |  |  | N | Electric Utility | 1 | X | WAT
Conventional Hydroelectric.WAT | hydro | TRUE | 19647 | USCE-Little Rock District | 199 | Dardanelle | AR | Pope | 3 | Conventional Hydroelectric | HY |  | S | 40.2 | 0.95 | 35 | 35 | 10 | N |  |  | N | Electric Utility | 1 | X | WAT
Conventional Hydroelectric.WAT | hydro | TRUE | 19647 | USCE-Little Rock District | 199 | Dardanelle | AR | Pope | 4 | Conventional Hydroelectric | HY |  | S | 40.2 | 0.95 | 35 | 35 | 10 | N |  |  | N | Electric Utility | 1 | X | WAT
Natural Gas Fired Combined Cycle.NG | natural gas combined cycle | TRUE | 807 | Arkansas Electric Coop Corp | 201 | Thomas Fitzhugh | AR | Franklin | 1 | Natural Gas Fired Combined Cycle | CA | FIT1 | S | 59 | 0.88 | 61 | 62 | 25 | N |  |  | N | Electric Utility | 1 | X | NG | DFO
Natural Gas Fired Combined Cycle.NG | natural gas combined cycle | TRUE | 807 | Arkansas Electric Coop Corp | 201 | Thomas Fitzhugh | AR | Franklin | 2 | Natural Gas Fired Combined Cycle | CT | FIT1 | S | 126 | 0.9 | 101 | 110 | 65 | N |  |  | N | Electric Utility | 1 | X | NG | DFO
Natural Gas Steam Turbine.NG | natural gas steam turbine | TRUE | 807 | Arkansas Electric Coop Corp | 202 | Carl Bailey | AR | Woodruff | 1 | Natural Gas Steam Turbine | ST |  | S | 120 | 0.85 | 122 | 122 | 25 | N |  |  | N | Electric Utility | 1 | X | NG | RFO
Natural Gas Steam Turbine.NG | natural gas steam turbine | TRUE | 807 | Arkansas Electric Coop Corp | 203 | McClellan (AR) | AR | Ouachita | 1 | Natural Gas Steam Turbine | ST |  | S | 136 | 0.85 | 134 | 134 | 35 | N |  |  | N | Electric Utility | 1 | X | NG | DFO
Nuclear.NUC | nuclear | TRUE | 55951 | Exelon Nuclear | 204 | Clinton Power Station | IL | DeWitt | 1 | Nuclear | ST |  | S | 1138.3 | 0.9 | 1050.2 | 1060.5 | 296.9 | N |  |  | N | IPP Non-CHP | 2 | X | NUC
Nuclear.NUC | nuclear | TRUE | 20893 | Wolf Creek Nuclear Optg Corp | 210 | Wolf Creek Generating Station | KS | Coffey | 1 | Nuclear | ST |  | J | 1267.7 | 0.9 | 1225 | 1255 | 50 | N |  |  | N | Electric Utility | 1 | X | NUC
Conventional Hydroelectric.WAT | hydro | TRUE | 14328 | Pacific Gas & Electric Co. | 214 | Alta Powerhouse | CA | Placer | 1 | Conventional Hydroelectric | HY |  | S | 1 | 1 | 1 | 1 | 0 | N |  |  | N | Electric Utility | 1 | X | WAT
Conventional Hydroelectric.WAT | hydro | TRUE | 19586 | Utica Water & Power Authority | 215 | Angels | CA | Calaveras | 1 | Conventional Hydroelectric | HY |  | S | 1.4 | 0.8 | 0.7 | 1 | 0.3 | N |  |  | N | IPP Non-CHP | 2 | X | WAT
Conventional Hydroelectric.WAT | hydro | TRUE | 14328 | Pacific Gas & Electric Co. | 217 | Balch 1 | CA | Fresno | 1 | Conventional Hydroelectric | HY |  | S | 31 | 0.94 | 34 | 34 | 0 | N |  |  | N | Electric Utility | 1 | X | WAT
Conventional Hydroelectric.WAT | hydro | TRUE | 14328 | Pacific Gas & Electric Co. | 218 | Balch 2 | CA | Fresno | 2 | Conventional Hydroelectric | HY |  | S | 48.6 | 0.9 | 52.5 | 52.5 | 0 | N |  |  | N | Electric Utility | 1 | X | WAT
Conventional Hydroelectric.WAT | hydro | TRUE | 14328 | Pacific Gas & Electric Co. | 218 | Balch 2 | CA | Fresno | 3 | Conventional Hydroelectric | HY |  | S | 48.6 | 0.9 | 52.5 | 52.5 | 0 | N |  |  | N | Electric Utility | 1 | X | WAT
Conventional Hydroelectric.WAT | hydro | TRUE | 14328 | Pacific Gas & Electric Co. | 219 | Belden | CA | Plumas | 1 | Conventional Hydroelectric | HY |  | S | 117.9 | 0.9 | 125 | 125 | 0 | N |  |  | N | Electric Utility | 1 | X | WAT
Conventional Hydroelectric.WAT | hydro | TRUE | 14328 | Pacific Gas & Electric Co. | 220 | Bucks Creek | CA | Plumas | H1 | Conventional Hydroelectric | HY |  | S | 33 | 1 | 32.5 | 32.5 | 0 | N |  |  | N | Electric Utility | 1 | X | WAT
Conventional Hydroelectric.WAT | hydro | TRUE | 14328 | Pacific Gas & Electric Co. | 220 | Bucks Creek | CA | Plumas | H2 | Conventional Hydroelectric | HY |  | S | 33 | 1 | 32.5 | 32.5 | 0 | N |  |  | N | Electric Utility | 1 | X | WAT
Conventional Hydroelectric.WAT | hydro | TRUE | 14328 | Pacific Gas & Electric Co. | 221 | Butt Valley | CA | Plumas | 1 | Conventional Hydroelectric | HY |  | S | 40 | 0.9 | 41 | 41 | 0 | N |  |  | N | Electric Utility | 1 | X | WAT
Conventional Hydroelectric.WAT | hydro | TRUE | 14328 | Pacific Gas & Electric Co. | 222 | Caribou 1 | CA | Plumas | 1 | Conventional Hydroelectric | HY |  | S | 23.8 | 0.9 | 25 | 25 | 0 | N |  |  | N | Electric Utility | 1 | X | WAT
Conventional Hydroelectric.WAT | hydro | TRUE | 14328 | Pacific Gas & Electric Co. | 222 | Caribou 1 | CA | Plumas | 2 | Conventional Hydroelectric | HY |  | S | 25 | 0.9 | 25 | 25 | 0 | N |  |  | N | Electric Utility | 1 | X | WAT
Conventional Hydroelectric.WAT | hydro | TRUE | 14328 | Pacific Gas & Electric Co. | 222 | Caribou 1 | CA | Plumas | 3 | Conventional Hydroelectric | HY |  | S | 25 | 0.9 | 25 | 25 | 0 | N |  |  | N | Electric Utility | 1 | X | WAT
Conventional Hydroelectric.WAT | hydro | TRUE | 14328 | Pacific Gas & Electric Co. | 223 | Caribou 2 | CA | Plumas | 4 | Conventional Hydroelectric | HY |  | S | 60.3 | 0.9 | 60 | 60 | 0 | N |  |  | N | Electric Utility | 1 | X | WAT
Conventional Hydroelectric.WAT | hydro | TRUE | 14328 | Pacific Gas & Electric Co. | 223 | Caribou 2 | CA | Plumas | 5 | Conventional Hydroelectric | HY |  | S | 57.6 | 0.9 | 60 | 60 | 0 | N |  |  | N | Electric Utility | 1 | X | WAT
Conventional Hydroelectric.WAT | hydro | TRUE | 14328 | Pacific Gas & Electric Co. | 224 | Centerville PH | CA | Butte | 1 | Conventional Hydroelectric | HY |  | S | 5.5 | 1 | 5.5 | 5.5 | 0 | N |  |  | N | Electric Utility | 1 | X | WAT
Conventional Hydroelectric.WAT | hydro | TRUE | 14328 | Pacific Gas & Electric Co. | 224 | Centerville PH | CA | Butte | 2 | Conventional Hydroelectric | HY |  | S | 0.9 | 1 | 0.9 | 0.9 | 0 | N |  |  | N | Electric Utility | 1 | X | WAT
Conventional Hydroelectric.WAT | hydro | TRUE | 16534 | Sacramento Municipal Util Dist | 225 | Chili Bar | CA | El Dorado | 1 | Conventional Hydroelectric | HY |  | S | 8.3 | 0.9 | 7 | 7 | 0 | N |  |  | N | Electric Utility | 1 | X | WAT
Conventional Hydroelectric.WAT | hydro | TRUE | 14328 | Pacific Gas & Electric Co. | 227 | Coleman PH | CA | Shasta | 1 | Conventional Hydroelectric | HY |  | S | 12.1 | 0.9 | 13 | 13 | 0 | N |  |  | N | Electric Utility | 1 | X | WAT
Conventional Hydroelectric.WAT | hydro | TRUE | 14328 | Pacific Gas & Electric Co. | 229 | Cow Creek | CA | Shasta | 1 | Conventional Hydroelectric | HY |  | S | 0.7 | 0.8 | 0.9 | 0.9 | 0 | N | 12 | 2024 | N | Electric Utility | 1 | X | WAT
Conventional Hydroelectric.WAT | hydro | TRUE | 14328 | Pacific Gas & Electric Co. | 229 | Cow Creek | CA | Shasta | 2 | Conventional Hydroelectric | HY |  | S | 0.7 | 0.8 | 0.9 | 0.9 | 0 | N | 12 | 2024 | N | Electric Utility | 1 | X | WAT
Conventional Hydroelectric.WAT | hydro | TRUE | 14328 | Pacific Gas & Electric Co. | 231 | Cresta | CA | Butte | 1 | Conventional Hydroelectric | HY |  | S | 36.9 | 0.9 | 35 | 35 | 0 | N |  |  | N | Electric Utility | 1 | X | WAT
Conventional Hydroelectric.WAT | hydro | TRUE | 14328 | Pacific Gas & Electric Co. | 231 | Cresta | CA | Butte | 2 | Conventional Hydroelectric | HY |  | S | 36.9 | 0.9 | 35 | 35 | 0 | N |  |  | N | Electric Utility | 1 | X | WAT
Conventional Hydroelectric.WAT | hydro | TRUE | 14328 | Pacific Gas & Electric Co. | 232 | De Sabla | CA | Butte | 1 | Conventional Hydroelectric | HY |  | S | 18.4 | 0.9 | 18.5 | 18.5 | 0 | N |  |  | N | Electric Utility | 1 | X | WAT
Conventional Hydroelectric.WAT | hydro | TRUE | 14328 | Pacific Gas & Electric Co. | 233 | Deer Creek PH | CA | Nevada | 1 | Conventional Hydroelectric | HY |  | S | 5.5 | 0.8 | 5.7 | 5.7 | 0 | N |  |  | N | Electric Utility | 1 | X | WAT
Conventional Hydroelectric.WAT | hydro | TRUE | 14328 | Pacific Gas & Electric Co. | 235 | Drum 1 | CA | Placer | 1 | Conventional Hydroelectric | HY |  | S | 12 | 0.9 | 13.2 | 13.2 | 0 | N |  |  | N | Electric Utility | 1 | X | WAT
Conventional Hydroelectric.WAT | hydro | TRUE | 14328 | Pacific Gas & Electric Co. | 235 | Drum 1 | CA | Placer | 2 | Conventional Hydroelectric | HY |  | S | 12 | 0.9 | 13.2 | 13.2 | 0 | N |  |  | N | Electric Utility | 1 | X | WAT
Conventional Hydroelectric.WAT | hydro | TRUE | 14328 | Pacific Gas & Electric Co. | 235 | Drum 1 | CA | Placer | 3 | Conventional Hydroelectric | HY |  | S | 12 | 0.9 | 13.2 | 13.2 | 0 | N |  |  | N | Electric Utility | 1 | X | WAT
Conventional Hydroelectric.WAT | hydro | TRUE | 14328 | Pacific Gas & Electric Co. | 235 | Drum 1 | CA | Placer | 4 | Conventional Hydroelectric | HY |  | S | 13.2 | 0.9 | 14.4 | 14.4 | 0 | N |  |  | N | Electric Utility | 1 | X | WAT
Conventional Hydroelectric.WAT | hydro | TRUE | 14328 | Pacific Gas & Electric Co. | 236 | Drum 2 | CA | Placer | 5 | Conventional Hydroelectric | HY |  | S | 53.1 | 0.9 | 49.5 | 49.5 | 0 | N |  |  | N | Electric Utility | 1 | X | WAT
Conventional Hydroelectric.WAT | hydro | TRUE | 14328 | Pacific Gas & Electric Co. | 237 | Dutch Flat | CA | Placer | 1 | Conventional Hydroelectric | HY |  | S | 22 | 0.8 | 22 | 22 | 0 | N |  |  | N | Electric Utility | 1 | X | WAT
Conventional Hydroelectric.WAT | hydro | TRUE | 25915 | El Dorado Irrigation District | 238 | El Dorado | CA | El Dorado | 1 | Conventional Hydroelectric | HY |  | S | 10 | 0.8 | 10.4 | 10.6 | 2.5 | N |  |  | N | Electric Utility | 1 | X | WAT
Conventional Hydroelectric.WAT | hydro | TRUE | 25915 | El Dorado Irrigation District | 238 | El Dorado | CA | El Dorado | 2 | Conventional Hydroelectric | HY |  | S | 10 | 0.8 | 10.4 | 10.5 | 2.5 | N |  |  | N | Electric Utility | 1 | X | WAT
Conventional Hydroelectric.WAT | hydro | TRUE | 14328 | Pacific Gas & Electric Co. | 239 | Electra | CA | Amador | 1 | Conventional Hydroelectric | HY |  | S | 32.3 | 0.9 | 30.7 | 30.7 | 0 | N |  |  | N | Electric Utility | 1 | X | WAT
Conventional Hydroelectric.WAT | hydro | TRUE | 14328 | Pacific Gas & Electric Co. | 239 | Electra | CA | Amador | 2 | Conventional Hydroelectric | HY |  | S | 35.1 | 0.9 | 30.7 | 30.7 | 0 | N |  |  | N | Electric Utility | 1 | X | WAT
Conventional Hydroelectric.WAT | hydro | TRUE | 14328 | Pacific Gas & Electric Co. | 239 | Electra | CA | Amador | 3 | Conventional Hydroelectric | HY |  | S | 35.1 | 0.9 | 36.6 | 36.6 | 0 | N |  |  | N | Electric Utility | 1 | X | WAT
Conventional Hydroelectric.WAT | hydro | TRUE | 14328 | Pacific Gas & Electric Co. | 240 | Haas | CA | Fresno | H1 | Conventional Hydroelectric | HY |  | S | 67.5 | 0.9 | 72 | 72 | 0 | N |  |  | N | Electric Utility | 1 | X | WAT
Conventional Hydroelectric.WAT | hydro | TRUE | 14328 | Pacific Gas & Electric Co. | 240 | Haas | CA | Fresno | H2 | Conventional Hydroelectric | HY |  | S | 67.5 | 0.9 | 72 | 72 | 0 | N |  |  | N | Electric Utility | 1 | X | WAT
Conventional Hydroelectric.WAT | hydro | TRUE | 14328 | Pacific Gas & Electric Co. | 241 | Halsey | CA | Placer | 1 | Conventional Hydroelectric | HY |  | S | 13.6 | 0.8 | 11 | 11 | 0 | N |  |  | N | Electric Utility | 1 | X | WAT
Conventional Hydroelectric.WAT | hydro | TRUE | 14328 | Pacific Gas & Electric Co. | 242 | Hamilton Branch | CA | Plumas | 1 | Conventional Hydroelectric | HY |  | S | 2.6 | 0.8 | 2.4 | 2.4 | 0 | N |  |  | N | Electric Utility | 1 | X | WAT
Conventional Hydroelectric.WAT | hydro | TRUE | 14328 | Pacific Gas & Electric Co. | 242 | Hamilton Branch | CA | Plumas | 2 | Conventional Hydroelectric | HY |  | S | 2.7 | 0.85 | 2.4 | 2.4 | 0 | N |  |  | N | Electric Utility | 1 | X | WAT
Conventional Hydroelectric.WAT | hydro | TRUE | 14328 | Pacific Gas & Electric Co. | 243 | Hat Creek 1 | CA | Shasta | 1 | Conventional Hydroelectric | HY |  | S | 10 | 0.8 | 8.5 | 8.5 | 0 | N |  |  | N | Electric Utility | 1 | X | WAT
Conventional Hydroelectric.WAT | hydro | TRUE | 14328 | Pacific Gas & Electric Co. | 244 | Hat Creek 2 | CA | Shasta | 1 | Conventional Hydroelectric | HY |  | S | 10 | 0.8 | 8.5 | 8.5 | 0 | N |  |  | N | Electric Utility | 1 | X | WAT
Natural Gas Internal Combustion Engine.NG | natural gas peaker | TRUE | 14328 | Pacific Gas & Electric Co. | 246 | Humboldt Bay | CA | Humboldt | IC1 | Natural Gas Internal Combustion Engine | IC |  | S | 16.7 | 0.8 | 16.3 | 16.3 | 14.5 | N |  |  | N | Electric Utility | 1 | X | NG | DFO | OBG
Natural Gas Internal Combustion Engine.NG | natural gas peaker | TRUE | 14328 | Pacific Gas & Electric Co. | 246 | Humboldt Bay | CA | Humboldt | IC10 | Natural Gas Internal Combustion Engine | IC |  | S | 16.7 | 0.8 | 16.3 | 16.3 | 14.5 | N |  |  | N | Electric Utility | 1 | X | NG | DFO | OBG
Natural Gas Internal Combustion Engine.NG | natural gas peaker | TRUE | 14328 | Pacific Gas & Electric Co. | 246 | Humboldt Bay | CA | Humboldt | IC2 | Natural Gas Internal Combustion Engine | IC |  | S | 16.7 | 0.8 | 16.3 | 16.3 | 14.5 | N |  |  | N | Electric Utility | 1 | X | NG | DFO | OBG
Natural Gas Internal Combustion Engine.NG | natural gas peaker | TRUE | 14328 | Pacific Gas & Electric Co. | 246 | Humboldt Bay | CA | Humboldt | IC3 | Natural Gas Internal Combustion Engine | IC |  | S | 16.7 | 0.8 | 16.3 | 16.3 | 14.5 | N |  |  | N | Electric Utility | 1 | X | NG | DFO | OBG
Natural Gas Internal Combustion Engine.NG | natural gas peaker | TRUE | 14328 | Pacific Gas & Electric Co. | 246 | Humboldt Bay | CA | Humboldt | IC4 | Natural Gas Internal Combustion Engine | IC |  | S | 16.7 | 0.8 | 16.3 | 16.3 | 14.5 | N |  |  | N | Electric Utility | 1 | X | NG | DFO | OBG
Natural Gas Internal Combustion Engine.NG | natural gas peaker | TRUE | 14328 | Pacific Gas & Electric Co. | 246 | Humboldt Bay | CA | Humboldt | IC5 | Natural Gas Internal Combustion Engine | IC |  | S | 16.7 | 0.8 | 16.3 | 16.3 | 15.4 | N |  |  | N | Electric Utility | 1 | X | NG | DFO | OBG
Natural Gas Internal Combustion Engine.NG | natural gas peaker | TRUE | 14328 | Pacific Gas & Electric Co. | 246 | Humboldt Bay | CA | Humboldt | IC6 | Natural Gas Internal Combustion Engine | IC |  | S | 16.7 | 0.8 | 16.3 | 16.3 | 14.5 | N |  |  | N | Electric Utility | 1 | X | NG | DFO | OBG
Natural Gas Internal Combustion Engine.NG | natural gas peaker | TRUE | 14328 | Pacific Gas & Electric Co. | 246 | Humboldt Bay | CA | Humboldt | IC7 | Natural Gas Internal Combustion Engine | IC |  | S | 16.7 | 0.8 | 16.3 | 16.3 | 14.5 | N |  |  | N | Electric Utility | 1 | X | NG | DFO | OBG
Natural Gas Internal Combustion Engine.NG | natural gas peaker | TRUE | 14328 | Pacific Gas & Electric Co. | 246 | Humboldt Bay | CA | Humboldt | IC8 | Natural Gas Internal Combustion Engine | IC |  | S | 16.7 | 0.8 | 16.3 | 16.3 | 14.5 | N |  |  | N | Electric Utility | 1 | X | NG | DFO | OBG
Natural Gas Internal Combustion Engine.NG | natural gas peaker | TRUE | 14328 | Pacific Gas & Electric Co. | 246 | Humboldt Bay | CA | Humboldt | IC9 | Natural Gas Internal Combustion Engine | IC |  | S | 16.7 | 0.8 | 16.7 | 16.7 | 14.5 | N |  |  | N | Electric Utility | 1 | X | NG | DFO | OBG
Conventional Hydroelectric.WAT | hydro | TRUE | 14328 | Pacific Gas & Electric Co. | 248 | Inskip | CA | Tehama | 1 | Conventional Hydroelectric | HY |  | S | 7.6 | 0.9 | 8 | 8 | 0 | N |  |  | N | Electric Utility | 1 | X | WAT
Conventional Hydroelectric.WAT | hydro | TRUE | 14328 | Pacific Gas & Electric Co. | 249 | James B Black | CA | Shasta | 1 | Conventional Hydroelectric | HY |  | S | 85.1 | 0.9 | 86 | 86 | 0 | N |  |  | N | Electric Utility | 1 | X | WAT
Conventional Hydroelectric.WAT | hydro | TRUE | 14328 | Pacific Gas & Electric Co. | 249 | James B Black | CA | Shasta | 2 | Conventional Hydroelectric | HY |  | S | 83.5 | 0.9 | 86 | 86 | 0 | N |  |  | N | Electric Utility | 1 | X | WAT
Conventional Hydroelectric.WAT | hydro | TRUE | 14328 | Pacific Gas & Electric Co. | 250 | Kerckhoff | CA | Fresno | H1 | Conventional Hydroelectric | HY |  | S | 11.3 | 1 | 12.6 | 12.6 | 0.5 | N |  |  | N | Electric Utility | 1 | X | WAT
Conventional Hydroelectric.WAT | hydro | TRUE | 14328 | Pacific Gas & Electric Co. | 250 | Kerckhoff | CA | Fresno | H3 | Conventional Hydroelectric | HY |  | S | 11.3 | 1 | 12.6 | 12.6 | 0.5 | N |  |  | N | Electric Utility | 1 | X | WAT
Conventional Hydroelectric.WAT | hydro | TRUE | 14328 | Pacific Gas & Electric Co. | 253 | Kilarc | CA | Shasta | 1 | Conventional Hydroelectric | HY |  | S | 1.5 | 1 | 1.6 | 1.6 | 0 | N | 12 | 2024 | N | Electric Utility | 1 | X | WAT
Conventional Hydroelectric.WAT | hydro | TRUE | 14328 | Pacific Gas & Electric Co. | 254 | Kings River PH | CA | Fresno | H1 | Conventional Hydroelectric | HY |  | S | 48.6 | 0.9 | 52 | 52 | 0 | N |  |  | N | Electric Utility | 1 | X | WAT
Conventional Hydroelectric.WAT | hydro | TRUE | 14328 | Pacific Gas & Electric Co. | 255 | Lime Saddle | CA | Butte | 1 | Conventional Hydroelectric | HY |  | S | 1 | 1 | 1 | 1 | 0 | N |  |  | N | Electric Utility | 1 | X | WAT
Conventional Hydroelectric.WAT | hydro | TRUE | 14328 | Pacific Gas & Electric Co. | 255 | Lime Saddle | CA | Butte | 2 | Conventional Hydroelectric | HY |  | S | 1 | 1 | 1 | 1 | 0 | N |  |  | N | Electric Utility | 1 | X | WAT
Conventional Hydroelectric.WAT | hydro | TRUE | 12312 | Merced Irrigation District | 258 | Merced Falls | CA | Merced | 1 | Conventional Hydroelectric | HY |  | S | 3.4 | 0.86 | 3.5 | 3.5 | 0 | N |  |  | N | IPP Non-CHP | 2 | X | WAT
Batteries.MWH | battery storage | 0 | 54802 | Dynegy -Moss Landing LLC | 260 | Dynegy Moss Landing Power Plant Hybrid | CA | Monterey | BAT1 | Batteries | BA |  | S | 300 |  | 300 | 300 | 0.2 | N |  |  | N | IPP Non-CHP | 2 | X | MWH
Batteries.MWH | battery storage | 0 | 54802 | Dynegy -Moss Landing LLC | 260 | Dynegy Moss Landing Power Plant Hybrid | CA | Monterey | BAT2 | Batteries | BA |  | S | 100 |  | 100 | 100 | 0.2 | N |  |  | N | IPP Non-CHP | 2 | X | MWH
Natural Gas Fired Combined Cycle.NG | natural gas combined cycle | TRUE | 54802 | Dynegy -Moss Landing LLC | 260 | Dynegy Moss Landing Power Plant Hybrid | CA | Monterey | CT1A | Natural Gas Fired Combined Cycle | CT | CC1 | S | 233 | 0.85 | 165 | 165 | 80 | N |  |  | N | IPP Non-CHP | 2 | X | NG
Natural Gas Fired Combined Cycle.NG | natural gas combined cycle | TRUE | 54802 | Dynegy -Moss Landing LLC | 260 | Dynegy Moss Landing Power Plant Hybrid | CA | Monterey | CT1B | Natural Gas Fired Combined Cycle | CT | CC1 | S | 233 | 0.85 | 165 | 165 | 80 | N |  |  | N | IPP Non-CHP | 2 | X | NG
Natural Gas Fired Combined Cycle.NG | natural gas combined cycle | TRUE | 54802 | Dynegy -Moss Landing LLC | 260 | Dynegy Moss Landing Power Plant Hybrid | CA | Monterey | CT2A | Natural Gas Fired Combined Cycle | CT | CC2 | S | 233 | 0.85 | 165 | 165 | 80 | N |  |  | N | IPP Non-CHP | 2 | X | NG
Natural Gas Fired Combined Cycle.NG | natural gas combined cycle | TRUE | 54802 | Dynegy -Moss Landing LLC | 260 | Dynegy Moss Landing Power Plant Hybrid | CA | Monterey | CT2B | Natural Gas Fired Combined Cycle | CT | CC2 | S | 233 | 0.85 | 165 | 165 | 80 | N |  |  | N | IPP Non-CHP | 2 | X | NG
Natural Gas Fired Combined Cycle.NG | natural gas combined cycle | TRUE | 54802 | Dynegy -Moss Landing LLC | 260 | Dynegy Moss Landing Power Plant Hybrid | CA | Monterey | ST1 | Natural Gas Fired Combined Cycle | CA | CC1 | S | 233 | 0.85 | 180 | 180 | 60 | N |  |  | N | IPP Non-CHP | 2 | X | NG
Natural Gas Fired Combined Cycle.NG | natural gas combined cycle | TRUE | 54802 | Dynegy -Moss Landing LLC | 260 | Dynegy Moss Landing Power Plant Hybrid | CA | Monterey | ST2 | Natural Gas Fired Combined Cycle | CA | CC2 | S | 233 | 0.85 | 180 | 180 | 60 | N |  |  | N | IPP Non-CHP | 2 | X | NG
Conventional Hydroelectric.WAT | hydro | TRUE | 19586 | Utica Water & Power Authority | 261 | Murphys | CA | Calaveras | 1 | Conventional Hydroelectric | HY |  | S | 3.6 | 0.8 | 1.7 | 2 | 0.7 | N |  |  | N | IPP Non-CHP | 2 | X | WAT
Conventional Hydroelectric.WAT | hydro | TRUE | 21140 | Yuba County Water Agency | 262 | Narrows PH | CA | Nevada | 1 | Conventional Hydroelectric | HY |  | S | 10.2 | 0.86 | 12 | 12 | 0 | N |  |  | N | Electric Utility | 1 | X | WAT
Conventional Hydroelectric.WAT | hydro | TRUE | 14328 | Pacific Gas & Electric Co. | 264 | Phoenix | CA | Tuolumne | 1 | Conventional Hydroelectric | HY |  | S | 1.6 | 0.8 | 2 | 2 | 0 | N |  |  | N | Electric Utility | 1 | X | WAT
Conventional Hydroelectric.WAT | hydro | TRUE | 14328 | Pacific Gas & Electric Co. | 265 | Pit 1 | CA | Shasta | H1 | Conventional Hydroelectric | HY |  | S | 34.6 | 0.9 | 30.5 | 30.5 | 0 | N |  |  | N | Electric Utility | 1 | X | WAT
Conventional Hydroelectric.WAT | hydro | TRUE | 14328 | Pacific Gas & Electric Co. | 265 | Pit 1 | CA | Shasta | H2 | Conventional Hydroelectric | HY |  | S | 34.6 | 0.9 | 30.5 | 30.5 | 0 | N |  |  | N | Electric Utility | 1 | X | WAT
Conventional Hydroelectric.WAT | hydro | TRUE | 14328 | Pacific Gas & Electric Co. | 266 | Pit 3 | CA | Shasta | H1 | Conventional Hydroelectric | HY |  | S | 26.7 | 0.9 | 23.3 | 23.3 | 0 | N |  |  | N | Electric Utility | 1 | X | WAT
Conventional Hydroelectric.WAT | hydro | TRUE | 14328 | Pacific Gas & Electric Co. | 266 | Pit 3 | CA | Shasta | H2 | Conventional Hydroelectric | HY |  | S | 26.7 | 0.9 | 23.3 | 23.3 | 0 | N |  |  | N | Electric Utility | 1 | X | WAT
Conventional Hydroelectric.WAT | hydro | TRUE | 14328 | Pacific Gas & Electric Co. | 266 | Pit 3 | CA | Shasta | H3 | Conventional Hydroelectric | HY |  | S | 26.7 | 0.9 | 23.3 | 23.3 | 0 | N |  |  | N | Electric Utility | 1 | X | WAT
Conventional Hydroelectric.WAT | hydro | TRUE | 14328 | Pacific Gas & Electric Co. | 267 | Pit 4 | CA | Shasta | 1 | Conventional Hydroelectric | HY |  | S | 51.7 | 0.9 | 47.5 | 47.5 | 0 | N |  |  | N | Electric Utility | 1 | X | WAT
Conventional Hydroelectric.WAT | hydro | TRUE | 14328 | Pacific Gas & Electric Co. | 267 | Pit 4 | CA | Shasta | 2 | Conventional Hydroelectric | HY |  | S | 51.7 | 0.9 | 47.5 | 47.5 | 0 | N |  |  | N | Electric Utility | 1 | X | WAT
Conventional Hydroelectric.WAT | hydro | TRUE | 14328 | Pacific Gas & Electric Co. | 268 | Pit 5 | CA | Shasta | H1 | Conventional Hydroelectric | HY |  | S | 38.2 | 0.87 | 40 | 40 | 0 | N |  |  | N | Electric Utility | 1 | X | WAT
Conventional Hydroelectric.WAT | hydro | TRUE | 14328 | Pacific Gas & Electric Co. | 268 | Pit 5 | CA | Shasta | H2 | Conventional Hydroelectric | HY |  | S | 38.2 | 0.87 | 40 | 40 | 0 | N |  |  | N | Electric Utility | 1 | X | WAT
Conventional Hydroelectric.WAT | hydro | TRUE | 14328 | Pacific Gas & Electric Co. | 268 | Pit 5 | CA | Shasta | H3 | Conventional Hydroelectric | HY |  | S | 33.2 | 0.8 | 40 | 40 | 0 | N |  |  | N | Electric Utility | 1 | X | WAT
Conventional Hydroelectric.WAT | hydro | TRUE | 14328 | Pacific Gas & Electric Co. | 268 | Pit 5 | CA | Shasta | H4 | Conventional Hydroelectric | HY |  | S | 32 | 0.8 | 40 | 40 | 0 | N |  |  | N | Electric Utility | 1 | X | WAT
Conventional Hydroelectric.WAT | hydro | TRUE | 14328 | Pacific Gas & Electric Co. | 269 | Pit 6 | CA | Shasta | H1 | Conventional Hydroelectric | HY |  | S | 39.6 | 0.9 | 40 | 40 | 0 | N |  |  | N | Electric Utility | 1 | X | WAT
Conventional Hydroelectric.WAT | hydro | TRUE | 14328 | Pacific Gas & Electric Co. | 269 | Pit 6 | CA | Shasta | H2 | Conventional Hydroelectric | HY |  | S | 39.6 | 0.9 | 40 | 40 | 0 | N |  |  | N | Electric Utility | 1 | X | WAT
Conventional Hydroelectric.WAT | hydro | TRUE | 14328 | Pacific Gas & Electric Co. | 270 | Pit 7 | CA | Shasta | H1 | Conventional Hydroelectric | HY |  | S | 57.6 | 0.9 | 56 | 56 | 0 | N |  |  | N | Electric Utility | 1 | X | WAT
Conventional Hydroelectric.WAT | hydro | TRUE | 14328 | Pacific Gas & Electric Co. | 270 | Pit 7 | CA | Shasta | H2 | Conventional Hydroelectric | HY |  | S | 52.2 | 0.9 | 57 | 57 | 0 | N |  |  | N | Electric Utility | 1 | X | WAT
Conventional Hydroelectric.WAT | hydro | TRUE | 14328 | Pacific Gas & Electric Co. | 272 | Poe | CA | Butte | 1 | Conventional Hydroelectric | HY |  | S | 71.4 | 0.9 | 60 | 60 | 0 | N |  |  | N | Electric Utility | 1 | X | WAT
Conventional Hydroelectric.WAT | hydro | TRUE | 14328 | Pacific Gas & Electric Co. | 272 | Poe | CA | Butte | 2 | Conventional Hydroelectric | HY |  | S | 71.4 | 0.9 | 60 | 60 | 0 | N |  |  | N | Electric Utility | 1 | X | WAT
Conventional Hydroelectric.WAT | hydro | TRUE | 14328 | Pacific Gas & Electric Co. | 274 | Potter Valley | CA | Mendocino | 1 | Conventional Hydroelectric | HY |  | S | 4.4 | 0.8 | 4.5 | 4.5 | 0 | N |  |  | N | Electric Utility | 1 | X | WAT
Conventional Hydroelectric.WAT | hydro | TRUE | 14328 | Pacific Gas & Electric Co. | 274 | Potter Valley | CA | Mendocino | 2 | Conventional Hydroelectric | HY |  | S | 2 | 0.8 | 2 | 2 | 0 | N |  |  | N | Electric Utility | 1 | X | WAT
Conventional Hydroelectric.WAT | hydro | TRUE | 14328 | Pacific Gas & Electric Co. | 274 | Potter Valley | CA | Mendocino | 3 | Conventional Hydroelectric | HY |  | S | 3 | 1 | 2.7 | 2.7 | 0 | N |  |  | N | Electric Utility | 1 | X | WAT
Conventional Hydroelectric.WAT | hydro | TRUE | 14328 | Pacific Gas & Electric Co. | 275 | Rock Creek | CA | Plumas | H1 | Conventional Hydroelectric | HY |  | S | 63 | 0.9 | 63 | 63 | 0 | N |  |  | N | Electric Utility | 1 | X | WAT
Conventional Hydroelectric.WAT | hydro | TRUE | 14328 | Pacific Gas & Electric Co. | 275 | Rock Creek | CA | Plumas | H2 | Conventional Hydroelectric | HY |  | S | 63 | 0.9 | 63 | 63 | 0 | N |  |  | N | Electric Utility | 1 | X | WAT
Conventional Hydroelectric.WAT | hydro | TRUE | 14328 | Pacific Gas & Electric Co. | 276 | San Joaquin 2 | CA | Madera | 1 | Conventional Hydroelectric | HY |  | S | 2.8 | 0.8 | 3.2 | 3.2 | 0 | N |  |  | N | Electric Utility | 1 | X | WAT
Conventional Hydroelectric.WAT | hydro | TRUE | 14328 | Pacific Gas & Electric Co. | 277 | San Joaquin 3 | CA | Madera | 3 | Conventional Hydroelectric | HY |  | S | 4 | 0.8 | 4.2 | 4.2 | 0 | N |  |  | N | Electric Utility | 1 | X | WAT
Conventional Hydroelectric.WAT | hydro | TRUE | 14328 | Pacific Gas & Electric Co. | 279 | Salt Springs | CA | Amador | 1 | Conventional Hydroelectric | HY |  | S | 12.3 | 0.85 | 11 | 11 | 0 | N |  |  | N | Electric Utility | 1 | X | WAT
Conventional Hydroelectric.WAT | hydro | TRUE | 14328 | Pacific Gas & Electric Co. | 279 | Salt Springs | CA | Amador | 2 | Conventional Hydroelectric | HY |  | S | 29.7 | 0.9 | 33 | 33 | 0 | N |  |  | N | Electric Utility | 1 | X | WAT
Conventional Hydroelectric.WAT | hydro | TRUE | 14328 | Pacific Gas & Electric Co. | 280 | South | CA | Tehama | 1 | Conventional Hydroelectric | HY |  | S | 6.7 | 0.9 | 7 | 7 | 0 | N |  |  | N | Electric Utility | 1 | X | WAT
Conventional Hydroelectric.WAT | hydro | TRUE | 14328 | Pacific Gas & Electric Co. | 281 | Spaulding 1 | CA | Nevada | 1 | Conventional Hydroelectric | HY |  | S | 7 | 0.8 | 7 | 7 | 0 | N |  |  | N | Electric Utility | 1 | X | WAT
Conventional Hydroelectric.WAT | hydro | TRUE | 14328 | Pacific Gas & Electric Co. | 282 | Spaulding 2 | CA | Nevada | 1 | Conventional Hydroelectric | HY |  | S | 3.7 | 0.9 | 4.4 | 4.4 | 0 | N |  |  | N | Electric Utility | 1 | X | WAT
Conventional Hydroelectric.WAT | hydro | TRUE | 14328 | Pacific Gas & Electric Co. | 283 | Spaulding 3 | CA | Nevada | 1 | Conventional Hydroelectric | HY |  | S | 6.6 | 0.9 | 5.8 | 5.8 | 0 | N |  |  | N | Electric Utility | 1 | X | WAT
Conventional Hydroelectric.WAT | hydro | TRUE | 14328 | Pacific Gas & Electric Co. | 284 | Spring Gap | CA | Tuolumne | 1 | Conventional Hydroelectric | HY |  | S | 6 | 0.8 | 7 | 7 | 0 | N |  |  | N | Electric Utility | 1 | X | WAT
Conventional Hydroelectric.WAT | hydro | TRUE | 14328 | Pacific Gas & Electric Co. | 285 | Stanislaus | CA | Tuolumne | HC1 | Conventional Hydroelectric | HY |  | S | 81.9 | 0.9 | 91 | 91 | 0 | N |  |  | N | Electric Utility | 1 | X | WAT
Geothermal.GEO | geothermal | TRUE | 7160 | Geysers Power Co LLC | 286 | Geysers Unit 5-20 | CA | Sonoma | U11 | Geothermal | ST |  | S | 110 | 1 | 68 | 68 | 22 | N |  |  | N | IPP Non-CHP | 2 | X | GEO
Geothermal.GEO | geothermal | TRUE | 7160 | Geysers Power Co LLC | 286 | Geysers Unit 5-20 | CA | Sonoma | U12 | Geothermal | ST |  | S | 110 | 1 | 51 | 56 | 22 | N |  |  | N | IPP Non-CHP | 2 | X | GEO
Geothermal.GEO | geothermal | TRUE | 7160 | Geysers Power Co LLC | 286 | Geysers Unit 5-20 | CA | Sonoma | U13 | Geothermal | ST |  | S | 138 | 1 | 65 | 68 | 22 | N |  |  | N | IPP Non-CHP | 2 | X | GEO
Geothermal.GEO | geothermal | TRUE | 7160 | Geysers Power Co LLC | 286 | Geysers Unit 5-20 | CA | Sonoma | U14 | Geothermal | ST |  | S | 113 | 1 | 60 | 62 | 22 | N |  |  | N | IPP Non-CHP | 2 | X | GEO
Geothermal.GEO | geothermal | TRUE | 7160 | Geysers Power Co LLC | 286 | Geysers Unit 5-20 | CA | Sonoma | U16 | Geothermal | ST |  | S | 118 | 1 | 60 | 60 | 22 | N |  |  | N | IPP Non-CHP | 2 | X | GEO
Geothermal.GEO | geothermal | TRUE | 7160 | Geysers Power Co LLC | 286 | Geysers Unit 5-20 | CA | Sonoma | U17 | Geothermal | ST |  | S | 118 | 1 | 60 | 65 | 22 | N |  |  | N | IPP Non-CHP | 2 | X | GEO
Geothermal.GEO | geothermal | TRUE | 7160 | Geysers Power Co LLC | 286 | Geysers Unit 5-20 | CA | Sonoma | U18 | Geothermal | ST |  | S | 118 | 1 | 60 | 60 | 22 | N |  |  | N | IPP Non-CHP | 2 | X | GEO
Geothermal.GEO | geothermal | TRUE | 7160 | Geysers Power Co LLC | 286 | Geysers Unit 5-20 | CA | Sonoma | U20 | Geothermal | ST |  | S | 118 | 1 | 50 | 50 | 22 | N |  |  | N | IPP Non-CHP | 2 | X | GEO
Geothermal.GEO | geothermal | TRUE | 7160 | Geysers Power Co LLC | 286 | Geysers Unit 5-20 | CA | Sonoma | U5 | Geothermal | ST |  | S | 55 | 1 | 45 | 50 | 20 | N |  |  | N | IPP Non-CHP | 2 | X | GEO
Geothermal.GEO | geothermal | TRUE | 7160 | Geysers Power Co LLC | 286 | Geysers Unit 5-20 | CA | Sonoma | U6 | Geothermal | ST |  | S | 55 | 1 | 45 | 50 | 20 | N |  |  | N | IPP Non-CHP | 2 | X | GEO
Geothermal.GEO | geothermal | TRUE | 7160 | Geysers Power Co LLC | 286 | Geysers Unit 5-20 | CA | Sonoma | U7 | Geothermal | ST |  | S | 55 | 1 | 40 | 42 | 20 | N |  |  | N | IPP Non-CHP | 2 | X | GEO
Geothermal.GEO | geothermal | TRUE | 7160 | Geysers Power Co LLC | 286 | Geysers Unit 5-20 | CA | Sonoma | U8 | Geothermal | ST |  | S | 55 | 1 | 40 | 42 | 20 | N |  |  | N | IPP Non-CHP | 2 | X | GEO
Conventional Hydroelectric.WAT | hydro | TRUE | 14328 | Pacific Gas & Electric Co. | 287 | Tiger Creek | CA | Amador | H1 | Conventional Hydroelectric | HY |  | S | 25.5 | 0.85 | 29 | 29 | 0 | N |  |  | N | Electric Utility | 1 | X | WAT
Conventional Hydroelectric.WAT | hydro | TRUE | 14328 | Pacific Gas & Electric Co. | 287 | Tiger Creek | CA | Amador | H2 | Conventional Hydroelectric | HY |  | S | 26.7 | 0.85 | 29 | 29 | 0 | N |  |  | N | Electric Utility | 1 | X | WAT
Conventional Hydroelectric.WAT | hydro | TRUE | 14328 | Pacific Gas & Electric Co. | 289 | Tule River | CA | Tulare | 1 | Conventional Hydroelectric | HY |  | S | 4.2 | 1 | 3.2 | 3.2 | 0 | N |  |  | N | Electric Utility | 1 | X | WAT
Conventional Hydroelectric.WAT | hydro | TRUE | 14328 | Pacific Gas & Electric Co. | 289 | Tule River | CA | Tulare | 2 | Conventional Hydroelectric | HY |  | S | 4.2 | 1 | 3.2 | 3.2 | 0 | N |  |  | N | Electric Utility | 1 | X | WAT
Conventional Hydroelectric.WAT | hydro | TRUE | 14328 | Pacific Gas & Electric Co. | 290 | Volta 1 | CA | Shasta | 1 | Conventional Hydroelectric | HY |  | S | 8.5 | 0.9 | 9 | 9 | 0 | N |  |  | N | Electric Utility | 1 | X | WAT
Conventional Hydroelectric.WAT | hydro | TRUE | 14328 | Pacific Gas & Electric Co. | 291 | West Point PH | CA | Amador | 1 | Conventional Hydroelectric | HY |  | S | 13.6 | 0.85 | 14.5 | 14.5 | 0 | N |  |  | N | Electric Utility | 1 | X | WAT
Conventional Hydroelectric.WAT | hydro | TRUE | 14328 | Pacific Gas & Electric Co. | 292 | Wise | CA | Placer | 1 | Conventional Hydroelectric | HY |  | S | 13.6 | 0.8 | 14 | 14 | 0 | N |  |  | N | Electric Utility | 1 | X | WAT
Conventional Hydroelectric.WAT | hydro | TRUE | 14328 | Pacific Gas & Electric Co. | 292 | Wise | CA | Placer | 2 | Conventional Hydroelectric | HY |  | S | 2.8 | 0.9 | 3.2 | 3.2 | 0 | N |  |  | N | Electric Utility | 1 | X | WAT
Conventional Hydroelectric.WAT | hydro | TRUE | 14328 | Pacific Gas & Electric Co. | 293 | A G Wishon | CA | Madera | 1 | Conventional Hydroelectric | HY |  | S | 3.2 | 0.8 | 5 | 5 | 0 | N |  |  | N | Electric Utility | 1 | X | WAT
Conventional Hydroelectric.WAT | hydro | TRUE | 14328 | Pacific Gas & Electric Co. | 293 | A G Wishon | CA | Madera | 2 | Conventional Hydroelectric | HY |  | S | 3.2 | 0.8 | 5 | 5 | 0 | N |  |  | N | Electric Utility | 1 | X | WAT
Conventional Hydroelectric.WAT | hydro | TRUE | 14328 | Pacific Gas & Electric Co. | 293 | A G Wishon | CA | Madera | 3 | Conventional Hydroelectric | HY |  | S | 3.2 | 0.8 | 5 | 5 | 0 | N |  |  | N | Electric Utility | 1 | X | WAT
Conventional Hydroelectric.WAT | hydro | TRUE | 14328 | Pacific Gas & Electric Co. | 293 | A G Wishon | CA | Madera | 4 | Conventional Hydroelectric | HY |  | S | 3.2 | 0.8 | 5 | 5 | 0 | N |  |  | N | Electric Utility | 1 | X | WAT
Conventional Hydroelectric.WAT | hydro | TRUE | 14354 | PacifiCorp | 294 | Copco 1 | CA | Siskiyou | 1 | Conventional Hydroelectric | HY |  | S | 10 | 0.8 | 14 | 14 | 0 | N |  |  | N | Electric Utility | 1 | X | WAT
Conventional Hydroelectric.WAT | hydro | TRUE | 14354 | PacifiCorp | 294 | Copco 1 | CA | Siskiyou | 2 | Conventional Hydroelectric | HY |  | S | 10 | 0.8 | 14 | 14 | 0 | N |  |  | N | Electric Utility | 1 | X | WAT
Conventional Hydroelectric.WAT | hydro | TRUE | 14354 | PacifiCorp | 295 | Copco 2 | CA | Siskiyou | 1 | Conventional Hydroelectric | HY |  | S | 13.5 | 0.9 | 17 | 17 | 0 | N |  |  | N | Electric Utility | 1 | X | WAT
Conventional Hydroelectric.WAT | hydro | TRUE | 14354 | PacifiCorp | 295 | Copco 2 | CA | Siskiyou | 2 | Conventional Hydroelectric | HY |  | S | 13.5 | 0.9 | 17 | 17 | 0 | N |  |  | N | Electric Utility | 1 | X | WAT
Conventional Hydroelectric.WAT | hydro | TRUE | 14354 | PacifiCorp | 296 | Fall Creek | CA | Siskiyou | 1 | Conventional Hydroelectric | HY |  | S | 0.5 | 1 | 0.4 | 0.4 | 0 | N |  |  | N | Electric Utility | 1 | X | WAT
Conventional Hydroelectric.WAT | hydro | TRUE | 14354 | PacifiCorp | 296 | Fall Creek | CA | Siskiyou | 2 | Conventional Hydroelectric | HY |  | S | 0.4 | 1 | 0.4 | 0.4 | 0 | N |  |  | N | Electric Utility | 1 | X | WAT
Conventional Hydroelectric.WAT | hydro | TRUE | 14354 | PacifiCorp | 296 | Fall Creek | CA | Siskiyou | 3 | Conventional Hydroelectric | HY |  | S | 1.2 | 1 | 1.1 | 1.1 | 0 | N |  |  | N | Electric Utility | 1 | X | WAT
Conventional Hydroelectric.WAT | hydro | TRUE | 14354 | PacifiCorp | 297 | Iron Gate | CA | Siskiyou | 1 | Conventional Hydroelectric | HY |  | S | 18 | 0.95 | 18.8 | 18.8 | 0 | N |  |  | N | Electric Utility | 1 | X | WAT
Conventional Steam Coal.SUB | hard coal | TRUE | 54888 | NRG Texas Power LLC | 298 | Limestone | TX | Limestone | 1 | Conventional Steam Coal | ST |  | S | 893 | 0.94 | 831 | 831 | 300 | N | 12 | 2029 | N | IPP Non-CHP | 2 | X | SUB | NG | LIG | PC
Conventional Steam Coal.SUB | hard coal | TRUE | 54888 | NRG Texas Power LLC | 298 | Limestone | TX | Limestone | 2 | Conventional Steam Coal | ST |  | S | 956.8 | 0.92 | 858 | 858 | 300 | N | 12 | 2029 | N | IPP Non-CHP | 2 | X | SUB | NG | LIG | PC
Geothermal.GEO | geothermal | TRUE | 14354 | PacifiCorp | 299 | Blundell | UT | Beaver | 1 | Geothermal | ST |  | S | 30.7 | 0.85 | 23 | 23 | 4 | N |  |  | N | Electric Utility | 1 | X | GEO
Geothermal.GEO | geothermal | TRUE | 14354 | PacifiCorp | 299 | Blundell | UT | Beaver | 2 | Geothermal | ST |  | S | 14.1 | 0.85 | 8.7 | 10.8 | 4 | N |  |  | N | Electric Utility | 1 | X | GEO
Conventional Hydroelectric.WAT | hydro | TRUE | 17271 | City & Borough of Sitka - (AK) | 313 | Green Lake | AK | Sitka | 1 | Conventional Hydroelectric | HY |  | S | 9.3 | 0.8 | 9.3 | 9.3 | 4 | N |  |  | N | Electric Utility | 1 | X | WAT
Conventional Hydroelectric.WAT | hydro | TRUE | 17271 | City & Borough of Sitka - (AK) | 313 | Green Lake | AK | Sitka | 2 | Conventional Hydroelectric | HY |  | S | 9.3 | 0.8 | 9.3 | 9.3 | 4 | N |  |  | N | Electric Utility | 1 | X | WAT
Conventional Hydroelectric.WAT | hydro | TRUE | 9216 | Imperial Irrigation District | 314 | Drop 5 | CA | Imperial | 1 | Conventional Hydroelectric | HY |  | S | 2 | 0.8 | 1.9 | 0.9 | 0.1 | N |  |  | N | Electric Utility | 1 | X | WAT
Conventional Hydroelectric.WAT | hydro | TRUE | 9216 | Imperial Irrigation District | 314 | Drop 5 | CA | Imperial | 2 | Conventional Hydroelectric | HY |  | S | 2 | 0.8 | 1.9 | 0.9 | 0.1 | N |  |  | N | Electric Utility | 1 | X | WAT
Natural Gas Steam Turbine.NG | natural gas steam turbine | TRUE | 22148 | AES Alamitos LLC | 315 | AES Alamitos LLC | CA | Los Angeles | 3 | Natural Gas Steam Turbine | ST |  | S | 310 | 1 | 332 | 332 | 10 | N | 12 | 2023 | N | IPP Non-CHP | 2 | X | NG
Natural Gas Steam Turbine.NG | natural gas steam turbine | TRUE | 22148 | AES Alamitos LLC | 315 | AES Alamitos LLC | CA | Los Angeles | 4 | Natural Gas Steam Turbine | ST |  | S | 310 | 1 | 335 | 335 | 20 | N | 12 | 2023 | N | IPP Non-CHP | 2 | X | NG
Natural Gas Steam Turbine.NG | natural gas steam turbine | TRUE | 22148 | AES Alamitos LLC | 315 | AES Alamitos LLC | CA | Los Angeles | 5 | Natural Gas Steam Turbine | ST |  | S | 495 | 1 | 485 | 485 | 70 | N | 12 | 2023 | N | IPP Non-CHP | 2 | X | NG
Conventional Hydroelectric.WAT | hydro | TRUE | 12397 | Metropolitan Water District of S CA | 316 | Sepulveda Canyon | CA | Los Angeles | 1 | Conventional Hydroelectric | HY |  | S | 8.5 | 1 | 8.5 | 8.5 | 1.5 | N |  |  | N | Electric Utility | 1 | X | WAT
Conventional Hydroelectric.WAT | hydro | TRUE | 17609 | Southern California Edison Co | 317 | Big Creek 1 | CA | Fresno | 1 | Conventional Hydroelectric | HY |  | S | 19.8 | 0.9 | 19.8 | 19.8 | 2 | N |  |  | N | Electric Utility | 1 | X | WAT
Conventional Hydroelectric.WAT | hydro | TRUE | 17609 | Southern California Edison Co | 317 | Big Creek 1 | CA | Fresno | 2 | Conventional Hydroelectric | HY |  | S | 15.8 | 0.9 | 15.8 | 15.8 | 1.6 | N |  |  | N | Electric Utility | 1 | X | WAT
Conventional Hydroelectric.WAT | hydro | TRUE | 17609 | Southern California Edison Co | 317 | Big Creek 1 | CA | Fresno | 3 | Conventional Hydroelectric | HY |  | S | 21.6 | 0.9 | 21.6 | 21.6 | 2.2 | N |  |  | N | Electric Utility | 1 | X | WAT
Conventional Hydroelectric.WAT | hydro | TRUE | 17609 | Southern California Edison Co | 317 | Big Creek 1 | CA | Fresno | 4 | Conventional Hydroelectric | HY |  | S | 31.2 | 1 | 31.2 | 31.2 | 3.1 | N |  |  | N | Electric Utility | 1 | X | WAT
Conventional Hydroelectric.WAT | hydro | TRUE | 17609 | Southern California Edison Co | 318 | Big Creek 2 | CA | Fresno | 3 | Conventional Hydroelectric | HY |  | S | 15.8 | 0.9 | 15.8 | 15.8 | 1.6 | N |  |  | N | Electric Utility | 1 | X | WAT
Conventional Hydroelectric.WAT | hydro | TRUE | 17609 | Southern California Edison Co | 318 | Big Creek 2 | CA | Fresno | 4 | Conventional Hydroelectric | HY |  | S | 15.8 | 0.9 | 15.8 | 15.8 | 1.6 | N |  |  | N | Electric Utility | 1 | X | WAT
Conventional Hydroelectric.WAT | hydro | TRUE | 17609 | Southern California Edison Co | 318 | Big Creek 2 | CA | Fresno | 5 | Conventional Hydroelectric | HY |  | S | 17.5 | 1 | 17.5 | 17.5 | 1.8 | N |  |  | N | Electric Utility | 1 | X | WAT
Conventional Hydroelectric.WAT | hydro | TRUE | 17609 | Southern California Edison Co | 318 | Big Creek 2 | CA | Fresno | 6 | Conventional Hydroelectric | HY |  | S | 17.5 | 1 | 17.5 | 17.5 | 1.8 | N |  |  | N | Electric Utility | 1 | X | WAT
Conventional Hydroelectric.WAT | hydro | TRUE | 17609 | Southern California Edison Co | 319 | Big Creek 3 | CA | Fresno | 1 | Conventional Hydroelectric | HY |  | S | 34 | 1 | 34 | 34 | 3.4 | N |  |  | N | Electric Utility | 1 | X | WAT
Conventional Hydroelectric.WAT | hydro | TRUE | 17609 | Southern California Edison Co | 319 | Big Creek 3 | CA | Fresno | 2 | Conventional Hydroelectric | HY |  | S | 34 | 1 | 34 | 34 | 3.4 | N |  |  | N | Electric Utility | 1 | X | WAT
Conventional Hydroelectric.WAT | hydro | TRUE | 17609 | Southern California Edison Co | 319 | Big Creek 3 | CA | Fresno | 3 | Conventional Hydroelectric | HY |  | S | 34 | 1 | 33 | 33 | 3.4 | N |  |  | N | Electric Utility | 1 | X | WAT
Conventional Hydroelectric.WAT | hydro | TRUE | 17609 | Southern California Edison Co | 319 | Big Creek 3 | CA | Fresno | 4 | Conventional Hydroelectric | HY |  | S | 36 | 0.9 | 36 | 36 | 3.6 | N |  |  | N | Electric Utility | 1 | X | WAT
Conventional Hydroelectric.WAT | hydro | TRUE | 17609 | Southern California Edison Co | 319 | Big Creek 3 | CA | Fresno | 5 | Conventional Hydroelectric | HY |  | S | 36.5 | 0.9 | 36.5 | 36.5 | 3.6 | N |  |  | N | Electric Utility | 1 | X | WAT
Conventional Hydroelectric.WAT | hydro | TRUE | 17609 | Southern California Edison Co | 320 | Big Creek 4 | CA | Madera | 1 | Conventional Hydroelectric | HY |  | S | 50 | 1 | 50 | 50 | 5 | N |  |  | N | Electric Utility | 1 | X | WAT
Conventional Hydroelectric.WAT | hydro | TRUE | 17609 | Southern California Edison Co | 320 | Big Creek 4 | CA | Madera | 2 | Conventional Hydroelectric | HY |  | S | 50 | 1 | 50 | 50 | 5 | N |  |  | N | Electric Utility | 1 | X | WAT
Conventional Hydroelectric.WAT | hydro | TRUE | 17609 | Southern California Edison Co | 321 | Big Creek 8 | CA | Fresno | 1 | Conventional Hydroelectric | HY |  | S | 30 | 1 | 25.8 | 25.8 | 2.6 | N |  |  | N | Electric Utility | 1 | X | WAT
Conventional Hydroelectric.WAT | hydro | TRUE | 17609 | Southern California Edison Co | 321 | Big Creek 8 | CA | Fresno | 2 | Conventional Hydroelectric | HY |  | S | 45 | 0.9 | 45 | 45 | 4.5 | N |  |  | N | Electric Utility | 1 | X | WAT
Conventional Hydroelectric.WAT | hydro | TRUE | 17609 | Southern California Edison Co | 322 | Big Creek 2A | CA | Fresno | 1 | Conventional Hydroelectric | HY |  | S | 55 | 1 | 50 | 50 | 5.5 | N |  |  | N | Electric Utility | 1 | X | WAT
Conventional Hydroelectric.WAT | hydro | TRUE | 17609 | Southern California Edison Co | 322 | Big Creek 2A | CA | Fresno | 2 | Conventional Hydroelectric | HY |  | S | 55 | 1 | 50 | 50 | 5.5 | N |  |  | N | Electric Utility | 1 | X | WAT
Conventional Hydroelectric.WAT | hydro | TRUE | 17609 | Southern California Edison Co | 323 | Bishop Creek 2 | CA | Inyo | 1 | Conventional Hydroelectric | HY |  | S | 2.5 | 1 | 2.5 | 2.5 | 0 | N |  |  | N | Electric Utility | 1 | X | WAT
Conventional Hydroelectric.WAT | hydro | TRUE | 17609 | Southern California Edison Co | 323 | Bishop Creek 2 | CA | Inyo | 2 | Conventional Hydroelectric | HY |  | S | 2.5 | 1 | 2.5 | 2.5 | 0 | N |  |  | N | Electric Utility | 1 | X | WAT
Conventional Hydroelectric.WAT | hydro | TRUE | 17609 | Southern California Edison Co | 323 | Bishop Creek 2 | CA | Inyo | 3 | Conventional Hydroelectric | HY |  | S | 2.3 | 0.8 | 2.3 | 2.3 | 0 | N |  |  | N | Electric Utility | 1 | X | WAT
Conventional Hydroelectric.WAT | hydro | TRUE | 17609 | Southern California Edison Co | 324 | Bishop Creek 3 | CA | Inyo | 1 | Conventional Hydroelectric | HY |  | S | 2.8 | 1 | 2.8 | 2.8 | 0 | N |  |  | N | Electric Utility | 1 | X | WAT
Conventional Hydroelectric.WAT | hydro | TRUE | 17609 | Southern California Edison Co | 324 | Bishop Creek 3 | CA | Inyo | 2 | Conventional Hydroelectric | HY |  | S | 2.8 | 1 | 2.8 | 2.8 | 0 | N |  |  | N | Electric Utility | 1 | X | WAT
Conventional Hydroelectric.WAT | hydro | TRUE | 17609 | Southern California Edison Co | 324 | Bishop Creek 3 | CA | Inyo | 3 | Conventional Hydroelectric | HY |  | S | 2.8 | 1 | 2.8 | 2.8 | 0 | N |  |  | N | Electric Utility | 1 | X | WAT
Conventional Hydroelectric.WAT | hydro | TRUE | 17609 | Southern California Edison Co | 325 | Bishop Creek 4 | CA | Inyo | 1 | Conventional Hydroelectric | HY |  | S | 1 | 1 | 1 | 1 | 0 | N |  |  | N | Electric Utility | 1 | X | WAT
Conventional Hydroelectric.WAT | hydro | TRUE | 17609 | Southern California Edison Co | 325 | Bishop Creek 4 | CA | Inyo | 2 | Conventional Hydroelectric | HY |  | S | 1 | 1 | 1 | 1 | 0 | N |  |  | N | Electric Utility | 1 | X | WAT
Conventional Hydroelectric.WAT | hydro | TRUE | 17609 | Southern California Edison Co | 325 | Bishop Creek 4 | CA | Inyo | 3 | Conventional Hydroelectric | HY |  | S | 2 | 0.91 | 2 | 2 | 0 | N |  |  | N | Electric Utility | 1 | X | WAT
Conventional Hydroelectric.WAT | hydro | TRUE | 17609 | Southern California Edison Co | 325 | Bishop Creek 4 | CA | Inyo | 4 | Conventional Hydroelectric | HY |  | S | 2.2 | 1 | 2.2 | 2.2 | 0 | N |  |  | N | Electric Utility | 1 | X | WAT
Conventional Hydroelectric.WAT | hydro | TRUE | 17609 | Southern California Edison Co | 325 | Bishop Creek 4 | CA | Inyo | 5 | Conventional Hydroelectric | HY |  | S | 2 | 0.91 | 2 | 2 | 0 | N |  |  | N | Electric Utility | 1 | X | WAT
Conventional Hydroelectric.WAT | hydro | TRUE | 17609 | Southern California Edison Co | 326 | Bishop Creek 5 | CA | Inyo | 1 | Conventional Hydroelectric | HY |  | S | 2 | 0.8 | 2 | 2 | 0.1 | N |  |  | N | Electric Utility | 1 | X | WAT
Conventional Hydroelectric.WAT | hydro | TRUE | 17609 | Southern California Edison Co | 326 | Bishop Creek 5 | CA | Inyo | 2 | Conventional Hydroelectric | HY |  | S | 2.5 | 0.9 | 1.8 | 1.8 | 0.1 | N |  |  | N | Electric Utility | 1 | X | WAT
Conventional Hydroelectric.WAT | hydro | TRUE | 17609 | Southern California Edison Co | 327 | Bishop Creek 6 | CA | Inyo | 1 | Conventional Hydroelectric | HY |  | S | 1.6 | 0.8 | 1.6 | 1.6 | 0 | N |  |  | N | Electric Utility | 1 | X | WAT
Conventional Hydroelectric.WAT | hydro | TRUE | 17609 | Southern California Edison Co | 332 | Fontana | CA | San Bernardino | 1 | Conventional Hydroelectric | HY |  | S | 1.5 | 1 | 1.5 | 1.5 | 0 | N |  |  | N | Electric Utility | 1 | X | WAT
Conventional Hydroelectric.WAT | hydro | TRUE | 17609 | Southern California Edison Co | 332 | Fontana | CA | San Bernardino | 2 | Conventional Hydroelectric | HY |  | S | 1.5 | 1 | 1.5 | 1.5 | 0 | N |  |  | N | Electric Utility | 1 | X | WAT
Natural Gas Steam Turbine.NG | natural gas steam turbine | TRUE | 23693 | AES Huntington Beach LLC | 335 | AES Huntington Beach LLC | CA | Orange | 2 | Natural Gas Steam Turbine | ST |  | S | 218 | 1 | 225.8 | 225.8 | 20 | N | 12 | 2023 | N | IPP Non-CHP | 2 | X | NG
Conventional Hydroelectric.WAT | hydro | TRUE | 17609 | Southern California Edison Co | 336 | Kaweah 2 | CA | Tulare | 2 | Conventional Hydroelectric | HY |  | S | 1.8 | 0.9 | 1.8 | 1.8 | 0.1 | N |  |  | N | Electric Utility | 1 | X | WAT
Conventional Hydroelectric.WAT | hydro | TRUE | 17609 | Southern California Edison Co | 337 | Kaweah 1 | CA | Tulare | 1 | Conventional Hydroelectric | HY |  | S | 2.3 | 0.9 | 2.3 | 2.3 | 0 | N |  |  | N | Electric Utility | 1 | X | WAT
Conventional Hydroelectric.WAT | hydro | TRUE | 17609 | Southern California Edison Co | 338 | Kaweah 3 | CA | Tulare | 1 | Conventional Hydroelectric | HY |  | S | 2.4 | 1 | 2.4 | 2.4 | 0 | N |  |  | N | Electric Utility | 1 | X | WAT
Conventional Hydroelectric.WAT | hydro | TRUE | 17609 | Southern California Edison Co | 338 | Kaweah 3 | CA | Tulare | 2 | Conventional Hydroelectric | HY |  | S | 2.4 | 1 | 2.1 | 2.1 | 0 | N |  |  | N | Electric Utility | 1 | X | WAT
Conventional Hydroelectric.WAT | hydro | TRUE | 17609 | Southern California Edison Co | 339 | Kern River 3 | CA | Kern | 1 | Conventional Hydroelectric | HY |  | S | 20.5 | 0.9 | 20.5 | 20.5 | 0.8 | N |  |  | N | Electric Utility | 1 | X | WAT
Conventional Hydroelectric.WAT | hydro | TRUE | 17609 | Southern California Edison Co | 339 | Kern River 3 | CA | Kern | 2 | Conventional Hydroelectric | HY |  | S | 19.8 | 0.9 | 19.7 | 19.7 | 0.8 | N |  |  | N | Electric Utility | 1 | X | WAT
Conventional Hydroelectric.WAT | hydro | TRUE | 17609 | Southern California Edison Co | 340 | Kern River 1 | CA | Kern | 1 | Conventional Hydroelectric | HY |  | S | 6.6 | 0.9 | 6.6 | 6.6 | 0 | N |  |  | N | Electric Utility | 1 | X | WAT
Conventional Hydroelectric.WAT | hydro | TRUE | 17609 | Southern California Edison Co | 340 | Kern River 1 | CA | Kern | 2 | Conventional Hydroelectric | HY |  | S | 6.6 | 0.9 | 6.6 | 6.6 | 0 | N |  |  | N | Electric Utility | 1 | X | WAT
Conventional Hydroelectric.WAT | hydro | TRUE | 17609 | Southern California Edison Co | 340 | Kern River 1 | CA | Kern | 3 | Conventional Hydroelectric | HY |  | S | 6.6 | 0.9 | 6.6 | 6.6 | 0 | N |  |  | N | Electric Utility | 1 | X | WAT
Conventional Hydroelectric.WAT | hydro | TRUE | 17609 | Southern California Edison Co | 340 | Kern River 1 | CA | Kern | 4 | Conventional Hydroelectric | HY |  | S | 6.6 | 0.9 | 6.6 | 6.6 | 0 | N |  |  | N | Electric Utility | 1 | X | WAT
Natural Gas Fired Combustion Turbine.NG | natural gas peaker | TRUE | 11181 | Long Beach Generation LLC | 341 | Long Beach Generation LLC | CA | Los Angeles | CT1 | Natural Gas Fired Combustion Turbine | GT |  | W | 63 | 0.9 | 65 | 65 | 47 | N |  |  | N | IPP Non-CHP | 2 | X | NG
Natural Gas Fired Combustion Turbine.NG | natural gas peaker | TRUE | 11181 | Long Beach Generation LLC | 341 | Long Beach Generation LLC | CA | Los Angeles | CT2 | Natural Gas Fired Combustion Turbine | GT |  | W | 63 | 0.9 | 65 | 65 | 47 | N |  |  | N | IPP Non-CHP | 2 | X | NG
Natural Gas Fired Combustion Turbine.NG | natural gas peaker | TRUE | 11181 | Long Beach Generation LLC | 341 | Long Beach Generation LLC | CA | Los Angeles | CT3 | Natural Gas Fired Combustion Turbine | GT |  | W | 63 | 0.9 | 65 | 65 | 47 | N |  |  | N | IPP Non-CHP | 2 | X | NG
Natural Gas Fired Combustion Turbine.NG | natural gas peaker | TRUE | 11181 | Long Beach Generation LLC | 341 | Long Beach Generation LLC | CA | Los Angeles | CT4 | Natural Gas Fired Combustion Turbine | GT |  | W | 63 | 0.9 | 65 | 65 | 47 | N |  |  | N | IPP Non-CHP | 2 | X | NG
Conventional Hydroelectric.WAT | hydro | TRUE | 17609 | Southern California Edison Co | 342 | Lundy | CA | Mono | 1 | Conventional Hydroelectric | HY |  | S | 1.5 | 0.8 | 1.5 | 1.5 | 0 | N |  |  | N | Electric Utility | 1 | X | WAT
Conventional Hydroelectric.WAT | hydro | TRUE | 17609 | Southern California Edison Co | 342 | Lundy | CA | Mono | 2 | Conventional Hydroelectric | HY |  | S | 1.5 | 0.8 | 1.5 | 1.5 | 0 | N |  |  | N | Electric Utility | 1 | X | WAT
Conventional Hydroelectric.WAT | hydro | TRUE | 17609 | Southern California Edison Co | 344 | Mammoth Pool | CA | Madera | 1 | Conventional Hydroelectric | HY |  | S | 95 | 1 | 95 | 95 | 0 | N |  |  | N | Electric Utility | 1 | X | WAT
Conventional Hydroelectric.WAT | hydro | TRUE | 17609 | Southern California Edison Co | 344 | Mammoth Pool | CA | Madera | 2 | Conventional Hydroelectric | HY |  | S | 95 | 1 | 95 | 95 | 0 | N |  |  | N | Electric Utility | 1 | X | WAT
Natural Gas Steam Turbine.NG | natural gas steam turbine | TRUE | 63843 | Ormond Beach Power, LLC | 350 | Ormond Beach | CA | Ventura | 1 | Natural Gas Steam Turbine | ST |  | S | 806 | 0.85 | 741 | 741 | 100 | N | 1 | 2024 | N | IPP Non-CHP | 2 | X | NG
Natural Gas Steam Turbine.NG | natural gas steam turbine | TRUE | 63843 | Ormond Beach Power, LLC | 350 | Ormond Beach | CA | Ventura | 2 | Natural Gas Steam Turbine | ST |  | S | 806 | 0.85 | 750 | 750 | 50 | N | 1 | 2024 | N | IPP Non-CHP | 2 | X | NG
Conventional Hydroelectric.WAT | hydro | TRUE | 17609 | Southern California Edison Co | 353 | Poole | CA | Mono | 1 | Conventional Hydroelectric | HY |  | S | 11.3 | 0.9 | 11.3 | 11.3 | 0 | N |  |  | N | Electric Utility | 1 | X | WAT
Conventional Hydroelectric.WAT | hydro | TRUE | 17609 | Southern California Edison Co | 354 | Portal | CA | Fresno | 1 | Conventional Hydroelectric | HY |  | S | 10.8 | 0.9 | 10.8 | 10.8 | 1.1 | N |  |  | N | Electric Utility | 1 | X | WAT
Natural Gas Steam Turbine.NG | natural gas steam turbine | TRUE | 22484 | AES Redondo Beach LLC | 356 | AES Redondo Beach LLC | CA | Los Angeles | 5 | Natural Gas Steam Turbine | ST |  | S | 163.2 | 1 | 175 | 178.9 | 10 | N | 12 | 2023 | N | IPP Non-CHP | 2 | X | NG
Natural Gas Steam Turbine.NG | natural gas steam turbine | TRUE | 22484 | AES Redondo Beach LLC | 356 | AES Redondo Beach LLC | CA | Los Angeles | 6 | Natural Gas Steam Turbine | ST |  | S | 163.2 | 1 | 175 | 175 | 10 | N | 12 | 2023 | N | IPP Non-CHP | 2 | X | NG
Natural Gas Steam Turbine.NG | natural gas steam turbine | TRUE | 22484 | AES Redondo Beach LLC | 356 | AES Redondo Beach LLC | CA | Los Angeles | 8 | Natural Gas Steam Turbine | ST |  | S | 495 | 1 | 480 | 486.9 | 130 | N | 12 | 2023 | N | IPP Non-CHP | 2 | X | NG
Conventional Hydroelectric.WAT | hydro | TRUE | 17609 | Southern California Edison Co | 357 | Rush Creek | CA | Mono | 1 | Conventional Hydroelectric | HY |  | S | 5.9 | 0.9 | 5.9 | 5.9 | 0 | N |  |  | N | Electric Utility | 1 | X | WAT
Conventional Hydroelectric.WAT | hydro | TRUE | 17609 | Southern California Edison Co | 357 | Rush Creek | CA | Mono | 2 | Conventional Hydroelectric | HY |  | S | 7.2 | 0.9 | 5.5 | 5.5 | 0 | N |  |  | N | Electric Utility | 1 | X | WAT
Natural Gas Fired Combined Cycle.NG | natural gas combined cycle | TRUE | 17609 | Southern California Edison Co | 358 | Mountainview Generating Station | CA | San Bernardino | MV3A | Natural Gas Fired Combined Cycle | CT | 3 | S | 164.6 | 0.8 | 156 | 182 | 60 | N |  |  | N | Electric Utility | 1 | X | NG
Natural Gas Fired Combined Cycle.NG | natural gas combined cycle | TRUE | 17609 | Southern California Edison Co | 358 | Mountainview Generating Station | CA | San Bernardino | MV3B | Natural Gas Fired Combined Cycle | CT | 3 | S | 164.6 | 0.8 | 156 | 182 | 60 | N |  |  | N | Electric Utility | 1 | X | NG
Natural Gas Fired Combined Cycle.NG | natural gas combined cycle | TRUE | 17609 | Southern California Edison Co | 358 | Mountainview Generating Station | CA | San Bernardino | MV3C | Natural Gas Fired Combined Cycle | CA | 3 | S | 189.2 | 0.83 | 197 | 191 | 90 | N |  |  | N | Electric Utility | 1 | X | NG
Natural Gas Fired Combined Cycle.NG | natural gas combined cycle | TRUE | 17609 | Southern California Edison Co | 358 | Mountainview Generating Station | CA | San Bernardino | MV4A | Natural Gas Fired Combined Cycle | CT | 4 | S | 164.6 | 0.8 | 156 | 182 | 60 | N |  |  | N | Electric Utility | 1 | X | NG
Natural Gas Fired Combined Cycle.NG | natural gas combined cycle | TRUE | 17609 | Southern California Edison Co | 358 | Mountainview Generating Station | CA | San Bernardino | MV4B | Natural Gas Fired Combined Cycle | CT | 4 | S | 164.6 | 0.8 | 156 | 182 | 60 | N |  |  | N | Electric Utility | 1 | X | NG
Natural Gas Fired Combined Cycle.NG | natural gas combined cycle | TRUE | 17609 | Southern California Edison Co | 358 | Mountainview Generating Station | CA | San Bernardino | MV4C | Natural Gas Fired Combined Cycle | CA | 4 | S | 189.2 | 0.83 | 197 | 191 | 90 | N |  |  | N | Electric Utility | 1 | X | NG
Conventional Hydroelectric.WAT | hydro | TRUE | 17609 | Southern California Edison Co | 361 | Santa Ana 1 | CA | San Bernardino | 1 | Conventional Hydroelectric | HY |  | S | 0.8 | 0.8 | 0.8 | 0.8 | 0 | N |  |  | N | Electric Utility | 1 | X | WAT
Conventional Hydroelectric.WAT | hydro | TRUE | 17609 | Southern California Edison Co | 361 | Santa Ana 1 | CA | San Bernardino | 2 | Conventional Hydroelectric | HY |  | S | 0.8 | 0.8 | 0.8 | 0.8 | 0 | N |  |  | N | Electric Utility | 1 | X | WAT
Conventional Hydroelectric.WAT | hydro | TRUE | 17609 | Southern California Edison Co | 361 | Santa Ana 1 | CA | San Bernardino | 3 | Conventional Hydroelectric | HY |  | S | 0.8 | 0.8 | 0.8 | 0.8 | 0 | N |  |  | N | Electric Utility | 1 | X | WAT
Conventional Hydroelectric.WAT | hydro | TRUE | 17609 | Southern California Edison Co | 361 | Santa Ana 1 | CA | San Bernardino | 4 | Conventional Hydroelectric | HY |  | S | 0.8 | 0.8 | 0.8 | 0.8 | 0 | N |  |  | N | Electric Utility | 1 | X | WAT
Conventional Hydroelectric.WAT | hydro | TRUE | 17609 | Southern California Edison Co | 363 | Santa Ana 3 | CA | San Bernardino | 1 | Conventional Hydroelectric | HY |  | S | 3.1 | 0.9 | 3.1 | 3.1 | 0 | N |  |  | N | Electric Utility | 1 | X | WAT
Conventional Hydroelectric.WAT | hydro | TRUE | 17609 | Southern California Edison Co | 365 | Lower Tule River | CA | Tulare | 1 | Conventional Hydroelectric | HY |  | S | 1.3 | 0.9 | 1.3 | 1.3 | 0 | N |  |  | N | Electric Utility | 1 | X | WAT
Conventional Hydroelectric.WAT | hydro | TRUE | 17609 | Southern California Edison Co | 365 | Lower Tule River | CA | Tulare | 2 | Conventional Hydroelectric | HY |  | S | 1.3 | 0.9 | 1.3 | 1.3 | 0 | N |  |  | N | Electric Utility | 1 | X | WAT
Nuclear.NUC | nuclear | TRUE | 20160 | Energy Northwest | 371 | Columbia Generating Station | WA | Benton | 2 | Nuclear | ST |  | S | 1200 | 0.975 | 1151 | 1172 | 120 | N |  |  | N | Electric Utility | 1 | X | NUC
Conventional Hydroelectric.WAT | hydro | TRUE | 5571 | East Bay Municipal Util Dist | 376 | Pardee | CA | Calaveras | 1 | Conventional Hydroelectric | HY |  | S | 7.5 | 0.8 | 8.9 | 8.9 | 5 | N |  |  | N | Electric Utility | 1 | X | WAT
Conventional Hydroelectric.WAT | hydro | TRUE | 5571 | East Bay Municipal Util Dist | 376 | Pardee | CA | Calaveras | 2 | Conventional Hydroelectric | HY |  | S | 7.5 | 0.8 | 8.9 | 8.9 | 5 | N |  |  | N | Electric Utility | 1 | X | WAT
Conventional Hydroelectric.WAT | hydro | TRUE | 5571 | East Bay Municipal Util Dist | 376 | Pardee | CA | Calaveras | 3 | Conventional Hydroelectric | HY |  | S | 8.6 | 0.95 | 9.9 | 9.9 | 5 | N |  |  | N | Electric Utility | 1 | X | WAT
Natural Gas Fired Combined Cycle.NG | natural gas combined cycle | TRUE | 7294 | City of Glendale - (CA) | 377 | Grayson | CA | Los Angeles | 1 | Natural Gas Fired Combined Cycle | CA | CC1 | S | 20 | 0.85 | 19 | 19 | 1 | N |  |  | N | Electric Utility | 1 | X | NG
Natural Gas Fired Combined Cycle.NG | natural gas combined cycle | TRUE | 7294 | City of Glendale - (CA) | 377 | Grayson | CA | Los Angeles | 2 | Natural Gas Fired Combined Cycle | CA | CC1 | S | 20 | 0.85 | 19 | 19 | 1 | N |  |  | N | Electric Utility | 1 | X | NG
Natural Gas Steam Turbine.NG | natural gas steam turbine | TRUE | 7294 | City of Glendale - (CA) | 377 | Grayson | CA | Los Angeles | 3 | Natural Gas Steam Turbine | ST |  | S | 23 | 0.85 | 18 | 18 | 7 | N |  |  | N | Electric Utility | 1 | X | NG | LFG
Natural Gas Steam Turbine.NG | natural gas steam turbine | TRUE | 7294 | City of Glendale - (CA) | 377 | Grayson | CA | Los Angeles | 4 | Natural Gas Steam Turbine | ST |  | S | 50 | 0.85 | 40 | 40 | 15 | N |  |  | N | Electric Utility | 1 | X | NG | LFG
Natural Gas Steam Turbine.NG | natural gas steam turbine | TRUE | 7294 | City of Glendale - (CA) | 377 | Grayson | CA | Los Angeles | 5 | Natural Gas Steam Turbine | ST |  | S | 50 | 0.85 | 40 | 40 | 15 | N |  |  | N | Electric Utility | 1 | X | NG | LFG
Natural Gas Fired Combined Cycle.NG | natural gas combined cycle | TRUE | 7294 | City of Glendale - (CA) | 377 | Grayson | CA | Los Angeles | 8A | Natural Gas Fired Combined Cycle | CT | CC1 | S | 25.4 | 0.9 | 26 | 30 | 16 | N |  |  | N | Electric Utility | 1 | X | NG
Natural Gas Fired Combined Cycle.NG | natural gas combined cycle | TRUE | 7294 | City of Glendale - (CA) | 377 | Grayson | CA | Los Angeles | 8BC | Natural Gas Fired Combined Cycle | CT | CC1 | S | 55.1 | 0.9 | 46 | 50 | 34 | N |  |  | N | Electric Utility | 1 | X | NG
Natural Gas Fired Combustion Turbine.NG | natural gas peaker | TRUE | 7294 | City of Glendale - (CA) | 377 | Grayson | CA | Los Angeles | 9 | Natural Gas Fired Combustion Turbine | GT |  | S | 57.4 | 0.85 | 48 | 48 | 25 | N |  |  | N | Electric Utility | 1 | X | NG
Conventional Hydroelectric.WAT | hydro | TRUE | 12647 | ALLETE, Inc. | 378 | Prairie River | MN | Itasca | 1 | Conventional Hydroelectric | HY |  | S | 0.7 | 0.8 | 0.5 | 0.5 | 0.1 | N |  |  | N | Electric Utility | 1 | X | WAT
Conventional Hydroelectric.WAT | hydro | TRUE | 12647 | ALLETE, Inc. | 378 | Prairie River | MN | Itasca | 2 | Conventional Hydroelectric | HY |  | S | 0.3 | 0.8 | 0.2 | 0.2 | 0.1 | N |  |  | N | Electric Utility | 1 | X | WAT
Conventional Hydroelectric.WAT | hydro | TRUE | 16612 | City & County of San Francisco | 380 | Dion R Holm | CA | Tuolumne | 1 | Conventional Hydroelectric | HY |  | S | 78.4 | 0.95 | 78.4 | 78.4 | 0 | N |  |  | N | Electric Utility | 1 | X | WAT
Conventional Hydroelectric.WAT | hydro | TRUE | 16612 | City & County of San Francisco | 380 | Dion R Holm | CA | Tuolumne | 2 | Conventional Hydroelectric | HY |  | S | 78.4 | 0.95 | 78.4 | 78.4 | 0 | N |  |  | N | Electric Utility | 1 | X | WAT
Conventional Hydroelectric.WAT | hydro | TRUE | 16612 | City & County of San Francisco | 381 | Moccasin | CA | Tuolumne | 1 | Conventional Hydroelectric | HY |  | S | 50 | 0.9 | 50 | 50 | 0 | N |  |  | N | Electric Utility | 1 | X | WAT
Conventional Hydroelectric.WAT | hydro | TRUE | 16612 | City & County of San Francisco | 381 | Moccasin | CA | Tuolumne | 2 | Conventional Hydroelectric | HY |  | S | 50 | 0.9 | 50 | 50 | 0 | N |  |  | N | Electric Utility | 1 | X | WAT
Conventional Hydroelectric.WAT | hydro | TRUE | 16612 | City & County of San Francisco | 382 | R C Kirkwood | CA | Tuolumne | 1 | Conventional Hydroelectric | HY |  | S | 39.5 | 0.95 | 39.5 | 39.5 | 0 | N |  |  | N | Electric Utility | 1 | X | WAT
Conventional Hydroelectric.WAT | hydro | TRUE | 16612 | City & County of San Francisco | 382 | R C Kirkwood | CA | Tuolumne | 2 | Conventional Hydroelectric | HY |  | S | 39.5 | 0.95 | 39.5 | 39.5 | 0 | N |  |  | N | Electric Utility | 1 | X | WAT
Conventional Hydroelectric.WAT | hydro | TRUE | 16612 | City & County of San Francisco | 382 | R C Kirkwood | CA | Tuolumne | 3 | Conventional Hydroelectric | HY |  | S | 36.5 | 0.9 | 36.5 | 36.5 | 0 | N |  |  | N | Electric Utility | 1 | X | WAT
Natural Gas Steam Turbine.NG | natural gas steam turbine | TRUE | 12384 | Midwest Generations EME LLC | 384 | Joliet 29 | IL | Will | 7 | Natural Gas Steam Turbine | ST |  | S | 660 | 0.9 | 518 | 522 | 120 | N | 6 | 2023 | N | IPP Non-CHP | 2 | X | NG
Natural Gas Steam Turbine.NG | natural gas steam turbine | TRUE | 12384 | Midwest Generations EME LLC | 384 | Joliet 29 | IL | Will | 8 | Natural Gas Steam Turbine | ST |  | S | 660 | 0.9 | 518 | 522 | 120 | N | 6 | 2023 | N | IPP Non-CHP | 2 | X | NG
Conventional Hydroelectric.WAT | hydro | TRUE | 9216 | Imperial Irrigation District | 385 | Drop 2 (CA) | CA | Imperial | 1 | Conventional Hydroelectric | HY |  | S | 5 | 0.8 | 4.9 | 2.5 | 0.7 | N |  |  | N | Electric Utility | 1 | X | WAT
Conventional Hydroelectric.WAT | hydro | TRUE | 9216 | Imperial Irrigation District | 385 | Drop 2 (CA) | CA | Imperial | 2 | Conventional Hydroelectric | HY |  | S | 5 | 0.8 | 4.9 | 2.5 | 0.7 | N |  |  | N | Electric Utility | 1 | X | WAT
Conventional Hydroelectric.WAT | hydro | TRUE | 9216 | Imperial Irrigation District | 386 | Drop 3 (CA) | CA | Imperial | 1 | Conventional Hydroelectric | HY |  | S | 4.8 | 0.8 | 4.5 | 3.6 | 1 | N |  |  | N | Electric Utility | 1 | X | WAT
Conventional Hydroelectric.WAT | hydro | TRUE | 9216 | Imperial Irrigation District | 386 | Drop 3 (CA) | CA | Imperial | 2 | Conventional Hydroelectric | HY |  | S | 4.4 | 0.8 | 4.4 | 4.6 | 1 | N |  |  | N | Electric Utility | 1 | X | WAT
Conventional Hydroelectric.WAT | hydro | TRUE | 9216 | Imperial Irrigation District | 387 | Drop 4 | CA | Imperial | 1 | Conventional Hydroelectric | HY |  | S | 10 | 0.8 | 10 | 10 | 0.6 | N |  |  | N | Electric Utility | 1 | X | WAT
Conventional Hydroelectric.WAT | hydro | TRUE | 9216 | Imperial Irrigation District | 387 | Drop 4 | CA | Imperial | 2 | Conventional Hydroelectric | HY |  | S | 9.6 | 0.8 | 10 | 8 | 1 | N |  |  | N | Electric Utility | 1 | X | WAT
Conventional Hydroelectric.WAT | hydro | TRUE | 9216 | Imperial Irrigation District | 388 | Pilot Knob | CA | Imperial | 1 | Conventional Hydroelectric | HY |  | S | 16.5 | 0.8 |  | 10.4 | 0.7 | N |  |  | N | Electric Utility | 1 | X | WAT
Conventional Hydroelectric.WAT | hydro | TRUE | 9216 | Imperial Irrigation District | 388 | Pilot Knob | CA | Imperial | 2 | Conventional Hydroelectric | HY |  | S | 16.5 | 0.8 |  | 7.7 | 0.7 | N |  |  | N | Electric Utility | 1 | X | WAT
Natural Gas Fired Combined Cycle.NG | natural gas combined cycle | TRUE | 9216 | Imperial Irrigation District | 389 | El Centro Hybrid | CA | Imperial | 2 | Natural Gas Fired Combined Cycle | CA | STM2 | S | 34.5 | 0.85 | 32.5 | 32.5 | 22 | N |  |  | N | Electric Utility | 1 | X | NG
Natural Gas Fired Combined Cycle.NG | natural gas combined cycle | TRUE | 9216 | Imperial Irrigation District | 389 | El Centro Hybrid | CA | Imperial | 2A | Natural Gas Fired Combined Cycle | CT | STM2 | S | 89.9 | 0.85 | 73 | 73 | 48 | N |  |  | N | Electric Utility | 1 | X | NG | DFO
Natural Gas Fired Combined Cycle.NG | natural gas combined cycle | TRUE | 9216 | Imperial Irrigation District | 389 | El Centro Hybrid | CA | Imperial | 30 | Natural Gas Fired Combined Cycle | CA | STM3 | S | 65.9 | 0.85 | 42 | 53 | 28 | N |  |  | N | Electric Utility | 1 | X | NG
Natural Gas Fired Combined Cycle.NG | natural gas combined cycle | TRUE | 9216 | Imperial Irrigation District | 389 | El Centro Hybrid | CA | Imperial | 31 | Natural Gas Fired Combined Cycle | CT | STM3 | S | 43.2 | 0.8 | 39 | 46 | 24 | N |  |  | N | Electric Utility | 1 | X | NG
Natural Gas Fired Combined Cycle.NG | natural gas combined cycle | TRUE | 9216 | Imperial Irrigation District | 389 | El Centro Hybrid | CA | Imperial | 32 | Natural Gas Fired Combined Cycle | CT | STM3 | S | 43.2 | 0.8 | 39 | 46 | 24 | N |  |  | N | Electric Utility | 1 | X | NG
Natural Gas Steam Turbine.NG | natural gas steam turbine | TRUE | 9216 | Imperial Irrigation District | 389 | El Centro Hybrid | CA | Imperial | 4 | Natural Gas Steam Turbine | ST |  | S | 81.6 | 0.85 | 67.6 | 72 | 20 | N |  |  | N | Electric Utility | 1 | X | NG | RFO
Batteries.MWH | battery storage | 0 | 9216 | Imperial Irrigation District | 389 | El Centro Hybrid | CA | Imperial | BESS | Batteries | BA |  | S | 30 |  | 18.9 | 29 | 0 | N |  |  | N | Electric Utility | 1 | X | MWH
Conventional Hydroelectric.WAT | hydro | TRUE | 4329 | Copper Valley Elec Assn, Inc | 390 | Solomon Gulch | AK | Valdez Cordova | 1 | Conventional Hydroelectric | HY |  | S | 6 | 0.8 | 6 | 6 | 0.5 | N |  |  | N | Electric Utility | 1 | X | WAT
Conventional Hydroelectric.WAT | hydro | TRUE | 4329 | Copper Valley Elec Assn, Inc | 390 | Solomon Gulch | AK | Valdez Cordova | 2 | Conventional Hydroelectric | HY |  | S | 6 | 0.8 | 6 | 6 | 0.5 | N |  |  | N | Electric Utility | 1 | X | WAT
Conventional Hydroelectric.WAT | hydro | TRUE | 11208 | Los Angeles Department of Water & Power | 391 | Big Pine Creek | CA | Inyo | 1 | Conventional Hydroelectric | HY |  | S | 3.2 | 0.8 | 3 | 3 | 0.3 | N |  |  | N | Electric Utility | 1 | X | WAT
Hydroelectric Pumped Storage.WAT | other | TRUE | 11208 | Los Angeles Department of Water & Power | 392 | Castaic | CA | Los Angeles | 1 | Hydroelectric Pumped Storage | PS |  | S | 271 | 0.943 | 270.5 | 270.5 | 10 | N |  |  | N | Electric Utility | 1 | X | WAT
Hydroelectric Pumped Storage.WAT | other | TRUE | 11208 | Los Angeles Department of Water & Power | 392 | Castaic | CA | Los Angeles | 2 | Hydroelectric Pumped Storage | PS |  | S | 271 | 0.943 | 270.5 | 270.5 | 10 | N |  |  | N | Electric Utility | 1 | X | WAT
Hydroelectric Pumped Storage.WAT | other | TRUE | 11208 | Los Angeles Department of Water & Power | 392 | Castaic | CA | Los Angeles | 3 | Hydroelectric Pumped Storage | PS |  | S | 271 | 0.943 | 270.5 | 270.5 | 10 | N |  |  | N | Electric Utility | 1 | X | WAT
Hydroelectric Pumped Storage.WAT | other | TRUE | 11208 | Los Angeles Department of Water & Power | 392 | Castaic | CA | Los Angeles | 4 | Hydroelectric Pumped Storage | PS |  | S | 271 | 0.943 | 270.5 | 270.5 | 10 | N |  |  | N | Electric Utility | 1 | X | WAT
Hydroelectric Pumped Storage.WAT | other | TRUE | 11208 | Los Angeles Department of Water & Power | 392 | Castaic | CA | Los Angeles | 5 | Hydroelectric Pumped Storage | PS |  | S | 271 | 0.943 | 270.5 | 270.5 | 10 | N |  |  | N | Electric Utility | 1 | X | WAT
Hydroelectric Pumped Storage.WAT | other | TRUE | 11208 | Los Angeles Department of Water & Power | 392 | Castaic | CA | Los Angeles | 6 | Hydroelectric Pumped Storage | PS |  | S | 271 | 0.943 | 270.5 | 270.5 | 10 | N |  |  | N | Electric Utility | 1 | X | WAT
Conventional Hydroelectric.WAT | hydro | TRUE | 11208 | Los Angeles Department of Water & Power | 392 | Castaic | CA | Los Angeles | 7 | Conventional Hydroelectric | HY |  | S | 56 | 0.8 | 51.5 | 51.5 | 2 | N |  |  | N | Electric Utility | 1 | X | WAT
Conventional Hydroelectric.WAT | hydro | TRUE | 11208 | Los Angeles Department of Water & Power | 393 | Control Gorge | CA | Inyo | 1 | Conventional Hydroelectric | HY |  | S | 37.5 | 1 | 37.5 | 37.5 | 0.5 | N |  |  | N | Electric Utility | 1 | X | WAT
Conventional Hydroelectric.WAT | hydro | TRUE | 11208 | Los Angeles Department of Water & Power | 394 | Cottonwood | CA | Inyo | 1 | Conventional Hydroelectric | HY |  | S | 0.8 | 0.8 | 1.2 | 1.2 | 0.1 | N |  |  | N | Electric Utility | 1 | X | WAT
Conventional Hydroelectric.WAT | hydro | TRUE | 11208 | Los Angeles Department of Water & Power | 394 | Cottonwood | CA | Inyo | 2 | Conventional Hydroelectric | HY |  | S | 0.8 | 0.8 | 1.2 | 1.2 | 0.1 | N |  |  | N | Electric Utility | 1 | X | WAT
Conventional Hydroelectric.WAT | hydro | TRUE | 11208 | Los Angeles Department of Water & Power | 396 | Foothill | CA | Los Angeles | 1 | Conventional Hydroelectric | HY |  | S | 8.8 | 0.8 | 8.6 | 8.6 | 0.1 | N |  |  | N | Electric Utility | 1 | X | WAT
Conventional Hydroelectric.WAT | hydro | TRUE | 11208 | Los Angeles Department of Water & Power | 397 | Franklin (CA) | CA | Los Angeles | 1 | Conventional Hydroelectric | HY |  | S | 2 | 0.8 | 2 | 2 | 0.1 | N |  |  | N | Electric Utility | 1 | X | WAT
Conventional Hydroelectric.WAT | hydro | TRUE | 11208 | Los Angeles Department of Water & Power | 398 | Haiwee | CA | Inyo | 1 | Conventional Hydroelectric | HY |  | S | 2.8 | 0.8 | 2.5 | 2.5 | 0.5 | N |  |  | N | Electric Utility | 1 | X | WAT
Conventional Hydroelectric.WAT | hydro | TRUE | 11208 | Los Angeles Department of Water & Power | 398 | Haiwee | CA | Inyo | 2 | Conventional Hydroelectric | HY |  | S | 2.8 | 0.8 | 2.5 | 2.5 | 0.5 | N |  |  | N | Electric Utility | 1 | X | WAT
Natural Gas Fired Combined Cycle.NG | natural gas combined cycle | TRUE | 11208 | Los Angeles Department of Water & Power | 399 | Harbor | CA | Los Angeles | 10A | Natural Gas Fired Combined Cycle | CT | CC1 | S | 85.3 | 0.85 | 73 | 73 | 36 | N |  |  | N | Electric Utility | 1 | X | NG | DFO
Natural Gas Fired Combined Cycle.NG | natural gas combined cycle | TRUE | 11208 | Los Angeles Department of Water & Power | 399 | Harbor | CA | Los Angeles | 10B | Natural Gas Fired Combined Cycle | CT | CC1 | S | 85.3 | 0.85 | 73 | 73 | 36 | N |  |  | N | Electric Utility | 1 | X | NG | DFO
Natural Gas Fired Combined Cycle.NG | natural gas combined cycle | TRUE | 11208 | Los Angeles Department of Water & Power | 399 | Harbor | CA | Los Angeles | 5 | Natural Gas Fired Combined Cycle | CA | CC1 | S | 75 | 0.8 | 56 | 60 | 17 | N |  |  | N | Electric Utility | 1 | X | NG | DFO
Natural Gas Fired Combustion Turbine.NG | natural gas peaker | TRUE | 11208 | Los Angeles Department of Water & Power | 399 | Harbor | CA | Los Angeles | GT10 | Natural Gas Fired Combustion Turbine | GT |  | S | 60.5 | 0.85 | 44 | 44 | 15 | N |  |  | N | Electric Utility | 1 | X | NG | DFO
Natural Gas Fired Combustion Turbine.NG | natural gas peaker | TRUE | 11208 | Los Angeles Department of Water & Power | 399 | Harbor | CA | Los Angeles | GT11 | Natural Gas Fired Combustion Turbine | GT |  | S | 60.5 | 0.85 | 44 | 44 | 15 | N |  |  | N | Electric Utility | 1 | X | NG | DFO
Natural Gas Fired Combustion Turbine.NG | natural gas peaker | TRUE | 11208 | Los Angeles Department of Water & Power | 399 | Harbor | CA | Los Angeles | GT12 | Natural Gas Fired Combustion Turbine | GT |  | S | 60.5 | 0.85 | 44 | 44 | 15 | N |  |  | N | Electric Utility | 1 | X | NG | DFO
Natural Gas Fired Combustion Turbine.NG | natural gas peaker | TRUE | 11208 | Los Angeles Department of Water & Power | 399 | Harbor | CA | Los Angeles | GT13 | Natural Gas Fired Combustion Turbine | GT |  | S | 60.5 | 0.85 | 44 | 44 | 15 | N |  |  | N | Electric Utility | 1 | X | NG | DFO
Natural Gas Fired Combustion Turbine.NG | natural gas peaker | TRUE | 11208 | Los Angeles Department of Water & Power | 399 | Harbor | CA | Los Angeles | GT14 | Natural Gas Fired Combustion Turbine | GT |  | S | 60.5 | 0.85 | 44 | 44 | 15 | N |  |  | N | Electric Utility | 1 | X | NG | DFO
Natural Gas Steam Turbine.NG | natural gas steam turbine | TRUE | 11208 | Los Angeles Department of Water & Power | 400 | Haynes | CA | Los Angeles | 1 | Natural Gas Steam Turbine | ST |  | S | 230 | 0.85 | 222 | 222 | 50 | N |  |  | N | Electric Utility | 1 | X | NG
Natural Gas Fired Combined Cycle.NG | natural gas combined cycle | TRUE | 11208 | Los Angeles Department of Water & Power | 400 | Haynes | CA | Los Angeles | 10 | Natural Gas Fired Combined Cycle | CT | CC1 | S | 182.8 | 0.85 | 162.5 | 162.5 | 105 | N |  |  | N | Electric Utility | 1 | X | NG | DFO
Natural Gas Fired Combustion Turbine.NG | natural gas peaker | TRUE | 11208 | Los Angeles Department of Water & Power | 400 | Haynes | CA | Los Angeles | 11 | Natural Gas Fired Combustion Turbine | GT |  | S | 108.2 | 0.85 | 99.2 | 99.2 | 52 | N |  |  | N | Electric Utility | 1 | X | NG
Natural Gas Fired Combustion Turbine.NG | natural gas peaker | TRUE | 11208 | Los Angeles Department of Water & Power | 400 | Haynes | CA | Los Angeles | 12 | Natural Gas Fired Combustion Turbine | GT |  | S | 108.2 | 0.85 | 99.2 | 99.2 | 52 | N |  |  | N | Electric Utility | 1 | X | NG
Natural Gas Fired Combustion Turbine.NG | natural gas peaker | TRUE | 11208 | Los Angeles Department of Water & Power | 400 | Haynes | CA | Los Angeles | 13 | Natural Gas Fired Combustion Turbine | GT |  | S | 108.2 | 0.85 | 99.2 | 99.2 | 52 | N |  |  | N | Electric Utility | 1 | X | NG
Natural Gas Fired Combustion Turbine.NG | natural gas peaker | TRUE | 11208 | Los Angeles Department of Water & Power | 400 | Haynes | CA | Los Angeles | 14 | Natural Gas Fired Combustion Turbine | GT |  | S | 108.2 | 0.85 | 99.2 | 99.2 | 52 | N |  |  | N | Electric Utility | 1 | X | NG
Natural Gas Fired Combustion Turbine.NG | natural gas peaker | TRUE | 11208 | Los Angeles Department of Water & Power | 400 | Haynes | CA | Los Angeles | 15 | Natural Gas Fired Combustion Turbine | GT |  | S | 108.2 | 0.85 | 99.2 | 99.2 | 52 | N |  |  | N | Electric Utility | 1 | X | NG
Natural Gas Fired Combustion Turbine.NG | natural gas peaker | TRUE | 11208 | Los Angeles Department of Water & Power | 400 | Haynes | CA | Los Angeles | 16 | Natural Gas Fired Combustion Turbine | GT |  | S | 108.2 | 0.85 | 99.2 | 99.2 | 52 | N |  |  | N | Electric Utility | 1 | X | NG
Natural Gas Steam Turbine.NG | natural gas steam turbine | TRUE | 11208 | Los Angeles Department of Water & Power | 400 | Haynes | CA | Los Angeles | 2 | Natural Gas Steam Turbine | ST |  | S | 230 | 0.85 | 222 | 222 | 50 | N |  |  | N | Electric Utility | 1 | X | NG
Natural Gas Fired Combined Cycle.NG | natural gas combined cycle | TRUE | 11208 | Los Angeles Department of Water & Power | 400 | Haynes | CA | Los Angeles | 8 | Natural Gas Fired Combined Cycle | CA | CC1 | S | 264.3 | 0.85 | 235 | 250 | 73 | N |  |  | N | Electric Utility | 1 | X | NG | DFO
Natural Gas Fired Combined Cycle.NG | natural gas combined cycle | TRUE | 11208 | Los Angeles Department of Water & Power | 400 | Haynes | CA | Los Angeles | 9 | Natural Gas Fired Combined Cycle | CT | CC1 | S | 182.8 | 0.85 | 162.5 | 162.5 | 105 | N |  |  | N | Electric Utility | 1 | X | NG | DFO
Conventional Hydroelectric.WAT | hydro | TRUE | 11208 | Los Angeles Department of Water & Power | 401 | Middle Gorge | CA | Mono | 1 | Conventional Hydroelectric | HY |  | S | 37.5 | 1 | 37.5 | 37.5 | 0.5 | N |  |  | N | Electric Utility | 1 | X | WAT
Conventional Hydroelectric.WAT | hydro | TRUE | 11208 | Los Angeles Department of Water & Power | 402 | Pleasant Valley Hydro | CA | Inyo | 1 | Conventional Hydroelectric | HY |  | S | 3.2 | 0.8 | 2.7 | 2.7 | 0.3 | N |  |  | N | Electric Utility | 1 | X | WAT
Conventional Hydroelectric.WAT | hydro | TRUE | 11208 | Los Angeles Department of Water & Power | 403 | San Fernando | CA | Los Angeles | 1 | Conventional Hydroelectric | HY |  | S | 2.8 | 0.8 | 3.2 | 3.2 | 0.1 | N |  |  | N | Electric Utility | 1 | X | WAT
Conventional Hydroelectric.WAT | hydro | TRUE | 11208 | Los Angeles Department of Water & Power | 403 | San Fernando | CA | Los Angeles | 2 | Conventional Hydroelectric | HY |  | S | 2.8 | 0.8 | 2.9 | 2.9 | 0.1 | N |  |  | N | Electric Utility | 1 | X | WAT
Natural Gas Steam Turbine.NG | natural gas steam turbine | TRUE | 11208 | Los Angeles Department of Water & Power | 404 | Scattergood | CA | Los Angeles | 1 | Natural Gas Steam Turbine | ST |  | S | 163.2 | 0.85 | 105 | 105 | 40 | N | 12 | 2024 | N | Electric Utility | 1 | X | NG
Natural Gas Steam Turbine.NG | natural gas steam turbine | TRUE | 11208 | Los Angeles Department of Water & Power | 404 | Scattergood | CA | Los Angeles | 2 | Natural Gas Steam Turbine | ST |  | S | 163.2 | 0.85 | 156.3 | 156.3 | 40 | N | 12 | 2024 | N | Electric Utility | 1 | X | NG
Natural Gas Fired Combined Cycle.NG | natural gas combined cycle | TRUE | 11208 | Los Angeles Department of Water & Power | 404 | Scattergood | CA | Los Angeles | 4 | Natural Gas Fired Combined Cycle | CT | CC1 | S | 216.9 | 0.85 | 206 | 206 | 75 | N |  |  | N | Electric Utility | 1 | X | NG
Natural Gas Fired Combined Cycle.NG | natural gas combined cycle | TRUE | 11208 | Los Angeles Department of Water & Power | 404 | Scattergood | CA | Los Angeles | 5 | Natural Gas Fired Combined Cycle | CA | CC1 | S | 118.9 | 0.85 | 107 | 107 | 65 | N |  |  | N | Electric Utility | 1 | X | NG
Natural Gas Fired Combustion Turbine.NG | natural gas peaker | TRUE | 11208 | Los Angeles Department of Water & Power | 404 | Scattergood | CA | Los Angeles | 6 | Natural Gas Fired Combustion Turbine | GT |  | S | 106.9 | 0.85 | 102 | 102 | 28 | N |  |  | N | Electric Utility | 1 | X | NG
Natural Gas Fired Combustion Turbine.NG | natural gas peaker | TRUE | 11208 | Los Angeles Department of Water & Power | 404 | Scattergood | CA | Los Angeles | 7 | Natural Gas Fired Combustion Turbine | GT |  | S | 106.9 | 0.85 | 102 | 102 | 28 | N |  |  | N | Electric Utility | 1 | X | NG
Petroleum Liquids.DFO | petroleum | TRUE | 219 | Alaska Power and Telephone Co | 406 | Tok | AK | Southeast Fairbanks | 3A | Petroleum Liquids | IC |  | S | 1.3 | 0.8 | 1.3 | 1.3 | 0.5 | N |  |  | N | Electric Utility | 1 | X | DFO
Petroleum Liquids.DFO | petroleum | TRUE | 219 | Alaska Power and Telephone Co | 406 | Tok | AK | Southeast Fairbanks | 4A | Petroleum Liquids | IC |  | S | 1.1 | 0.8 | 1.1 | 1.1 | 0.5 | N |  |  | N | Electric Utility | 1 | X | DFO
Petroleum Liquids.DFO | petroleum | TRUE | 219 | Alaska Power and Telephone Co | 406 | Tok | AK | Southeast Fairbanks | 5A | Petroleum Liquids | IC |  | S | 1.1 | 0.8 | 1.1 | 1.1 | 0.5 | N |  |  | N | Electric Utility | 1 | X | DFO
Petroleum Liquids.DFO | petroleum | TRUE | 219 | Alaska Power and Telephone Co | 406 | Tok | AK | Southeast Fairbanks | 6 | Petroleum Liquids | IC |  | S | 0.5 | 0.8 | 0.5 | 0.5 | 0.2 | N |  |  | N | Electric Utility | 1 | X | DFO
Petroleum Liquids.DFO | petroleum | TRUE | 219 | Alaska Power and Telephone Co | 406 | Tok | AK | Southeast Fairbanks | 8 | Petroleum Liquids | IC |  | S | 0.4 | 0.8 | 0.4 | 0.4 | 0.2 | N |  |  | N | Electric Utility | 1 | X | DFO
Petroleum Liquids.DFO | petroleum | TRUE | 219 | Alaska Power and Telephone Co | 406 | Tok | AK | Southeast Fairbanks | 9 | Petroleum Liquids | IC |  | S | 0.9 | 0.8 | 1 | 1 | 0.4 | N |  |  | N | Electric Utility | 1 | X | DFO
Conventional Hydroelectric.WAT | hydro | TRUE | 11208 | Los Angeles Department of Water & Power | 407 | Upper Gorge | CA | Mono | 1 | Conventional Hydroelectric | HY |  | S | 37.5 | 1 | 36.5 | 36.5 | 0.5 | N |  |  | N | Electric Utility | 1 | X | WAT
Natural Gas Fired Combustion Turbine.NG | natural gas peaker | TRUE | 11208 | Los Angeles Department of Water & Power | 408 | Valley (CA) | CA | Los Angeles | 5 | Natural Gas Fired Combustion Turbine | GT |  | S | 60.5 | 0.85 | 44 | 44 | 15 | N |  |  | N | Electric Utility | 1 | X | NG | DFO
Natural Gas Fired Combined Cycle.NG | natural gas combined cycle | TRUE | 11208 | Los Angeles Department of Water & Power | 408 | Valley (CA) | CA | Los Angeles | 6 | Natural Gas Fired Combined Cycle | CT | CC1 | S | 182.8 | 0.85 | 155 | 155 | 85 | N |  |  | N | Electric Utility | 1 | X | NG | DFO
Natural Gas Fired Combined Cycle.NG | natural gas combined cycle | TRUE | 11208 | Los Angeles Department of Water & Power | 408 | Valley (CA) | CA | Los Angeles | 7 | Natural Gas Fired Combined Cycle | CT | CC1 | S | 182.8 | 0.85 | 155 | 155 | 85 | N |  |  | N | Electric Utility | 1 | X | NG | DFO
Natural Gas Fired Combined Cycle.NG | natural gas combined cycle | TRUE | 11208 | Los Angeles Department of Water & Power | 408 | Valley (CA) | CA | Los Angeles | 8 | Natural Gas Fired Combined Cycle | CA | CC1 | S | 264.4 | 0.85 | 209 | 209 | 60 | N |  |  | N | Electric Utility | 1 | X | NG | DFO | OBG
Conventional Hydroelectric.WAT | hydro | TRUE | 12312 | Merced Irrigation District | 409 | Exchequer | CA | Mariposa | 1 | Conventional Hydroelectric | HY |  | S | 94.5 | 0.9 | 94.5 | 94.5 | 0.1 | N |  |  | N | IPP Non-CHP | 2 | X | WAT
Conventional Hydroelectric.WAT | hydro | TRUE | 12312 | Merced Irrigation District | 410 | McSwain | CA | Mariposa | 1 | Conventional Hydroelectric | HY |  | S | 9 | 0.9 | 9 | 9 | 0.1 | N |  |  | N | IPP Non-CHP | 2 | X | WAT
Conventional Hydroelectric.WAT | hydro | TRUE | 13402 | Nevada Irrigation District | 412 | Chicago Park | CA | Nevada | 2P | Conventional Hydroelectric | HY |  | S | 44 | 0.99 | 44 | 44 | 5 | N |  |  | N | IPP Non-CHP | 2 | X | WAT
Conventional Hydroelectric.WAT | hydro | TRUE | 13402 | Nevada Irrigation District | 413 | Dutch Flat 2 | CA | Nevada | 3P | Conventional Hydroelectric | HY |  | S | 27.3 | 0.99 | 27.3 | 27.3 | 5 | N |  |  | N | IPP Non-CHP | 2 | X | WAT
Conventional Hydroelectric.WAT | hydro | TRUE | 13935 | Oakdale&South San Joaquin Irrigation D. | 414 | Beardsley | CA | Tuolumne | 1 | Conventional Hydroelectric | HY |  | S | 10 | 0.9 | 11 | 8.5 | 1 | N |  |  | N | IPP Non-CHP | 2 | X | WAT
Conventional Hydroelectric.WAT | hydro | TRUE | 13935 | Oakdale&South San Joaquin Irrigation D. | 415 | Donnells | CA | Tuolumne | H1 | Conventional Hydroelectric | HY |  | S | 72 | 0.9 | 72 | 61.2 | 5 | N |  |  | N | IPP Non-CHP | 2 | X | WAT
Conventional Hydroelectric.WAT | hydro | TRUE | 13935 | Oakdale&South San Joaquin Irrigation D. | 416 | Tulloch | CA | Tuolumne | 1 | Conventional Hydroelectric | HY |  | S | 11.7 | 0.9 | 9 | 8 | 1 | N |  |  | N | IPP Non-CHP | 2 | X | WAT
Conventional Hydroelectric.WAT | hydro | TRUE | 13935 | Oakdale&South San Joaquin Irrigation D. | 416 | Tulloch | CA | Tuolumne | 2 | Conventional Hydroelectric | HY |  | S | 11.7 | 0.9 | 10 | 8.5 | 1 | N |  |  | N | IPP Non-CHP | 2 | X | WAT
Conventional Hydroelectric.WAT | hydro | TRUE | 13935 | Oakdale&South San Joaquin Irrigation D. | 416 | Tulloch | CA | Tuolumne | 3 | Conventional Hydroelectric | HY |  | S | 6.5 | 0.9 | 6.5 | 6 | 1 | N |  |  | N | IPP Non-CHP | 2 | X | WAT
Conventional Hydroelectric.WAT | hydro | TRUE | 14191 | South Feather Water and Power Agency | 417 | Forbestown | CA | Butte | 1 | Conventional Hydroelectric | HY |  | S | 41.9 | 0.9 | 37.5 | 37.5 | 0 | N |  |  | N | Electric Utility | 1 | X | WAT
Conventional Hydroelectric.WAT | hydro | TRUE | 14191 | South Feather Water and Power Agency | 418 | Kelly Ridge | CA | Butte | 1 | Conventional Hydroelectric | HY |  | S | 10 | 0.9 | 10 | 10 | 0 | N |  |  | N | Electric Utility | 1 | X | WAT
Conventional Hydroelectric.WAT | hydro | TRUE | 14191 | South Feather Water and Power Agency | 419 | Woodleaf | CA | Butte | 1 | Conventional Hydroelectric | HY |  | S | 67.2 | 0.9 | 60 | 60 | 0 | N |  |  | N | Electric Utility | 1 | X | WAT
Petroleum Liquids.DFO | petroleum | TRUE | 219 | Alaska Power and Telephone Co | 421 | Craig (AK) | AK | Prince of Wales Ketchikan | 1 | Petroleum Liquids | IC |  | S | 0.6 | 0.8 | 0.6 | 0.6 | 0.3 | N |  |  | N | Electric Utility | 1 | X | DFO
Petroleum Liquids.DFO | petroleum | TRUE | 219 | Alaska Power and Telephone Co | 421 | Craig (AK) | AK | Prince of Wales Ketchikan | 3B | Petroleum Liquids | IC |  | S | 1.8 | 0.8 | 1.8 | 1.8 | 0.7 | N |  |  | N | Electric Utility | 1 | X | DFO
Petroleum Liquids.DFO | petroleum | TRUE | 219 | Alaska Power and Telephone Co | 421 | Craig (AK) | AK | Prince of Wales Ketchikan | 5 | Petroleum Liquids | IC |  | S | 1.1 | 0.8 | 1.1 | 1.1 | 0.5 | N |  |  | N | Electric Utility | 1 | X | DFO
Petroleum Liquids.DFO | petroleum | TRUE | 219 | Alaska Power and Telephone Co | 421 | Craig (AK) | AK | Prince of Wales Ketchikan | 6 | Petroleum Liquids | IC |  | S | 1.1 | 0.8 | 1.1 | 1.1 | 0.5 | N |  |  | N | Electric Utility | 1 | X | DFO
Natural Gas Fired Combustion Turbine.NG | natural gas peaker | TRUE | 14534 | City of Pasadena - (CA) | 422 | Glenarm | CA | Los Angeles | GT1 | Natural Gas Fired Combustion Turbine | GT |  | S | 28.8 | 0.85 | 22 | 22 | 14.9 | Y |  |  | N | Electric Utility | 1 | X | NG
Natural Gas Fired Combustion Turbine.NG | natural gas peaker | TRUE | 14534 | City of Pasadena - (CA) | 422 | Glenarm | CA | Los Angeles | GT2 | Natural Gas Fired Combustion Turbine | GT |  | S | 28.8 | 0.85 | 22 | 22 | 15 | Y |  |  | N | Electric Utility | 1 | X | NG
Natural Gas Fired Combustion Turbine.NG | natural gas peaker | TRUE | 14534 | City of Pasadena - (CA) | 422 | Glenarm | CA | Los Angeles | GT3 | Natural Gas Fired Combustion Turbine | GT |  | S | 60.5 | 0.85 | 47.2 | 47.2 | 15.4 | N |  |  | N | Electric Utility | 1 | X | NG
Natural Gas Fired Combustion Turbine.NG | natural gas peaker | TRUE | 14534 | City of Pasadena - (CA) | 422 | Glenarm | CA | Los Angeles | GT4 | Natural Gas Fired Combustion Turbine | GT |  | S | 60.5 | 0.85 | 47.2 | 47.2 | 15.4 | N |  |  | N | Electric Utility | 1 | X | NG
Natural Gas Fired Combined Cycle.NG | natural gas combined cycle | TRUE | 14534 | City of Pasadena - (CA) | 422 | Glenarm | CA | Los Angeles | GT5 | Natural Gas Fired Combined Cycle | CT | 1 | S | 71 | 0.85 | 68 | 68 | 18 | N |  |  | N | Electric Utility | 1 | X | NG
Natural Gas Fired Combined Cycle.NG | natural gas combined cycle | TRUE | 14534 | City of Pasadena - (CA) | 422 | Glenarm | CA | Los Angeles | ST1 | Natural Gas Fired Combined Cycle | CA | 1 | S | 16 | 0.9 | 16 | 16 | 6 | N |  |  | N | Electric Utility | 1 | X | NG
Petroleum Liquids.DFO | petroleum | TRUE | 219 | Alaska Power and Telephone Co | 423 | Hydaburg | AK | Prince of Wales Ketchikan | 1A | Petroleum Liquids | IC |  | S | 0.4 | 0.8 | 0.4 | 0.4 | 0.2 | N |  |  | N | Electric Utility | 1 | X | DFO
Petroleum Liquids.DFO | petroleum | TRUE | 219 | Alaska Power and Telephone Co | 423 | Hydaburg | AK | Prince of Wales Ketchikan | 3A | Petroleum Liquids | IC |  | S | 0.3 | 0.8 | 0.3 | 0.3 | 0.1 | N |  |  | N | Electric Utility | 1 | X | DFO
Petroleum Liquids.DFO | petroleum | TRUE | 219 | Alaska Power and Telephone Co | 423 | Hydaburg | AK | Prince of Wales Ketchikan | 5 | Petroleum Liquids | IC |  | S | 0.3 | 0.8 | 0.3 | 0.3 | 0.1 | N |  |  | N | Electric Utility | 1 | X | DFO
Conventional Hydroelectric.WAT | hydro | TRUE | 15127 | Placer County Water Agency | 424 | French Meadows | CA | Placer | 1 | Conventional Hydroelectric | HY |  | S | 15.3 | 0.9 | 16 | 16 | 0 | N |  |  | N | Electric Utility | 1 | X | WAT
Conventional Hydroelectric.WAT | hydro | TRUE | 15127 | Placer County Water Agency | 425 | Middle Fork | CA | Placer | 1 | Conventional Hydroelectric | HY |  | S | 61.2 | 0.9 | 66 | 66 | 0 | N |  |  | N | Electric Utility | 1 | X | WAT
Conventional Hydroelectric.WAT | hydro | TRUE | 15127 | Placer County Water Agency | 425 | Middle Fork | CA | Placer | 2 | Conventional Hydroelectric | HY |  | S | 61.2 | 0.9 | 66 | 66 | 0 | N |  |  | N | Electric Utility | 1 | X | WAT
Conventional Hydroelectric.WAT | hydro | TRUE | 15127 | Placer County Water Agency | 426 | Oxbow (CA) | CA | Placer | 1 | Conventional Hydroelectric | HY |  | S | 6.1 | 0.9 | 6 | 6 | 0 | N |  |  | N | Electric Utility | 1 | X | WAT
Conventional Hydroelectric.WAT | hydro | TRUE | 15127 | Placer County Water Agency | 427 | Ralston | CA | Placer | 1 | Conventional Hydroelectric | HY |  | S | 79.2 | 0.9 | 86 | 86 | 0 | N |  |  | N | Electric Utility | 1 | X | WAT
Conventional Hydroelectric.WAT | hydro | TRUE | 12312 | Merced Irrigation District | 428 | Parker | CA | Merced | 1 | Conventional Hydroelectric | HY |  | S | 2.7 | 0.95 | 2.7 | 2.7 | 0.1 | N |  |  | N | IPP Non-CHP | 2 | X | WAT
Conventional Hydroelectric.WAT | hydro | TRUE | 16534 | Sacramento Municipal Util Dist | 430 | Camino | CA | El Dorado | H1 | Conventional Hydroelectric | HY |  | S | 78.9 | 0.95 | 78.9 | 78.9 | 1 | N |  |  | N | Electric Utility | 1 | X | WAT
Conventional Hydroelectric.WAT | hydro | TRUE | 16534 | Sacramento Municipal Util Dist | 430 | Camino | CA | El Dorado | H2 | Conventional Hydroelectric | HY |  | S | 78.9 | 0.95 | 77 | 77 | 1 | N |  |  | N | Electric Utility | 1 | X | WAT
Conventional Hydroelectric.WAT | hydro | TRUE | 16534 | Sacramento Municipal Util Dist | 431 | Jaybird | CA | El Dorado | H1 | Conventional Hydroelectric | HY |  | S | 80.8 | 0.95 | 78.1 | 78.1 | 1 | N |  |  | N | Electric Utility | 1 | X | WAT
Conventional Hydroelectric.WAT | hydro | TRUE | 16534 | Sacramento Municipal Util Dist | 431 | Jaybird | CA | El Dorado | H2 | Conventional Hydroelectric | HY |  | S | 80.8 | 0.95 | 78.1 | 78.1 | 1 | N |  |  | N | Electric Utility | 1 | X | WAT
Conventional Hydroelectric.WAT | hydro | TRUE | 16534 | Sacramento Municipal Util Dist | 432 | Loon Lake | CA | El Dorado | H1 | Conventional Hydroelectric | HY |  | S | 74.1 | 0.95 | 74.1 | 74.1 | 1 | N |  |  | N | Electric Utility | 1 | X | WAT
Conventional Hydroelectric.WAT | hydro | TRUE | 16534 | Sacramento Municipal Util Dist | 433 | Robbs Peak | CA | El Dorado | 1 | Conventional Hydroelectric | HY |  | S | 25.5 | 0.95 | 25.5 | 25.5 | 1 | N |  |  | N | Electric Utility | 1 | X | WAT
Conventional Hydroelectric.WAT | hydro | TRUE | 16534 | Sacramento Municipal Util Dist | 435 | White Rock/Slab Creek | CA | El Dorado | H1 | Conventional Hydroelectric | HY |  | S | 133 | 0.95 | 108 | 108 | 1 | N |  |  | N | Electric Utility | 1 | X | WAT
Conventional Hydroelectric.WAT | hydro | TRUE | 16534 | Sacramento Municipal Util Dist | 435 | White Rock/Slab Creek | CA | El Dorado | H2 | Conventional Hydroelectric | HY |  | S | 133 | 0.95 | 133 | 133 | 1 | N |  |  | N | Electric Utility | 1 | X | WAT
Conventional Hydroelectric.WAT | hydro | TRUE | 16534 | Sacramento Municipal Util Dist | 435 | White Rock/Slab Creek | CA | El Dorado | H3 | Conventional Hydroelectric | HY |  | S | 2.7 | 0.95 | 2.7 | 2.7 | 0.4 | N |  |  | N | Electric Utility | 1 | X | WAT
Conventional Hydroelectric.WAT | hydro | TRUE | 16534 | Sacramento Municipal Util Dist | 435 | White Rock/Slab Creek | CA | El Dorado | H4 | Conventional Hydroelectric | HY |  | S | 0.5 | 0.86 | 0.5 | 0.5 | 0.5 | N | 6 | 2023 | N | Electric Utility | 1 | X | WAT
Conventional Hydroelectric.WAT | hydro | TRUE | 3255 | California Dept. of Water Resources | 436 | Devil Canyon | CA | San Bernardino | 1 | Conventional Hydroelectric | HY |  | S | 59.8 | 0.95 | 57 | 57 | 15 | N |  |  | N | Electric Utility | 1 | X | WAT
Conventional Hydroelectric.WAT | hydro | TRUE | 3255 | California Dept. of Water Resources | 436 | Devil Canyon | CA | San Bernardino | 2 | Conventional Hydroelectric | HY |  | S | 59.8 | 0.95 | 57 | 57 | 15 | N |  |  | N | Electric Utility | 1 | X | WAT
Conventional Hydroelectric.WAT | hydro | TRUE | 3255 | California Dept. of Water Resources | 436 | Devil Canyon | CA | San Bernardino | 3 | Conventional Hydroelectric | HY |  | S | 78.3 | 0.95 | 74 | 74 | 15 | N |  |  | N | Electric Utility | 1 | X | WAT
Conventional Hydroelectric.WAT | hydro | TRUE | 3255 | California Dept. of Water Resources | 436 | Devil Canyon | CA | San Bernardino | 4 | Conventional Hydroelectric | HY |  | S | 78.3 | 0.95 | 74 | 74 | 15 | N |  |  | N | Electric Utility | 1 | X | WAT
Conventional Hydroelectric.WAT | hydro | TRUE | 3255 | California Dept. of Water Resources | 437 | Edward C Hyatt | CA | Butte | 1 | Conventional Hydroelectric | HY |  | S | 117 | 0.95 | 135.3 | 131.3 | 115 | N |  |  | N | Electric Utility | 1 | X | WAT
Hydroelectric Pumped Storage.WAT | other | TRUE | 3255 | California Dept. of Water Resources | 437 | Edward C Hyatt | CA | Butte | 2 | Hydroelectric Pumped Storage | PS |  | S | 97.7 | 0.85 | 112.4 | 122.6 | 97 | N |  |  | N | Electric Utility | 1 | X | WAT
Conventional Hydroelectric.WAT | hydro | TRUE | 3255 | California Dept. of Water Resources | 437 | Edward C Hyatt | CA | Butte | 3 | Conventional Hydroelectric | HY |  | S | 117 | 0.95 | 135.3 | 131.3 | 115 | N |  |  | N | Electric Utility | 1 | X | WAT
Hydroelectric Pumped Storage.WAT | other | TRUE | 3255 | California Dept. of Water Resources | 437 | Edward C Hyatt | CA | Butte | 4 | Hydroelectric Pumped Storage | PS |  | S | 97.7 | 0.85 | 112.4 | 122.6 | 97 | N |  |  | N | Electric Utility | 1 | X | WAT
Conventional Hydroelectric.WAT | hydro | TRUE | 3255 | California Dept. of Water Resources | 437 | Edward C Hyatt | CA | Butte | 5 | Conventional Hydroelectric | HY |  | S | 117 | 0.95 | 135.3 | 131.3 | 115 | N |  |  | N | Electric Utility | 1 | X | WAT
Hydroelectric Pumped Storage.WAT | other | TRUE | 3255 | California Dept. of Water Resources | 437 | Edward C Hyatt | CA | Butte | 6 | Hydroelectric Pumped Storage | PS |  | S | 97.7 | 0.85 | 112.4 | 122.6 | 97 | N |  |  | N | Electric Utility | 1 | X | WAT
Conventional Hydroelectric.WAT | hydro | TRUE | 3255 | California Dept. of Water Resources | 438 | Thermalito | CA | Butte | 1 | Conventional Hydroelectric | HY |  | S | 32.6 | 0.95 | 32.6 | 30 | 30 | N |  |  | N | Electric Utility | 1 | X | WAT
Hydroelectric Pumped Storage.WAT | other | TRUE | 3255 | California Dept. of Water Resources | 438 | Thermalito | CA | Butte | 2 | Hydroelectric Pumped Storage | PS |  | S | 27.5 | 0.9 | 27.5 | 27.3 | 27 | N |  |  | N | Electric Utility | 1 | X | WAT
Hydroelectric Pumped Storage.WAT | other | TRUE | 3255 | California Dept. of Water Resources | 438 | Thermalito | CA | Butte | 3 | Hydroelectric Pumped Storage | PS |  | S | 27.5 | 0.9 | 27.5 | 27.3 | 27 | N |  |  | N | Electric Utility | 1 | X | WAT
Hydroelectric Pumped Storage.WAT | other | TRUE | 3255 | California Dept. of Water Resources | 438 | Thermalito | CA | Butte | 4 | Hydroelectric Pumped Storage | PS |  | S | 27.5 | 0.9 | 27.5 | 27.3 | 27 | N |  |  | N | Electric Utility | 1 | X | WAT
Conventional Hydroelectric.WAT | hydro | TRUE | 19281 | Turlock Irrigation District | 439 | Don Pedro | CA | Tuolumne | 1 | Conventional Hydroelectric | HY |  | J | 45.5 | 0.95 | 55 | 55 | 10 | N |  |  | N | Electric Utility | 1 | X | WAT
Conventional Hydroelectric.WAT | hydro | TRUE | 19281 | Turlock Irrigation District | 439 | Don Pedro | CA | Tuolumne | 2 | Conventional Hydroelectric | HY |  | J | 45.5 | 0.95 | 55 | 55 | 10 | N |  |  | N | Electric Utility | 1 | X | WAT
Conventional Hydroelectric.WAT | hydro | TRUE | 19281 | Turlock Irrigation District | 439 | Don Pedro | CA | Tuolumne | 3 | Conventional Hydroelectric | HY |  | J | 45.5 | 0.95 | 55 | 55 | 10 | N |  |  | N | Electric Utility | 1 | X | WAT
Conventional Hydroelectric.WAT | hydro | TRUE | 19281 | Turlock Irrigation District | 439 | Don Pedro | CA | Tuolumne | 4 | Conventional Hydroelectric | HY |  | J | 34.3 | 0.9 | 38.2 | 38.2 | 8 | N |  |  | N | Electric Utility | 1 | X | WAT
Conventional Hydroelectric.WAT | hydro | TRUE | 19281 | Turlock Irrigation District | 440 | La Grange | CA | Stanislaus | 1 | Conventional Hydroelectric | HY |  | S | 1.2 | 0.8 | 1 | 1 | 0.1 | N |  |  | N | Electric Utility | 1 | X | WAT
Conventional Hydroelectric.WAT | hydro | TRUE | 19281 | Turlock Irrigation District | 440 | La Grange | CA | Stanislaus | 2 | Conventional Hydroelectric | HY |  | S | 3.3 | 0.8 | 3.3 | 3.3 | 0.1 | N |  |  | N | Electric Utility | 1 | X | WAT
Conventional Hydroelectric.WAT | hydro | TRUE | 2518 | U S Bureau of Reclamation | 441 | Folsom | CA | Sacramento | 1 | Conventional Hydroelectric | HY |  | S | 66.2 | 1 | 71.7 | 71.7 | 0 | N |  |  | N | Electric Utility | 1 | X | WAT
Conventional Hydroelectric.WAT | hydro | TRUE | 2518 | U S Bureau of Reclamation | 441 | Folsom | CA | Sacramento | 2 | Conventional Hydroelectric | HY |  | S | 66.2 | 1 | 71.7 | 71.7 | 0 | N |  |  | N | Electric Utility | 1 | X | WAT
Conventional Hydroelectric.WAT | hydro | TRUE | 2518 | U S Bureau of Reclamation | 441 | Folsom | CA | Sacramento | 3 | Conventional Hydroelectric | HY |  | S | 66.2 | 1 | 71.7 | 71.7 | 0 | N |  |  | N | Electric Utility | 1 | X | WAT
Conventional Hydroelectric.WAT | hydro | TRUE | 2518 | U S Bureau of Reclamation | 442 | Judge F Carr | CA | Shasta | 1 | Conventional Hydroelectric | HY |  | S | 77.2 | 0.91 | 88.7 | 88.7 | 0 | N |  |  | N | Electric Utility | 1 | X | WAT
Conventional Hydroelectric.WAT | hydro | TRUE | 2518 | U S Bureau of Reclamation | 442 | Judge F Carr | CA | Shasta | 2 | Conventional Hydroelectric | HY |  | S | 77.2 | 0.91 | 88.7 | 88.7 | 0 | N |  |  | N | Electric Utility | 1 | X | WAT
Conventional Hydroelectric.WAT | hydro | TRUE | 2518 | U S Bureau of Reclamation | 443 | Keswick | CA | Shasta | 1 | Conventional Hydroelectric | HY |  | S | 39 | 1 | 39 | 39 | 0 | N |  |  | N | Electric Utility | 1 | X | WAT
Conventional Hydroelectric.WAT | hydro | TRUE | 2518 | U S Bureau of Reclamation | 443 | Keswick | CA | Shasta | 2 | Conventional Hydroelectric | HY |  | S | 39 | 1 | 39 | 39 | 0 | N |  |  | N | Electric Utility | 1 | X | WAT
Conventional Hydroelectric.WAT | hydro | TRUE | 2518 | U S Bureau of Reclamation | 443 | Keswick | CA | Shasta | 3 | Conventional Hydroelectric | HY |  | S | 39 | 1 | 39 | 39 | 0 | N |  |  | N | Electric Utility | 1 | X | WAT
Conventional Hydroelectric.WAT | hydro | TRUE | 2518 | U S Bureau of Reclamation | 444 | Nimbus | CA | Sacramento | 1 | Conventional Hydroelectric | HY |  | S | 6.7 | 0.9 | 8.3 | 8.3 | 0 | N |  |  | N | Electric Utility | 1 | X | WAT
Conventional Hydroelectric.WAT | hydro | TRUE | 2518 | U S Bureau of Reclamation | 444 | Nimbus | CA | Sacramento | 2 | Conventional Hydroelectric | HY |  | S | 6.7 | 0.9 | 8.3 | 8.3 | 0 | N |  |  | N | Electric Utility | 1 | X | WAT
Conventional Hydroelectric.WAT | hydro | TRUE | 2518 | U S Bureau of Reclamation | 445 | Shasta | CA | Shasta | 1 | Conventional Hydroelectric | HY |  | S | 142 | 1 | 142 | 142 | 0 | N |  |  | N | Electric Utility | 1 | X | WAT
Conventional Hydroelectric.WAT | hydro | TRUE | 2518 | U S Bureau of Reclamation | 445 | Shasta | CA | Shasta | 2 | Conventional Hydroelectric | HY |  | S | 142 | 1 | 142 | 142 | 0 | N |  |  | N | Electric Utility | 1 | X | WAT
Conventional Hydroelectric.WAT | hydro | TRUE | 2518 | U S Bureau of Reclamation | 445 | Shasta | CA | Shasta | 3 | Conventional Hydroelectric | HY |  | S | 142 | 1 | 142 | 142 | 0 | N |  |  | N | Electric Utility | 1 | X | WAT
Conventional Hydroelectric.WAT | hydro | TRUE | 2518 | U S Bureau of Reclamation | 445 | Shasta | CA | Shasta | 4 | Conventional Hydroelectric | HY |  | S | 142 | 1 | 142 | 142 | 0 | N |  |  | N | Electric Utility | 1 | X | WAT
Conventional Hydroelectric.WAT | hydro | TRUE | 2518 | U S Bureau of Reclamation | 445 | Shasta | CA | Shasta | 5 | Conventional Hydroelectric | HY |  | S | 142 | 1 | 142 | 142 | 0 | N |  |  | N | Electric Utility | 1 | X | WAT
Conventional Hydroelectric.WAT | hydro | TRUE | 2518 | U S Bureau of Reclamation | 445 | Shasta | CA | Shasta | S1 | Conventional Hydroelectric | HY |  | S | 2 | 0.8 | 2 | 2 | 0 | N |  |  | N | Electric Utility | 1 | X | WAT
Conventional Hydroelectric.WAT | hydro | TRUE | 2518 | U S Bureau of Reclamation | 445 | Shasta | CA | Shasta | S2 | Conventional Hydroelectric | HY |  | S | 2 | 0.8 | 2 | 2 | 0 | N |  |  | N | Electric Utility | 1 | X | WAT
Hydroelectric Pumped Storage.WAT | other | TRUE | 2518 | U S Bureau of Reclamation | 446 | ONeill | CA | Merced | 1 | Hydroelectric Pumped Storage | PS |  | S | 4.2 | 1 | 2.4 | 2.4 | 0 | N |  |  | N | Electric Utility | 1 | X | WAT
Hydroelectric Pumped Storage.WAT | other | TRUE | 2518 | U S Bureau of Reclamation | 446 | ONeill | CA | Merced | 2 | Hydroelectric Pumped Storage | PS |  | S | 4.2 | 1 | 2.4 | 2.4 | 0 | N |  |  | N | Electric Utility | 1 | X | WAT
Hydroelectric Pumped Storage.WAT | other | TRUE | 2518 | U S Bureau of Reclamation | 446 | ONeill | CA | Merced | 3 | Hydroelectric Pumped Storage | PS |  | S | 4.2 | 1 | 2.4 | 2.4 | 0 | N |  |  | N | Electric Utility | 1 | X | WAT
Hydroelectric Pumped Storage.WAT | other | TRUE | 2518 | U S Bureau of Reclamation | 446 | ONeill | CA | Merced | 4 | Hydroelectric Pumped Storage | PS |  | S | 4.2 | 1 | 2.4 | 2.4 | 0 | N |  |  | N | Electric Utility | 1 | X | WAT
Hydroelectric Pumped Storage.WAT | other | TRUE | 2518 | U S Bureau of Reclamation | 446 | ONeill | CA | Merced | 5 | Hydroelectric Pumped Storage | PS |  | S | 4.2 | 1 | 2.4 | 2.4 | 0 | N |  |  | N | Electric Utility | 1 | X | WAT
Hydroelectric Pumped Storage.WAT | other | TRUE | 2518 | U S Bureau of Reclamation | 446 | ONeill | CA | Merced | 6 | Hydroelectric Pumped Storage | PS |  | S | 4.2 | 1 | 2.4 | 2.4 | 0 | N |  |  | N | Electric Utility | 1 | X | WAT
Conventional Hydroelectric.WAT | hydro | TRUE | 2518 | U S Bureau of Reclamation | 447 | Parker Dam | CA | San Bernardino | 1 | Conventional Hydroelectric | HY |  | S | 30 | 1 | 30 | 30 | 0 | N |  |  | N | Electric Utility | 1 | X | WAT
Conventional Hydroelectric.WAT | hydro | TRUE | 2518 | U S Bureau of Reclamation | 447 | Parker Dam | CA | San Bernardino | 2 | Conventional Hydroelectric | HY |  | S | 30 | 1 | 30 | 30 | 0 | N |  |  | N | Electric Utility | 1 | X | WAT
Conventional Hydroelectric.WAT | hydro | TRUE | 2518 | U S Bureau of Reclamation | 447 | Parker Dam | CA | San Bernardino | 3 | Conventional Hydroelectric | HY |  | S | 30 | 1 | 30 | 30 | 0 | N |  |  | N | Electric Utility | 1 | X | WAT
Conventional Hydroelectric.WAT | hydro | TRUE | 2518 | U S Bureau of Reclamation | 447 | Parker Dam | CA | San Bernardino | 4 | Conventional Hydroelectric | HY |  | S | 30 | 1 | 30 | 30 | 0 | N |  |  | N | Electric Utility | 1 | X | WAT
Hydroelectric Pumped Storage.WAT | other | TRUE | 3255 | California Dept. of Water Resources | 448 | W R Gianelli | CA | Merced | 1 | Hydroelectric Pumped Storage | PS |  | J | 53 | 0.95 | 51 | 51 | 0 | N |  |  | N | Electric Utility | 1 | X | WAT
Hydroelectric Pumped Storage.WAT | other | TRUE | 3255 | California Dept. of Water Resources | 448 | W R Gianelli | CA | Merced | 2 | Hydroelectric Pumped Storage | PS |  | J | 53 | 0.95 | 50 | 50 | 0 | N |  |  | N | Electric Utility | 1 | X | WAT
Hydroelectric Pumped Storage.WAT | other | TRUE | 3255 | California Dept. of Water Resources | 448 | W R Gianelli | CA | Merced | 3 | Hydroelectric Pumped Storage | PS |  | J | 53 | 0.95 | 50 | 50 | 0 | N |  |  | N | Electric Utility | 1 | X | WAT
Hydroelectric Pumped Storage.WAT | other | TRUE | 3255 | California Dept. of Water Resources | 448 | W R Gianelli | CA | Merced | 4 | Hydroelectric Pumped Storage | PS |  | J | 53 | 0.95 | 50 | 50 | 0 | N |  |  | N | Electric Utility | 1 | X | WAT
Hydroelectric Pumped Storage.WAT | other | TRUE | 3255 | California Dept. of Water Resources | 448 | W R Gianelli | CA | Merced | 5 | Hydroelectric Pumped Storage | PS |  | J | 53 | 0.95 | 50 | 50 | 0 | N |  |  | N | Electric Utility | 1 | X | WAT
Hydroelectric Pumped Storage.WAT | other | TRUE | 3255 | California Dept. of Water Resources | 448 | W R Gianelli | CA | Merced | 6 | Hydroelectric Pumped Storage | PS |  | J | 53 | 0.95 | 50 | 50 | 0 | N |  |  | N | Electric Utility | 1 | X | WAT
Hydroelectric Pumped Storage.WAT | other | TRUE | 3255 | California Dept. of Water Resources | 448 | W R Gianelli | CA | Merced | 7 | Hydroelectric Pumped Storage | PS |  | J | 53 | 0.95 | 50 | 50 | 0 | N |  |  | N | Electric Utility | 1 | X | WAT
Hydroelectric Pumped Storage.WAT | other | TRUE | 3255 | California Dept. of Water Resources | 448 | W R Gianelli | CA | Merced | 8 | Hydroelectric Pumped Storage | PS |  | J | 53 | 0.95 | 50 | 50 | 0 | N |  |  | N | Electric Utility | 1 | X | WAT
Conventional Hydroelectric.WAT | hydro | TRUE | 2518 | U S Bureau of Reclamation | 450 | Spring Creek | CA | Shasta | 1 | Conventional Hydroelectric | HY |  | S | 90 | 0.95 | 90 | 90 | 0 | N |  |  | N | Electric Utility | 1 | X | WAT
Conventional Hydroelectric.WAT | hydro | TRUE | 2518 | U S Bureau of Reclamation | 450 | Spring Creek | CA | Shasta | 2 | Conventional Hydroelectric | HY |  | S | 90 | 0.95 | 90 | 90 | 0 | N |  |  | N | Electric Utility | 1 | X | WAT
Conventional Hydroelectric.WAT | hydro | TRUE | 2518 | U S Bureau of Reclamation | 451 | Trinity | CA | Trinity | 1 | Conventional Hydroelectric | HY |  | S | 70 | 1 | 70 | 70 | 0 | N |  |  | N | Electric Utility | 1 | X | WAT
Conventional Hydroelectric.WAT | hydro | TRUE | 2518 | U S Bureau of Reclamation | 451 | Trinity | CA | Trinity | 2 | Conventional Hydroelectric | HY |  | S | 70 | 1 | 70 | 70 | 0 | N |  |  | N | Electric Utility | 1 | X | WAT
Conventional Hydroelectric.WAT | hydro | TRUE | 21140 | Yuba County Water Agency | 454 | Colgate | CA | Yuba | 1 | Conventional Hydroelectric | HY |  | S | 157.5 | 0.9 | 176.7 | 176.7 | 0 | N |  |  | N | Electric Utility | 1 | X | WAT
Conventional Hydroelectric.WAT | hydro | TRUE | 21140 | Yuba County Water Agency | 454 | Colgate | CA | Yuba | 2 | Conventional Hydroelectric | HY |  | S | 157.5 | 0.9 | 175.7 | 175.7 | 0 | N |  |  | N | Electric Utility | 1 | X | WAT
Conventional Hydroelectric.WAT | hydro | TRUE | 21140 | Yuba County Water Agency | 455 | Narrows 2 | CA | Yuba | 1 | Conventional Hydroelectric | HY |  | S | 46.7 | 0.9 | 55 | 55 | 4 | N |  |  | N | Electric Utility | 1 | X | WAT
Conventional Hydroelectric.WAT | hydro | TRUE | 5969 | City of Escondido - (CA) | 457 | Bear Valley | CA | San Diego | HC1 | Conventional Hydroelectric | HY |  | S | 0.7 | 0.85 | 0.7 | 0.7 | 0.2 | N |  |  | N | Electric Utility | 1 | X | WAT
Conventional Hydroelectric.WAT | hydro | TRUE | 5969 | City of Escondido - (CA) | 457 | Bear Valley | CA | San Diego | HC2 | Conventional Hydroelectric | HY |  | S | 0.7 | 0.85 | 0.7 | 0.7 | 0.2 | N |  |  | N | Electric Utility | 1 | X | WAT
Petroleum Liquids.DFO | petroleum | TRUE | 56146 | Black Hills Colorado Electric, LLC | 460 | Pueblo | CO | Pueblo | IC1 | Petroleum Liquids | IC |  | S | 2 | 0.8 | 2 | 2 | 2 | N |  |  | N | Electric Utility | 1 | X | DFO
Petroleum Liquids.DFO | petroleum | TRUE | 56146 | Black Hills Colorado Electric, LLC | 460 | Pueblo | CO | Pueblo | IC3 | Petroleum Liquids | IC |  | S | 2 | 0.8 | 2 | 2 | 2 | N |  |  | N | Electric Utility | 1 | X | DFO
Petroleum Liquids.DFO | petroleum | TRUE | 56146 | Black Hills Colorado Electric, LLC | 460 | Pueblo | CO | Pueblo | IC4 | Petroleum Liquids | IC |  | S | 2 | 0.8 | 2 | 2 | 2 | N |  |  | N | Electric Utility | 1 | X | DFO
Petroleum Liquids.DFO | petroleum | TRUE | 56146 | Black Hills Colorado Electric, LLC | 460 | Pueblo | CO | Pueblo | IC5 | Petroleum Liquids | IC |  | S | 2 | 0.8 | 2 | 2 | 2 | N |  |  | N | Electric Utility | 1 | X | DFO
Natural Gas Fired Combustion Turbine.NG | natural gas peaker | TRUE | 15466 | Public Service Co of Colorado | 464 | Alamosa | CO | Alamosa | CT1 | Natural Gas Fired Combustion Turbine | GT |  | S | 26.6 | 0.9 | 13 | 17 | 5 | N | 12 | 2026 | N | Electric Utility | 1 | X | NG | DFO
Natural Gas Fired Combustion Turbine.NG | natural gas peaker | TRUE | 15466 | Public Service Co of Colorado | 464 | Alamosa | CO | Alamosa | CT2 | Natural Gas Fired Combustion Turbine | GT |  | S | 26.6 | 0.9 | 14 | 18 | 5 | N | 12 | 2026 | N | Electric Utility | 1 | X | NG | DFO
Conventional Hydroelectric.WAT | hydro | TRUE | 1994 | Boulder City of | 466 | Boulder Canyon Hydro | CO | Boulder | 1A | Conventional Hydroelectric | HY |  | S | 5 | 0.9 | 5 | 5 | 0.3 | N |  |  | N | IPP Non-CHP | 2 | X | WAT
Hydroelectric Pumped Storage.WAT | other | TRUE | 15466 | Public Service Co of Colorado | 467 | Cabin Creek | CO | Clear Creek | A | Hydroelectric Pumped Storage | PS |  | S | 150 | 0.9 | 180.3 | 180.3 | 75 | N |  |  | N | Electric Utility | 1 | X | WAT
Hydroelectric Pumped Storage.WAT | other | TRUE | 15466 | Public Service Co of Colorado | 467 | Cabin Creek | CO | Clear Creek | B | Hydroelectric Pumped Storage | PS |  | S | 150 | 0.9 | 162 | 162 | 75 | N |  |  | N | Electric Utility | 1 | X | WAT
Natural Gas Steam Turbine.NG | natural gas steam turbine | TRUE | 15466 | Public Service Co of Colorado | 469 | Cherokee | CO | Adams | 4 | Natural Gas Steam Turbine | ST |  | S | 380.8 | 0.85 | 310 | 310 | 220 | N | 12 | 2027 | N | Electric Utility | 1 | X | NG
Natural Gas Fired Combined Cycle.NG | natural gas combined cycle | TRUE | 15466 | Public Service Co of Colorado | 469 | Cherokee | CO | Adams | 5 | Natural Gas Fired Combined Cycle | CT | CHR0 | S | 185.3 | 0.85 | 168 | 176 | 32 | N |  |  | N | Electric Utility | 1 | X | NG
Natural Gas Fired Combined Cycle.NG | natural gas combined cycle | TRUE | 15466 | Public Service Co of Colorado | 469 | Cherokee | CO | Adams | 6 | Natural Gas Fired Combined Cycle | CT | CHR0 | S | 185.3 | 0.85 | 168 | 176 | 32 | N |  |  | N | Electric Utility | 1 | X | NG
Natural Gas Fired Combined Cycle.NG | natural gas combined cycle | TRUE | 15466 | Public Service Co of Colorado | 469 | Cherokee | CO | Adams | 7 | Natural Gas Fired Combined Cycle | CA | CHR0 | S | 255 | 0.85 | 240 | 248 | 104 | N |  |  | N | Electric Utility | 1 | X | NG
Conventional Steam Coal.SUB | hard coal | TRUE | 15466 | Public Service Co of Colorado | 470 | Comanche (CO) | CO | Pueblo | 2 | Conventional Steam Coal | ST |  | S | 396 | 0.9 | 335 | 335 | 170 | N | 12 | 2025 | N | Electric Utility | 1 | X | SUB | NG
Conventional Steam Coal.SUB | hard coal | TRUE | 15466 | Public Service Co of Colorado | 470 | Comanche (CO) | CO | Pueblo | 3 | Conventional Steam Coal | ST |  | J | 856.8 | 0.85 | 750 | 766 | 450 | N |  |  | N | Electric Utility | 1 | X | SUB | NG
Natural Gas Fired Combustion Turbine.NG | natural gas peaker | TRUE | 15466 | Public Service Co of Colorado | 471 | Fruita | CO | Mesa | 1 | Natural Gas Fired Combustion Turbine | GT |  | S | 26.6 | 0.9 | 14 | 18 | 5 | N | 12 | 2026 | N | Electric Utility | 1 | X | NG | DFO
Conventional Hydroelectric.WAT | hydro | TRUE | 15466 | Public Service Co of Colorado | 472 | Georgetown Hydro | CO | Clear Creek | 1 | Conventional Hydroelectric | HY |  | S | 0.6 | 0.9 | 0.8 | 0.6 | 0.6 | N |  |  | N | Electric Utility | 1 | X | WAT
Conventional Hydroelectric.WAT | hydro | TRUE | 15466 | Public Service Co of Colorado | 472 | Georgetown Hydro | CO | Clear Creek | 2 | Conventional Hydroelectric | HY |  | S | 0.6 | 0.9 | 0.8 | 0.6 | 0.6 | N |  |  | N | Electric Utility | 1 | X | WAT
Conventional Hydroelectric.WAT | hydro | TRUE | 15466 | Public Service Co of Colorado | 474 | Salida | CO | Chaffee | 2 | Conventional Hydroelectric | HY |  | S | 0.6 | 0.8 | 0.6 | 0.6 | 0.6 | N | 12 | 2027 | N | Electric Utility | 1 | X | WAT
Conventional Hydroelectric.WAT | hydro | TRUE | 15466 | Public Service Co of Colorado | 476 | Shoshone (CO) | CO | Garfield | A | Conventional Hydroelectric | HY |  | S | 7.2 | 0.9 | 7.5 | 4 | 1 | N |  |  | N | Electric Utility | 1 | X | WAT
Conventional Hydroelectric.WAT | hydro | TRUE | 15466 | Public Service Co of Colorado | 476 | Shoshone (CO) | CO | Garfield | B | Conventional Hydroelectric | HY |  | S | 7.2 | 0.9 | 7.5 | 4 | 1 | N |  |  | N | Electric Utility | 1 | X | WAT
Natural Gas Fired Combustion Turbine.NG | natural gas peaker | TRUE | 15466 | Public Service Co of Colorado | 477 | Valmont | CO | Boulder | 6 | Natural Gas Fired Combustion Turbine | GT |  | S | 59.3 | 0.9 | 43 | 51 | 18 | N | 12 | 2026 | N | Electric Utility | 1 | X | NG
Conventional Hydroelectric.WAT | hydro | TRUE | 12397 | Metropolitan Water District of S CA | 479 | Temescal | CA | Riverside | 1 | Conventional Hydroelectric | HY |  | S | 2.9 | 0.85 | 2.8 | 2.8 | 1.5 | N |  |  | N | Electric Utility | 1 | X | WAT
Conventional Hydroelectric.WAT | hydro | TRUE | 12397 | Metropolitan Water District of S CA | 480 | Corona | CA | Riverside | 1 | Conventional Hydroelectric | HY |  | S | 2.9 | 0.85 | 2.8 | 2.8 | 1.4 | N |  |  | N | Electric Utility | 1 | X | WAT
Conventional Hydroelectric.WAT | hydro | TRUE | 12397 | Metropolitan Water District of S CA | 481 | Perris | CA | Riverside | 1 | Conventional Hydroelectric | HY |  | S | 7.9 | 1 | 7.9 | 7.9 | 1.5 | N |  |  | N | Electric Utility | 1 | X | WAT
Conventional Hydroelectric.WAT | hydro | TRUE | 12397 | Metropolitan Water District of S CA | 482 | Rio Hondo | CA | Los Angeles | 1 | Conventional Hydroelectric | HY |  | S | 1.9 | 0.87 | 1.9 | 1.9 | 0.5 | N |  |  | N | Electric Utility | 1 | X | WAT
Conventional Hydroelectric.WAT | hydro | TRUE | 12397 | Metropolitan Water District of S CA | 483 | Coyote Creek | CA | Orange | 1 | Conventional Hydroelectric | HY |  | S | 3.1 | 0.87 | 3.1 | 3.1 | 0.7 | N |  |  | N | Electric Utility | 1 | X | WAT
Conventional Hydroelectric.WAT | hydro | TRUE | 12397 | Metropolitan Water District of S CA | 484 | Red Mountain | CA | San Diego | 1 | Conventional Hydroelectric | HY |  | S | 5.9 | 1 | 5.9 | 5.9 | 1 | N |  |  | N | Electric Utility | 1 | X | WAT
Conventional Hydroelectric.WAT | hydro | TRUE | 12397 | Metropolitan Water District of S CA | 487 | Valley View | CA | Orange | 1 | Conventional Hydroelectric | HY |  | S | 4.1 | 1 | 4.1 | 4.1 | 1.2 | N |  |  | N | Electric Utility | 1 | X | WAT
Conventional Hydroelectric.WAT | hydro | TRUE | 19281 | Turlock Irrigation District | 489 | Upper Dawson | CA | Tuolumne | 1 | Conventional Hydroelectric | HY |  | S | 4.4 | 0.95 | 5.5 | 5.5 | 0.6 | N |  |  | N | Electric Utility | 1 | X | WAT
Natural Gas Steam Turbine.NG | natural gas steam turbine | TRUE | 3989 | City of Colorado Springs - (CO) | 493 | George Birdsall | CO | El Paso | 1 | Natural Gas Steam Turbine | ST |  | S | 17.3 | 0.85 | 16 | 16 | 5 | N |  |  | N | Electric Utility | 1 | X | NG | DFO
Natural Gas Steam Turbine.NG | natural gas steam turbine | TRUE | 3989 | City of Colorado Springs - (CO) | 493 | George Birdsall | CO | El Paso | 2 | Natural Gas Steam Turbine | ST |  | S | 18.8 | 0.85 | 16 | 16 | 5 | N |  |  | N | Electric Utility | 1 | X | NG | DFO
Natural Gas Steam Turbine.NG | natural gas steam turbine | TRUE | 3989 | City of Colorado Springs - (CO) | 493 | George Birdsall | CO | El Paso | 3 | Natural Gas Steam Turbine | ST |  | S | 25 | 0.85 | 23 | 23 | 6 | N |  |  | N | Electric Utility | 1 | X | NG | DFO
Conventional Hydroelectric.WAT | hydro | TRUE | 3989 | City of Colorado Springs - (CO) | 494 | Manitou Springs | CO | El Paso | 1 | Conventional Hydroelectric | HY |  | S | 2.5 | 1 | 2.5 | 2.5 | 0.1 | N |  |  | N | Electric Utility | 1 | X | WAT
Conventional Hydroelectric.WAT | hydro | TRUE | 3989 | City of Colorado Springs - (CO) | 494 | Manitou Springs | CO | El Paso | 2 | Conventional Hydroelectric | HY |  | S | 2.5 | 1 | 2.5 | 2.5 | 0.1 | N |  |  | N | Electric Utility | 1 | X | WAT
Conventional Hydroelectric.WAT | hydro | TRUE | 3989 | City of Colorado Springs - (CO) | 494 | Manitou Springs | CO | El Paso | 3 | Conventional Hydroelectric | HY |  | S | 0.6 | 0.81 | 0.5 | 0.5 | 0 | N |  |  | N | Electric Utility | 1 | X | WAT
Conventional Hydroelectric.WAT | hydro | TRUE | 3989 | City of Colorado Springs - (CO) | 495 | Ruxton Park | CO | El Paso | 1 | Conventional Hydroelectric | HY |  | S | 1 | 0.8 | 1 | 1 | 0.1 | N |  |  | N | Electric Utility | 1 | X | WAT
Petroleum Liquids.DFO | petroleum | TRUE | 8751 | Town of Holly - (CO) | 502 | Holly | CO | Prowers | 5 | Petroleum Liquids | IC |  | S | 0.4 | 0.8 | 0.3 | 0.3 |  | N |  |  | N | Electric Utility | 1 | X | DFO
Petroleum Liquids.DFO | petroleum | TRUE | 8751 | Town of Holly - (CO) | 502 | Holly | CO | Prowers | CAT | Petroleum Liquids | IC |  | J | 1.8 | 0.8 | 1.7 | 1.8 |  | N |  |  | N | Electric Utility | 1 | X | DFO
Petroleum Liquids.DFO | petroleum | TRUE | 8751 | Town of Holly - (CO) | 502 | Holly | CO | Prowers | EMD | Petroleum Liquids | IC |  | S | 0.7 | 0.8 | 0.7 | 0.8 |  | N |  |  | N | Electric Utility | 1 | X | DFO
Petroleum Liquids.DFO | petroleum | TRUE | 9928 | City of Julesburg - (CO) | 504 | Julesburg | CO | Sedgwick | 1 | Petroleum Liquids | IC |  | S | 0.9 | 0.8 | 0.7 | 0.7 | 0.1 | N |  |  | N | Electric Utility | 1 | X | DFO
Petroleum Liquids.DFO | petroleum | TRUE | 9928 | City of Julesburg - (CO) | 504 | Julesburg | CO | Sedgwick | 3 | Petroleum Liquids | IC |  | S | 0.3 | 0.8 | 0.2 | 0.2 | 0.1 | N |  |  | N | Electric Utility | 1 | X | DFO
Petroleum Liquids.DFO | petroleum | TRUE | 9928 | City of Julesburg - (CO) | 504 | Julesburg | CO | Sedgwick | 4 | Petroleum Liquids | IC |  | S | 1.3 | 0.8 | 1.1 | 1.1 | 0.1 | N |  |  | N | Electric Utility | 1 | X | DFO
Petroleum Liquids.DFO | petroleum | TRUE | 9928 | City of Julesburg - (CO) | 504 | Julesburg | CO | Sedgwick | 5 | Petroleum Liquids | IC |  | S | 0.3 | 0.8 | 0.2 | 0.2 | 0.1 | N |  |  | N | Electric Utility | 1 | X | DFO
Conventional Hydroelectric.WAT | hydro | TRUE | 2518 | U S Bureau of Reclamation | 505 | Boysen | WY | Fremont | 1 | Conventional Hydroelectric | HY |  | S | 7.5 | 0.9 | 8.6 | 8.6 | 0 | N |  |  | N | Electric Utility | 1 | X | WAT
Conventional Hydroelectric.WAT | hydro | TRUE | 2518 | U S Bureau of Reclamation | 505 | Boysen | WY | Fremont | 2 | Conventional Hydroelectric | HY |  | S | 7.5 | 0.9 | 8.6 | 8.6 | 0 | N |  |  | N | Electric Utility | 1 | X | WAT
Petroleum Liquids.DFO | petroleum | TRUE | 10730 | City of Las Animas - (CO) | 507 | Las Animas | CO | Bent | 1 | Petroleum Liquids | IC |  | S | 0.3 | 0.8 | 0.3 | 0.3 | 0.1 | N |  |  | N | Electric Utility | 1 | X | DFO
Petroleum Liquids.DFO | petroleum | TRUE | 10730 | City of Las Animas - (CO) | 507 | Las Animas | CO | Bent | 2 | Petroleum Liquids | IC |  | S | 0.3 | 0.8 | 0.3 | 0.3 | 0.1 | N |  |  | N | Electric Utility | 1 | X | DFO
Petroleum Liquids.DFO | petroleum | TRUE | 10730 | City of Las Animas - (CO) | 507 | Las Animas | CO | Bent | 4 | Petroleum Liquids | IC |  | S | 1 | 0.8 | 1 | 1 | 0.5 | N |  |  | N | Electric Utility | 1 | X | DFO
Petroleum Liquids.DFO | petroleum | TRUE | 10730 | City of Las Animas - (CO) | 507 | Las Animas | CO | Bent | 5 | Petroleum Liquids | IC |  | S | 1 | 0.8 | 1 | 1 | 0.5 | N |  |  | N | Electric Utility | 1 | X | DFO
Petroleum Liquids.DFO | petroleum | TRUE | 10730 | City of Las Animas - (CO) | 507 | Las Animas | CO | Bent | 6 | Petroleum Liquids | IC |  | S | 3 | 0.8 | 2.5 | 2.5 | 1 | N |  |  | N | Electric Utility | 1 | X | DFO
Petroleum Liquids.DFO | petroleum | TRUE | 10633 | City of Lamar - (CO) | 508 | Lamar Plant | CO | Prowers | IC1 | Petroleum Liquids | IC |  | S | 1 | 0.8 | 1 | 1 | 0.5 | N |  |  | N | Electric Utility | 1 | X | DFO
Petroleum Liquids.DFO | petroleum | TRUE | 10633 | City of Lamar - (CO) | 508 | Lamar Plant | CO | Prowers | IC2 | Petroleum Liquids | IC |  | S | 1 | 0.8 | 1 | 1 | 0.5 | N |  |  | N | Electric Utility | 1 | X | DFO
Onshore Wind Turbine.WND | onshore wind | TRUE | 10633 | City of Lamar - (CO) | 508 | Lamar Plant | CO | Prowers | T1-T3 | Onshore Wind Turbine | WT |  | S | 4.5 |  | 4 | 4 | 1 | N |  |  | N | Electric Utility | 1 | X | WND
Onshore Wind Turbine.WND | onshore wind | TRUE | 10633 | City of Lamar - (CO) | 508 | Lamar Plant | CO | Prowers | T4 | Onshore Wind Turbine | WT |  | W | 1.5 |  | 1.5 | 1.5 | 1 | N |  |  | N | Electric Utility | 1 | X | WND
Geothermal.GEO | geothermal | TRUE | 7160 | Geysers Power Co LLC | 510 | Sonoma California Geothermal | CA | Lake | 1 | Geothermal | ST |  | S | 78 | 1 | 50 | 55 | 10 | N |  |  | N | IPP Non-CHP | 2 | X | GEO
Natural Gas Internal Combustion Engine.NG | natural gas peaker | TRUE | 19204 | City of Trinidad - (CO) | 511 | Trinidad (CO) | CO | Las Animas | 3 | Natural Gas Internal Combustion Engine | IC |  | S | 1.9 | 1 | 1.9 | 1.9 | 1.9 | N |  |  | N | Electric Utility | 1 | X | NG | DFO
Natural Gas Internal Combustion Engine.NG | natural gas peaker | TRUE | 19204 | City of Trinidad - (CO) | 511 | Trinidad (CO) | CO | Las Animas | 4 | Natural Gas Internal Combustion Engine | IC |  | S | 1.9 | 1 | 1.9 | 1.9 | 1.9 | N |  |  | N | Electric Utility | 1 | X | NG | DFO
Petroleum Liquids.DFO | petroleum | TRUE | 19204 | City of Trinidad - (CO) | 511 | Trinidad (CO) | CO | Las Animas | 5 | Petroleum Liquids | IC |  | W | 1.8 | 1 | 1.8 | 1.8 | 1.8 | N |  |  | N | Electric Utility | 1 | X | DFO
Petroleum Liquids.DFO | petroleum | TRUE | 19204 | City of Trinidad - (CO) | 511 | Trinidad (CO) | CO | Las Animas | 6 | Petroleum Liquids | IC |  | W | 1.8 | 1 | 1.8 | 1.8 | 1.8 | N |  |  | N | Electric Utility | 1 | X | DFO
Petroleum Liquids.DFO | petroleum | TRUE | 19204 | City of Trinidad - (CO) | 511 | Trinidad (CO) | CO | Las Animas | 7 | Petroleum Liquids | IC |  | W | 1.8 | 1 | 1.8 | 1.8 | 1.8 | N |  |  | N | Electric Utility | 1 | X | DFO
Conventional Hydroelectric.WAT | hydro | TRUE | 2518 | U S Bureau of Reclamation | 512 | Blue Mesa | CO | Gunnison | 1 | Conventional Hydroelectric | HY |  | S | 43.2 | 0.9 | 43.2 | 43.2 | 0 | N |  |  | N | Electric Utility | 1 | X | WAT
Conventional Hydroelectric.WAT | hydro | TRUE | 2518 | U S Bureau of Reclamation | 512 | Blue Mesa | CO | Gunnison | 2 | Conventional Hydroelectric | HY |  | S | 43.2 | 0.9 | 43.2 | 43.2 | 0 | N |  |  | N | Electric Utility | 1 | X | WAT
Conventional Hydroelectric.WAT | hydro | TRUE | 2518 | U S Bureau of Reclamation | 513 | Estes | CO | Larimer | 1 | Conventional Hydroelectric | HY |  | S | 15 | 0.9 | 17.2 | 17.2 | 0 | N |  |  | N | Electric Utility | 1 | X | WAT
Conventional Hydroelectric.WAT | hydro | TRUE | 2518 | U S Bureau of Reclamation | 513 | Estes | CO | Larimer | 2 | Conventional Hydroelectric | HY |  | S | 15 | 0.9 | 17.2 | 17.2 | 0 | N |  |  | N | Electric Utility | 1 | X | WAT
Conventional Hydroelectric.WAT | hydro | TRUE | 2518 | U S Bureau of Reclamation | 513 | Estes | CO | Larimer | 3 | Conventional Hydroelectric | HY |  | S | 15 | 0.9 | 17.2 | 17.2 | 0 | N |  |  | N | Electric Utility | 1 | X | WAT
Conventional Hydroelectric.WAT | hydro | TRUE | 2518 | U S Bureau of Reclamation | 514 | Morrow Point | CO | Montrose | 1 | Conventional Hydroelectric | HY |  | S | 86.6 | 0.9 | 86.6 | 86.6 | 0 | N |  |  | N | Electric Utility | 1 | X | WAT
Conventional Hydroelectric.WAT | hydro | TRUE | 2518 | U S Bureau of Reclamation | 514 | Morrow Point | CO | Montrose | 2 | Conventional Hydroelectric | HY |  | S | 86.6 | 0.9 | 86.6 | 86.6 | 0 | N |  |  | N | Electric Utility | 1 | X | WAT
Conventional Hydroelectric.WAT | hydro | TRUE | 2518 | U S Bureau of Reclamation | 515 | Big Thompson | CO | Larimer | 1 | Conventional Hydroelectric | HY |  | S | 4.5 | 1 | 5.2 | 4.1 | 0 | N |  |  | N | Electric Utility | 1 | X | WAT
Conventional Hydroelectric.WAT | hydro | TRUE | 2518 | U S Bureau of Reclamation | 516 | Green Mountain | CO | Summit | 1 | Conventional Hydroelectric | HY |  | S | 13 | 0.9 | 13 | 13 | 0 | N |  |  | N | Electric Utility | 1 | X | WAT
Conventional Hydroelectric.WAT | hydro | TRUE | 2518 | U S Bureau of Reclamation | 516 | Green Mountain | CO | Summit | 2 | Conventional Hydroelectric | HY |  | S | 13 | 0.9 | 13 | 13 | 0 | N |  |  | N | Electric Utility | 1 | X | WAT
Conventional Hydroelectric.WAT | hydro | TRUE | 2518 | U S Bureau of Reclamation | 517 | Marys Lake | CO | Larimer | 1 | Conventional Hydroelectric | HY |  | S | 8.1 | 0.9 | 9.3 | 9.3 | 0 | N |  |  | N | Electric Utility | 1 | X | WAT
Conventional Hydroelectric.WAT | hydro | TRUE | 2518 | U S Bureau of Reclamation | 518 | Flatiron | CO | Larimer | 1 | Conventional Hydroelectric | HY |  | S | 43 | 0.94 | 43 | 43 | 0 | N |  |  | N | Electric Utility | 1 | X | WAT
Conventional Hydroelectric.WAT | hydro | TRUE | 2518 | U S Bureau of Reclamation | 518 | Flatiron | CO | Larimer | 2 | Conventional Hydroelectric | HY |  | S | 43 | 0.94 | 43 | 43 | 0 | N |  |  | N | Electric Utility | 1 | X | WAT
Hydroelectric Pumped Storage.WAT | other | TRUE | 2518 | U S Bureau of Reclamation | 518 | Flatiron | CO | Larimer | 3 | Hydroelectric Pumped Storage | PS |  | S | 8.5 | 0.94 | 8.5 | 8.5 | 0 | N |  |  | N | Electric Utility | 1 | X | WAT
Conventional Hydroelectric.WAT | hydro | TRUE | 2518 | U S Bureau of Reclamation | 519 | Pole Hill | CO | Larimer | 1 | Conventional Hydroelectric | HY |  | S | 38.2 | 0.95 | 38.2 | 38.2 | 0 | N |  |  | N | Electric Utility | 1 | X | WAT
Conventional Hydroelectric.WAT | hydro | TRUE | 2518 | U S Bureau of Reclamation | 520 | Lower Molina | CO | Mesa | 1 | Conventional Hydroelectric | HY |  | S | 5.6 | 0.9 | 5.6 | 5.6 | 0 | N |  |  | N | Electric Utility | 1 | X | WAT
Conventional Hydroelectric.WAT | hydro | TRUE | 2518 | U S Bureau of Reclamation | 521 | Upper Molina | CO | Mesa | 1 | Conventional Hydroelectric | HY |  | S | 9.9 | 0.9 | 9.9 | 9.9 | 0 | N |  |  | N | Electric Utility | 1 | X | WAT
Conventional Steam Coal.BIT | hard coal | TRUE | 15466 | Public Service Co of Colorado | 525 | Hayden | CO | Routt | 1 | Conventional Steam Coal | ST |  | J | 190 | 0.94 | 179 | 179 | 110 | N | 12 | 2028 | N | Electric Utility | 1 | X | BIT | NG | DFO
Conventional Steam Coal.BIT | hard coal | TRUE | 15466 | Public Service Co of Colorado | 525 | Hayden | CO | Routt | 2 | Conventional Steam Coal | ST |  | J | 275.4 | 0.9 | 262 | 262 | 120 | N | 12 | 2027 | N | Electric Utility | 1 | X | BIT | DFO
Conventional Hydroelectric.WAT | hydro | TRUE | 16534 | Sacramento Municipal Util Dist | 531 | Camp Far West | CA | Placer | 1 | Conventional Hydroelectric | HY |  | W | 7.2 | 0.95 | 7.2 | 7.2 | 1 | N |  |  | N | Electric Utility | 1 | X | WAT
Natural Gas Fired Combined Cycle.NG | natural gas combined cycle | TRUE | 189 | PowerSouth Energy Cooperative | 533 | McWilliams | AL | Covington | 1 | Natural Gas Fired Combined Cycle | CA | MCWM | S | 7.5 | 0.8 | 9 | 9 | 2.5 | N |  |  | N | Electric Utility | 1 | X | NG | DFO
Natural Gas Fired Combined Cycle.NG | natural gas combined cycle | TRUE | 189 | PowerSouth Energy Cooperative | 533 | McWilliams | AL | Covington | 2 | Natural Gas Fired Combined Cycle | CA | MCWM | S | 7.5 | 0.8 | 9 | 9 | 2.5 | N |  |  | N | Electric Utility | 1 | X | NG | DFO
Natural Gas Fired Combined Cycle.NG | natural gas combined cycle | TRUE | 189 | PowerSouth Energy Cooperative | 533 | McWilliams | AL | Covington | 3 | Natural Gas Fired Combined Cycle | CA | MCWM | S | 25 | 0.85 | 22 | 22 | 5 | N |  |  | N | Electric Utility | 1 | X | NG | DFO
Natural Gas Fired Combined Cycle.NG | natural gas combined cycle | TRUE | 189 | PowerSouth Energy Cooperative | 533 | McWilliams | AL | Covington | 4 | Natural Gas Fired Combined Cycle | CT | MCWM | S | 107 | 0.85 | 109 | 116 | 6 | N |  |  | N | Electric Utility | 1 | X | NG | DFO
Natural Gas Fired Combined Cycle.NG | natural gas combined cycle | TRUE | 189 | PowerSouth Energy Cooperative | 533 | McWilliams | AL | Covington | VAN1 | Natural Gas Fired Combined Cycle | CT | VANN | S | 165 | 0.85 | 171 | 205 | 90 | N |  |  | N | Electric Utility | 1 | X | NG
Natural Gas Fired Combined Cycle.NG | natural gas combined cycle | TRUE | 189 | PowerSouth Energy Cooperative | 533 | McWilliams | AL | Covington | VAN2 | Natural Gas Fired Combined Cycle | CT | VANN | S | 165 | 0.85 | 168 | 205 | 90 | N |  |  | N | Electric Utility | 1 | X | NG
Natural Gas Fired Combined Cycle.NG | natural gas combined cycle | TRUE | 189 | PowerSouth Energy Cooperative | 533 | McWilliams | AL | Covington | VAN3 | Natural Gas Fired Combined Cycle | CA | VANN | S | 177 | 0.9 | 176 | 185 | 60 | N |  |  | N | Electric Utility | 1 | X | NG
Conventional Hydroelectric.WAT | hydro | TRUE | 16534 | Sacramento Municipal Util Dist | 534 | Jones Fork | CA | El Dorado | 1 | Conventional Hydroelectric | HY |  | S | 10 | 0.95 | 10 | 10 | 1 | N |  |  | N | Electric Utility | 1 | X | WAT
Natural Gas Fired Combustion Turbine.NG | natural gas peaker | TRUE | 16534 | Sacramento Municipal Util Dist | 535 | McClellan (CA) | CA | Sacramento | 1 | Natural Gas Fired Combustion Turbine | GT |  | W | 77 | 0.85 | 77 | 77 | 55 | N |  |  | N | Electric Utility | 1 | X | NG
Conventional Hydroelectric.WAT | hydro | TRUE | 5571 | East Bay Municipal Util Dist | 537 | Camanche | CA | San Joaquin | 1 | Conventional Hydroelectric | HY |  | S | 3.6 | 0.95 | 3.5 | 3.5 | 0.8 | N |  |  | N | Electric Utility | 1 | X | WAT
Conventional Hydroelectric.WAT | hydro | TRUE | 5571 | East Bay Municipal Util Dist | 537 | Camanche | CA | San Joaquin | 2 | Conventional Hydroelectric | HY |  | S | 3.6 | 0.95 | 3.5 | 3.5 | 0.8 | N |  |  | N | Electric Utility | 1 | X | WAT
Conventional Hydroelectric.WAT | hydro | TRUE | 5571 | East Bay Municipal Util Dist | 537 | Camanche | CA | San Joaquin | 3 | Conventional Hydroelectric | HY |  | S | 3.6 | 0.95 | 3.5 | 3.5 | 0.8 | N |  |  | N | Electric Utility | 1 | X | WAT
Hydroelectric Pumped Storage.WAT | other | TRUE | 54895 | FirstLight Power Resources Services LLC | 539 | Rocky River (CT) | CT | Litchfield | 1 | Hydroelectric Pumped Storage | PS |  | W | 3.5 | 0.8 | 2 | 2 | 2 | N |  |  | N | IPP Non-CHP | 2 | X | WAT
Hydroelectric Pumped Storage.WAT | other | TRUE | 54895 | FirstLight Power Resources Services LLC | 539 | Rocky River (CT) | CT | Litchfield | 2 | Hydroelectric Pumped Storage | PS |  | W | 3.5 | 0.8 | 2 | 2 | 2 | N |  |  | N | IPP Non-CHP | 2 | X | WAT
Hydroelectric Pumped Storage.WAT | other | TRUE | 54895 | FirstLight Power Resources Services LLC | 539 | Rocky River (CT) | CT | Litchfield | 3 | Hydroelectric Pumped Storage | PS |  | W | 24 | 0.8 | 25.4 | 25 | 23 | N |  |  | N | IPP Non-CHP | 2 | X | WAT
Petroleum Liquids.KER | petroleum | TRUE | 22379 | Connecticut Jet Power LLC | 540 | Branford | CT | New Haven | UN10 | Petroleum Liquids | GT |  | S | 21.8 | 0.85 | 17.4 | 22.5 | 17.4 | N |  |  | N | IPP Non-CHP | 2 | X | KER
Conventional Hydroelectric.WAT | hydro | TRUE | 54895 | FirstLight Power Resources Services LLC | 541 | Bulls Bridge | CT | Litchfield | 1 | Conventional Hydroelectric | HY |  | W | 1.2 | 0.8 | 1.4 | 1.4 | 0.3 | N |  |  | N | IPP Non-CHP | 2 | X | WAT
Conventional Hydroelectric.WAT | hydro | TRUE | 54895 | FirstLight Power Resources Services LLC | 541 | Bulls Bridge | CT | Litchfield | 2 | Conventional Hydroelectric | HY |  | W | 1.2 | 0.8 | 1.4 | 1.4 | 0.3 | N |  |  | N | IPP Non-CHP | 2 | X | WAT
Conventional Hydroelectric.WAT | hydro | TRUE | 54895 | FirstLight Power Resources Services LLC | 541 | Bulls Bridge | CT | Litchfield | 3 | Conventional Hydroelectric | HY |  | W | 1.2 | 0.8 | 1.4 | 1.4 | 0.3 | N |  |  | N | IPP Non-CHP | 2 | X | WAT
Conventional Hydroelectric.WAT | hydro | TRUE | 54895 | FirstLight Power Resources Services LLC | 541 | Bulls Bridge | CT | Litchfield | 4 | Conventional Hydroelectric | HY |  | W | 1.2 | 0.8 | 1.4 | 1.4 | 0.3 | N |  |  | N | IPP Non-CHP | 2 | X | WAT
Conventional Hydroelectric.WAT | hydro | TRUE | 54895 | FirstLight Power Resources Services LLC | 541 | Bulls Bridge | CT | Litchfield | 5 | Conventional Hydroelectric | HY |  | W | 1.2 | 0.8 | 1.4 | 1.4 | 0.3 | N |  |  | N | IPP Non-CHP | 2 | X | WAT
Conventional Hydroelectric.WAT | hydro | TRUE | 54895 | FirstLight Power Resources Services LLC | 541 | Bulls Bridge | CT | Litchfield | 6 | Conventional Hydroelectric | HY |  | W | 1.2 | 0.8 | 1.4 | 1.4 | 0.3 | N |  |  | N | IPP Non-CHP | 2 | X | WAT
Petroleum Liquids.KER | petroleum | TRUE | 22379 | Connecticut Jet Power LLC | 542 | Cos Cob | CT | Fairfield | UN10 | Petroleum Liquids | GT |  | S | 25 | 0.85 | 19.1 | 24 | 19.1 | N |  |  | N | IPP Non-CHP | 2 | X | KER
Petroleum Liquids.KER | petroleum | TRUE | 22379 | Connecticut Jet Power LLC | 542 | Cos Cob | CT | Fairfield | UN11 | Petroleum Liquids | GT |  | S | 25 | 0.85 | 18.7 | 23.6 | 18.7 | N |  |  | N | IPP Non-CHP | 2 | X | KER
Petroleum Liquids.KER | petroleum | TRUE | 22379 | Connecticut Jet Power LLC | 542 | Cos Cob | CT | Fairfield | UN12 | Petroleum Liquids | GT |  | S | 25 | 0.85 | 19.1 | 24 | 19.1 | N |  |  | N | IPP Non-CHP | 2 | X | KER
Petroleum Liquids.KER | petroleum | TRUE | 22379 | Connecticut Jet Power LLC | 542 | Cos Cob | CT | Fairfield | UN13 | Petroleum Liquids | GT |  | S | 20 | 0.85 | 19.1 | 24 | 19.1 | N |  |  | N | IPP Non-CHP | 2 | X | KER
Petroleum Liquids.KER | petroleum | TRUE | 22379 | Connecticut Jet Power LLC | 542 | Cos Cob | CT | Fairfield | un14 | Petroleum Liquids | GT |  | S | 20 | 0.85 | 19.6 | 23.5 | 19.6 | N |  |  | N | IPP Non-CHP | 2 | X | KER
Petroleum Liquids.KER | petroleum | TRUE | 22350 | Devon Power LLC | 544 | Devon Station | CT | New Haven | 10 | Petroleum Liquids | GT |  | S | 18.6 | 0.85 | 14.4 | 19.2 | 14.4 | N |  |  | N | IPP Non-CHP | 2 | X | KER | DFO | JF
Petroleum Liquids.KER | petroleum | TRUE | 22350 | Devon Power LLC | 544 | Devon Station | CT | New Haven | 11 | Petroleum Liquids | GT |  | S | 51 | 0.85 | 29.2 | 38.8 | 16 | N |  |  | N | IPP Non-CHP | 2 | X | KER | NG
Petroleum Liquids.KER | petroleum | TRUE | 22350 | Devon Power LLC | 544 | Devon Station | CT | New Haven | 12 | Petroleum Liquids | GT |  | S | 51 | 0.85 | 29.2 | 38.4 | 16 | N |  |  | N | IPP Non-CHP | 2 | X | KER | NG
Petroleum Liquids.KER | petroleum | TRUE | 22350 | Devon Power LLC | 544 | Devon Station | CT | New Haven | 13 | Petroleum Liquids | GT |  | S | 51 | 0.85 | 29.9 | 38.9 | 16 | N |  |  | N | IPP Non-CHP | 2 | X | KER | NG
Petroleum Liquids.KER | petroleum | TRUE | 22350 | Devon Power LLC | 544 | Devon Station | CT | New Haven | 14 | Petroleum Liquids | GT |  | S | 51 | 0.85 | 29.7 | 40.3 | 16 | N |  |  | N | IPP Non-CHP | 2 | X | KER | NG
Petroleum Liquids.DFO | petroleum | TRUE | 22380 | NRG Montville Operations Inc | 546 | Montville Station | CT | New London | 10 | Petroleum Liquids | IC |  | S | 2.7 | 0.8 | 2.7 | 2.7 | 1 | N |  |  | N | IPP Non-CHP | 2 | X | DFO
Petroleum Liquids.DFO | petroleum | TRUE | 22380 | NRG Montville Operations Inc | 546 | Montville Station | CT | New London | 11 | Petroleum Liquids | IC |  | S | 2.7 | 0.8 | 2.7 | 2.7 | 1 | N |  |  | N | IPP Non-CHP | 2 | X | DFO
Natural Gas Steam Turbine.NG | natural gas steam turbine | TRUE | 22380 | NRG Montville Operations Inc | 546 | Montville Station | CT | New London | 5 | Natural Gas Steam Turbine | ST |  | S | 75 | 0.8 | 81 | 83 | 40 | N |  |  | N | IPP Non-CHP | 2 | X | NG | RFO
Petroleum Liquids.RFO | petroleum | TRUE | 22380 | NRG Montville Operations Inc | 546 | Montville Station | CT | New London | 6 | Petroleum Liquids | ST |  | S | 414.9 | 0.9 | 410 | 410 | 125 | N |  |  | N | IPP Non-CHP | 2 | X | RFO
Hydroelectric Pumped Storage.WAT | other | TRUE | 58185 | FirstLight Power Resources, Inc. - MA | 547 | Northfield Mountain | MA | Franklin | 1 | Hydroelectric Pumped Storage | PS |  | S | 292 | 0.95 | 292 | 292 | 125 | N |  |  | N | IPP Non-CHP | 2 | X | WAT
Hydroelectric Pumped Storage.WAT | other | TRUE | 58185 | FirstLight Power Resources, Inc. - MA | 547 | Northfield Mountain | MA | Franklin | 2 | Hydroelectric Pumped Storage | PS |  | S | 292 | 0.95 | 292 | 292 | 125 | N |  |  | N | IPP Non-CHP | 2 | X | WAT
Hydroelectric Pumped Storage.WAT | other | TRUE | 58185 | FirstLight Power Resources, Inc. - MA | 547 | Northfield Mountain | MA | Franklin | 3 | Hydroelectric Pumped Storage | PS |  | S | 292 | 0.95 | 292 | 292 | 125 | N |  |  | N | IPP Non-CHP | 2 | X | WAT
Hydroelectric Pumped Storage.WAT | other | TRUE | 58185 | FirstLight Power Resources, Inc. - MA | 547 | Northfield Mountain | MA | Franklin | 4 | Hydroelectric Pumped Storage | PS |  | S | 292 | 0.95 | 292 | 292 | 125 | N |  |  | N | IPP Non-CHP | 2 | X | WAT
Wood/Wood Waste Biomass.WDS | biomass | TRUE | 20169 | Avista Corp | 550 | Kettle Falls Generating Station | WA | Stevens | 1 | Wood/Wood Waste Biomass | ST |  | S | 50.7 | 0.95 | 50 | 50.7 | 12 | N |  |  | N | Electric Utility | 1 | X | WDS | NG
Natural Gas Fired Combustion Turbine.NG | natural gas peaker | TRUE | 20169 | Avista Corp | 550 | Kettle Falls Generating Station | WA | Stevens | 2 | Natural Gas Fired Combustion Turbine | GT |  | S | 7.2 | 0.8 | 6.2 | 8 | 1 | N |  |  | N | Electric Utility | 1 | X | NG
Conventional Hydroelectric.WAT | hydro | TRUE | 54895 | FirstLight Power Resources Services LLC | 551 | Scotland Dam | CT | Windham | 1 | Conventional Hydroelectric | HY |  | W | 2 | 0.8 | 1.7 | 2.2 | 0.2 | N |  |  | N | IPP Non-CHP | 2 | X | WAT
Conventional Hydroelectric.WAT | hydro | TRUE | 54895 | FirstLight Power Resources Services LLC | 552 | Shepaug | CT | New Haven | 1 | Conventional Hydroelectric | HY |  | W | 37.2 | 0.85 | 41.5 | 42.6 | 35 | N |  |  | N | IPP Non-CHP | 2 | X | WAT
Conventional Hydroelectric.WAT | hydro | TRUE | 54895 | FirstLight Power Resources Services LLC | 553 | Stevenson | CT | Fairfield | 1 | Conventional Hydroelectric | HY |  | W | 7.5 | 0.9 | 7.1 | 7.1 | 0.8 | N |  |  | N | IPP Non-CHP | 2 | X | WAT
Conventional Hydroelectric.WAT | hydro | TRUE | 54895 | FirstLight Power Resources Services LLC | 553 | Stevenson | CT | Fairfield | 2 | Conventional Hydroelectric | HY |  | W | 7.5 | 0.9 | 7.1 | 7.1 | 0.8 | N |  |  | N | IPP Non-CHP | 2 | X | WAT
Conventional Hydroelectric.WAT | hydro | TRUE | 54895 | FirstLight Power Resources Services LLC | 553 | Stevenson | CT | Fairfield | 3 | Conventional Hydroelectric | HY |  | W | 7.5 | 0.9 | 7.1 | 7.1 | 0.8 | N |  |  | N | IPP Non-CHP | 2 | X | WAT
Conventional Hydroelectric.WAT | hydro | TRUE | 54895 | FirstLight Power Resources Services LLC | 553 | Stevenson | CT | Fairfield | 4 | Conventional Hydroelectric | HY |  | W | 8 | 0.8 | 7.6 | 7.6 | 0.8 | N |  |  | N | IPP Non-CHP | 2 | X | WAT
Conventional Hydroelectric.WAT | hydro | TRUE | 54895 | FirstLight Power Resources Services LLC | 554 | Taftville | CT | New London | 1 | Conventional Hydroelectric | HY |  | W | 0.4 | 0.8 | 0.4 | 0.4 | 0.1 | N |  |  | N | IPP Non-CHP | 2 | X | WAT
Conventional Hydroelectric.WAT | hydro | TRUE | 54895 | FirstLight Power Resources Services LLC | 554 | Taftville | CT | New London | 2 | Conventional Hydroelectric | HY |  | W | 0.3 | 0.8 | 0.4 | 0.4 | 0.1 | N |  |  | N | IPP Non-CHP | 2 | X | WAT
Conventional Hydroelectric.WAT | hydro | TRUE | 54895 | FirstLight Power Resources Services LLC | 554 | Taftville | CT | New London | 3 | Conventional Hydroelectric | HY |  | W | 0.3 | 0.8 | 0.4 | 0.4 | 0.1 | N |  |  | N | IPP Non-CHP | 2 | X | WAT
Conventional Hydroelectric.WAT | hydro | TRUE | 54895 | FirstLight Power Resources Services LLC | 554 | Taftville | CT | New London | 4 | Conventional Hydroelectric | HY |  | W | 0.3 | 0.8 | 0.4 | 0.4 | 0.1 | N |  |  | N | IPP Non-CHP | 2 | X | WAT
Conventional Hydroelectric.WAT | hydro | TRUE | 54895 | FirstLight Power Resources Services LLC | 554 | Taftville | CT | New London | 5 | Conventional Hydroelectric | HY |  | W | 0.3 | 0.8 | 0.4 | 0.4 | 0.1 | N |  |  | N | IPP Non-CHP | 2 | X | WAT
Conventional Hydroelectric.WAT | hydro | TRUE | 54895 | FirstLight Power Resources Services LLC | 557 | Tunnel | CT | New London | 1 | Conventional Hydroelectric | HY |  | W | 1 | 0.85 | 0.8 | 1.1 | 0.3 | N |  |  | N | IPP Non-CHP | 2 | X | WAT
Petroleum Liquids.JF | petroleum | TRUE | 54895 | FirstLight Power Resources Services LLC | 557 | Tunnel | CT | New London | 10 | Petroleum Liquids | GT |  | W | 18.5 | 0.85 | 16.5 | 21.8 | 5 | N |  |  | N | IPP Non-CHP | 2 | X | JF
Conventional Hydroelectric.WAT | hydro | TRUE | 54895 | FirstLight Power Resources Services LLC | 557 | Tunnel | CT | New London | 2 | Conventional Hydroelectric | HY |  | W | 1 | 0.85 | 0.8 | 1.1 | 0.3 | N |  |  | N | IPP Non-CHP | 2 | X | WAT
Conventional Hydroelectric.WAT | hydro | TRUE | 6207 | Farmington River Power Company | 559 | Rainbow (CT) | CT | Hartford | 1 | Conventional Hydroelectric | HY |  | S | 4 | 1 | 4 | 4 | 4 | N |  |  | N | Electric Utility | 1 | X | WAT
Conventional Hydroelectric.WAT | hydro | TRUE | 6207 | Farmington River Power Company | 559 | Rainbow (CT) | CT | Hartford | 2 | Conventional Hydroelectric | HY |  | S | 4 | 1 | 4 | 4 | 4 | N |  |  | N | Electric Utility | 1 | X | WAT
Conventional Hydroelectric.WAT | hydro | TRUE | 54895 | FirstLight Power Resources Services LLC | 560 | Falls Village | CT | Litchfield | 1 | Conventional Hydroelectric | HY |  | W | 3 | 0.8 | 3.3 | 3.7 | 0.3 | N |  |  | N | IPP Non-CHP | 2 | X | WAT
Conventional Hydroelectric.WAT | hydro | TRUE | 54895 | FirstLight Power Resources Services LLC | 560 | Falls Village | CT | Litchfield | 2 | Conventional Hydroelectric | HY |  | W | 3 | 0.8 | 3.3 | 3.7 | 0.3 | N |  |  | N | IPP Non-CHP | 2 | X | WAT
Conventional Hydroelectric.WAT | hydro | TRUE | 54895 | FirstLight Power Resources Services LLC | 560 | Falls Village | CT | Litchfield | 3 | Conventional Hydroelectric | HY |  | W | 3 | 0.8 | 3.3 | 3.7 | 0.3 | N |  |  | N | IPP Non-CHP | 2 | X | WAT
Petroleum Liquids.KER | petroleum | TRUE | 22379 | Connecticut Jet Power LLC | 561 | Franklin Drive | CT | Litchfield | UN19 | Petroleum Liquids | GT |  | S | 21.8 | 0.85 | 16.1 | 21.2 | 16.1 | N |  |  | N | IPP Non-CHP | 2 | X | KER
Petroleum Liquids.DFO | petroleum | TRUE | 12490 | Middletown Power LLC | 562 | Middletown | CT | Middlesex | 10 | Petroleum Liquids | GT |  | S | 18.5 | 0.85 | 17.2 | 22.1 | 5 | N |  |  | N | IPP Non-CHP | 2 | X | DFO
Natural Gas Steam Turbine.NG | natural gas steam turbine | TRUE | 12490 | Middletown Power LLC | 562 | Middletown | CT | Middlesex | 2 | Natural Gas Steam Turbine | ST |  | S | 113.6 | 0.85 | 117 | 120 | 45 | N |  |  | N | IPP Non-CHP | 2 | X | NG | RFO
Natural Gas Steam Turbine.NG | natural gas steam turbine | TRUE | 12490 | Middletown Power LLC | 562 | Middletown | CT | Middlesex | 3 | Natural Gas Steam Turbine | ST |  | S | 239.4 | 0.85 | 236 | 245 | 100 | N |  |  | N | IPP Non-CHP | 2 | X | NG | RFO
Petroleum Liquids.RFO | petroleum | TRUE | 12490 | Middletown Power LLC | 562 | Middletown | CT | Middlesex | 4 | Petroleum Liquids | ST |  | S | 414.9 | 0.9 | 400 | 402 | 125 | N |  |  | N | IPP Non-CHP | 2 | X | RFO
Petroleum Liquids.KER | petroleum | TRUE | 4426 | NAES Corp | 563 | South Meadow | CT | Hartford | 11 | Petroleum Liquids | GT |  | W | 41.8 | 0.8 | 35.7 | 46.9 | 10 | N | 6 | 2023 | N | IPP Non-CHP | 2 | X | KER
Petroleum Liquids.KER | petroleum | TRUE | 4426 | NAES Corp | 563 | South Meadow | CT | Hartford | 12 | Petroleum Liquids | GT |  | W | 41.8 | 0.9 | 37.7 | 47.8 | 10 | N | 6 | 2023 | N | IPP Non-CHP | 2 | X | KER
Petroleum Liquids.KER | petroleum | TRUE | 4426 | NAES Corp | 563 | South Meadow | CT | Hartford | 13 | Petroleum Liquids | GT |  | W | 41.8 | 0.9 | 38.3 | 47.9 | 10 | N | 6 | 2023 | N | IPP Non-CHP | 2 | X | KER
Petroleum Liquids.KER | petroleum | TRUE | 4426 | NAES Corp | 563 | South Meadow | CT | Hartford | 14 | Petroleum Liquids | GT |  | W | 41.8 | 0.9 | 36.7 | 46.3 | 10 | N | 6 | 2023 | N | IPP Non-CHP | 2 | X | KER
Conventional Steam Coal.BIT | hard coal | TRUE | 14610 | Orlando Utilities Comm | 564 | Stanton Energy Center | FL | Orange | 1 | Conventional Steam Coal | ST |  | J | 464.5 | 0.9 | 453 | 453 | 90 | N | 12 | 2025 | N | Electric Utility | 1 | X | BIT | NG | LFG
Conventional Steam Coal.BIT | hard coal | TRUE | 14610 | Orlando Utilities Comm | 564 | Stanton Energy Center | FL | Orange | 2 | Conventional Steam Coal | ST |  | J | 464.5 | 0.9 | 469 | 469 | 95 | N |  |  | N | Electric Utility | 1 | X | BIT | NG | LFG
Natural Gas Fired Combined Cycle.NG | natural gas combined cycle | TRUE | 14610 | Orlando Utilities Comm | 564 | Stanton Energy Center | FL | Orange | B | Natural Gas Fired Combined Cycle | CA | OUC | S | 129.8 | 0.85 | 128 | 130 |  | N |  |  | N | Electric Utility | 1 | X | NG | DFO
Natural Gas Fired Combined Cycle.NG | natural gas combined cycle | TRUE | 14610 | Orlando Utilities Comm | 564 | Stanton Energy Center | FL | Orange | B1 | Natural Gas Fired Combined Cycle | CT | OUC | S | 203.2 | 0.85 | 167 | 170 | 155 | N |  |  | N | Electric Utility | 1 | X | NG | DFO
Petroleum Liquids.KER | petroleum | TRUE | 22379 | Connecticut Jet Power LLC | 565 | Torrington Terminal | CT | Litchfield | UN10 | Petroleum Liquids | GT |  | S | 21.8 | 0.85 | 17.4 | 22.5 | 17.4 | N |  |  | N | IPP Non-CHP | 2 | X | KER
Nuclear.NUC | nuclear | TRUE | 5221 | Dominion Energy Nuclear Conn Inc | 566 | Millstone | CT | New London | 2 | Nuclear | ST |  | S | 909.9 | 0.9 | 863.8 | 869.8 | 50 | N |  |  | N | IPP Non-CHP | 2 | X | NUC
Nuclear.NUC | nuclear | TRUE | 5221 | Dominion Energy Nuclear Conn Inc | 566 | Millstone | CT | New London | 3 | Nuclear | ST |  | J | 1253 | 0.93 | 1244.2 | 1250.9 | 65 | Y |  |  | N | IPP Non-CHP | 2 | X | NUC
Natural Gas Fired Combined Cycle.NG | natural gas combined cycle | TRUE | 65448 | Generation Bridge II Connecticut, LLC | 568 | Bridgeport Station | CT | Fairfield | 501 | Natural Gas Fired Combined Cycle | CT | CC1 | S | 375.7 | 0.85 | 342 | 364 | 155 | N |  |  | N | IPP Non-CHP | 2 | X | NG
Natural Gas Fired Combined Cycle.NG | natural gas combined cycle | TRUE | 65448 | Generation Bridge II Connecticut, LLC | 568 | Bridgeport Station | CT | Fairfield | 502 | Natural Gas Fired Combined Cycle | CA | CC1 | S | 200.6 | 0.85 | 154.6 | 150.8 | 82 | N |  |  | N | IPP Non-CHP | 2 | X | NG
Conventional Hydroelectric.WAT | hydro | TRUE | 3249 | Central Hudson Gas & Elec Corp | 579 | Central Hudson High Falls | NY | Ulster | 1 | Conventional Hydroelectric | HY |  | S | 3.2 | 0.89 | 3.2 | 3.2 | 0.2 | N |  |  | N | Electric Utility | 1 | X | WAT
Petroleum Liquids.DFO | petroleum | TRUE | 13831 | City of Norwich - (CT) | 581 | North Main Street | CT | New London | 5 | Petroleum Liquids | GT |  | S | 19 | 0.9 | 15.3 | 18.8 | 2 | N |  |  | N | Electric Utility | 1 | X | DFO
Conventional Hydroelectric.WAT | hydro | TRUE | 13831 | City of Norwich - (CT) | 583 | Tenth Street | CT | New London | 1 | Conventional Hydroelectric | HY |  | S | 1.4 | 0.9 | 1 | 1.2 | 0.1 | N |  |  | N | Electric Utility | 1 | X | WAT
Conventional Hydroelectric.WAT | hydro | TRUE | 6204 | City of Farmington - (NM) | 584 | Navajo Dam | NM | San Juan | 1 | Conventional Hydroelectric | HY |  | S | 15 | 0.9 | 15 | 15 | 6 | N |  |  | N | Electric Utility | 1 | X | WAT
Conventional Hydroelectric.WAT | hydro | TRUE | 6204 | City of Farmington - (NM) | 584 | Navajo Dam | NM | San Juan | 2 | Conventional Hydroelectric | HY |  | S | 15 | 0.9 | 15 | 15 | 6 | N |  |  | N | Electric Utility | 1 | X | WAT
Conventional Hydroelectric.WAT | hydro | TRUE | 9216 | Imperial Irrigation District | 585 | Drop 1 | CA | Imperial | 1 | Conventional Hydroelectric | HY |  | S | 1.9 | 0.8 | 1.3 | 1.5 | 0.2 | N |  |  | N | Electric Utility | 1 | X | WAT
Conventional Hydroelectric.WAT | hydro | TRUE | 9216 | Imperial Irrigation District | 585 | Drop 1 | CA | Imperial | 2 | Conventional Hydroelectric | HY |  | S | 1.9 | 0.8 | 1.2 | 1.1 | 0.2 | N |  |  | N | Electric Utility | 1 | X | WAT
Conventional Hydroelectric.WAT | hydro | TRUE | 9216 | Imperial Irrigation District | 585 | Drop 1 | CA | Imperial | 3 | Conventional Hydroelectric | HY |  | S | 1.9 | 0.8 | 1.3 | 1.1 | 0.2 | N |  |  | N | Electric Utility | 1 | X | WAT
Conventional Hydroelectric.WAT | hydro | TRUE | 9216 | Imperial Irrigation District | 586 | East Highline | CA | Imperial | 1 | Conventional Hydroelectric | HY |  | S | 2.4 | 0.8 | 1 | 0.8 | 0.3 | N |  |  | N | Electric Utility | 1 | X | WAT
Wood/Wood Waste Biomass.WDS | biomass | TRUE | 2548 | City of Burlington Electric - (VT) | 589 | J C McNeil | VT | Chittenden | 1 | Wood/Wood Waste Biomass | ST |  | J | 59.5 | 0.9 | 52 | 54 | 15 | N |  |  | N | Electric Utility | 1 | X | WDS | NG | DFO
Petroleum Liquids.DFO | petroleum | TRUE | 56609 | Calpine Mid-Atlantic Generation LLC | 591 | Christiana | DE | New Castle | CH11 | Petroleum Liquids | GT |  | S | 27.5 | 0.9 | 25 | 25 | 20 | N |  |  | N | IPP Non-CHP | 2 | X | DFO
Petroleum Liquids.DFO | petroleum | TRUE | 56609 | Calpine Mid-Atlantic Generation LLC | 591 | Christiana | DE | New Castle | CH14 | Petroleum Liquids | GT |  | S | 27.5 | 0.9 | 25 | 25 | 20 | N |  |  | N | IPP Non-CHP | 2 | X | DFO
Petroleum Liquids.DFO | petroleum | TRUE | 56609 | Calpine Mid-Atlantic Generation LLC | 592 | Delaware City 10 | DE | New Castle | DC10 | Petroleum Liquids | GT |  | S | 18.5 | 0.85 | 18 | 18 | 15 | N |  |  | N | IPP Non-CHP | 2 | X | DFO
Petroleum Liquids.DFO | petroleum | TRUE | 56609 | Calpine Mid-Atlantic Generation LLC | 593 | Edge Moor | DE | New Castle | 10 | Petroleum Liquids | GT |  | S | 12.5 | 0.85 | 15 | 15 | 12.5 | N |  |  | N | IPP Non-CHP | 2 | X | DFO
Natural Gas Steam Turbine.NG | natural gas steam turbine | TRUE | 56609 | Calpine Mid-Atlantic Generation LLC | 593 | Edge Moor | DE | New Castle | 3 | Natural Gas Steam Turbine | ST |  | S | 75 | 0.85 | 86 | 86 | 25 | N |  |  | N | IPP Non-CHP | 2 | X | NG | RFO | DFO
Natural Gas Steam Turbine.NG | natural gas steam turbine | TRUE | 56609 | Calpine Mid-Atlantic Generation LLC | 593 | Edge Moor | DE | New Castle | 4 | Natural Gas Steam Turbine | ST |  | S | 176.8 | 0.85 | 174 | 174 | 50 | N |  |  | N | IPP Non-CHP | 2 | X | NG | RFO | DFO
Natural Gas Steam Turbine.NG | natural gas steam turbine | TRUE | 56609 | Calpine Mid-Atlantic Generation LLC | 593 | Edge Moor | DE | New Castle | 5 | Natural Gas Steam Turbine | ST |  | S | 446 | 0.9 | 450 | 450 | 65 | N |  |  | N | IPP Non-CHP | 2 | X | NG | RFO | DFO
Petroleum Liquids.DFO | petroleum | TRUE | 9332 | Indian River Operations Inc | 594 | Indian River Generating Station | DE | Sussex | 10 | Petroleum Liquids | GT |  | W | 18.6 | 0.85 | 16.1 | 16.1 | 14 | N |  |  | N | IPP Non-CHP | 2 | X | DFO
Conventional Steam Coal.BIT | hard coal | TRUE | 9332 | Indian River Operations Inc | 594 | Indian River Generating Station | DE | Sussex | 4 | Conventional Steam Coal | ST |  | W | 445.5 | 0.9 | 410 | 410 | 190 | N | 12 | 2026 | N | IPP Non-CHP | 2 | X | BIT | DFO
Petroleum Liquids.DFO | petroleum | TRUE | 56609 | Calpine Mid-Atlantic Generation LLC | 597 | West Station (DE) | DE | New Castle | WEST | Petroleum Liquids | GT |  | S | 16.2 | 0.85 | 15 | 19 | 15 | N |  |  | N | IPP Non-CHP | 2 | X | DFO
Conventional Steam Coal.BIT | hard coal | TRUE | 60421 | Brandon Shores LLC | 602 | Brandon Shores | MD | Anne Arundel | 1 | Conventional Steam Coal | ST |  | S | 685.1 | 0.9 | 635 | 635 | 220 | N |  |  | N | IPP Non-CHP | 2 | X | BIT
Conventional Steam Coal.BIT | hard coal | TRUE | 60421 | Brandon Shores LLC | 602 | Brandon Shores | MD | Anne Arundel | 2 | Conventional Steam Coal | ST |  | S | 685.1 | 0.9 | 638 | 638 | 220 | N |  |  | N | IPP Non-CHP | 2 | X | BIT
Natural Gas Fired Combustion Turbine.NG | natural gas peaker | TRUE | 15500 | Puget Sound Energy Inc | 607 | Fredonia | WA | Skagit | 1 | Natural Gas Fired Combustion Turbine | GT |  | S | 129.1 | 0.9 | 93 | 114 | 40 | N |  |  | N | Electric Utility | 1 | X | NG | DFO
Natural Gas Fired Combustion Turbine.NG | natural gas peaker | TRUE | 15500 | Puget Sound Energy Inc | 607 | Fredonia | WA | Skagit | 2 | Natural Gas Fired Combustion Turbine | GT |  | S | 129.1 | 0.9 | 93 | 114 | 40 | N |  |  | N | Electric Utility | 1 | X | NG | DFO
Natural Gas Fired Combustion Turbine.NG | natural gas peaker | TRUE | 15500 | Puget Sound Energy Inc | 607 | Fredonia | WA | Skagit | 3 | Natural Gas Fired Combustion Turbine | GT |  | S | 58.9 | 0.9 | 47 | 60 | 20 | N |  |  | N | Electric Utility | 1 | X | NG | DFO
Natural Gas Fired Combustion Turbine.NG | natural gas peaker | TRUE | 15500 | Puget Sound Energy Inc | 607 | Fredonia | WA | Skagit | 4 | Natural Gas Fired Combustion Turbine | GT |  | S | 58.9 | 0.9 | 47 | 60 | 20 | N |  |  | N | Electric Utility | 1 | X | NG | DFO
Natural Gas Fired Combined Cycle.NG | natural gas combined cycle | TRUE | 6452 | Florida Power & Light Co | 609 | Cape Canaveral | FL | Brevard | 3A | Natural Gas Fired Combined Cycle | CT | PCC | S | 265 | 0.85 | 270.4 | 300.8 | 189 | N |  |  | N | Electric Utility | 1 | X | NG | DFO
Natural Gas Fired Combined Cycle.NG | natural gas combined cycle | TRUE | 6452 | Florida Power & Light Co | 609 | Cape Canaveral | FL | Brevard | 3B | Natural Gas Fired Combined Cycle | CT | PCC | S | 265 | 0.85 | 270.4 | 300.8 | 189 | N |  |  | N | Electric Utility | 1 | X | NG | DFO
Natural Gas Fired Combined Cycle.NG | natural gas combined cycle | TRUE | 6452 | Florida Power & Light Co | 609 | Cape Canaveral | FL | Brevard | 3C | Natural Gas Fired Combined Cycle | CT | PCC | S | 265 | 0.85 | 270.4 | 300.8 | 189 | N |  |  | N | Electric Utility | 1 | X | NG | DFO
Natural Gas Fired Combined Cycle.NG | natural gas combined cycle | TRUE | 6452 | Florida Power & Light Co | 609 | Cape Canaveral | FL | Brevard | 3ST | Natural Gas Fired Combined Cycle | CA | PCC | S | 500 | 0.85 | 478.8 | 490.6 | 189 | N |  |  | N | Electric Utility | 1 | X | NG | DFO
Natural Gas Fired Combined Cycle.NG | natural gas combined cycle | TRUE | 6452 | Florida Power & Light Co | 612 | Fort Myers | FL | Lee | 2A | Natural Gas Fired Combined Cycle | CT | F901 | S | 188.2 | 0.85 | 199.5 | 207 | 90 | N |  |  | N | Electric Utility | 1 | X | NG | DFO
Natural Gas Fired Combined Cycle.NG | natural gas combined cycle | TRUE | 6452 | Florida Power & Light Co | 612 | Fort Myers | FL | Lee | 2B | Natural Gas Fired Combined Cycle | CT | F901 | S | 188.2 | 0.85 | 197.4 | 207 | 90 | N |  |  | N | Electric Utility | 1 | X | NG | DFO
Natural Gas Fired Combined Cycle.NG | natural gas combined cycle | TRUE | 6452 | Florida Power & Light Co | 612 | Fort Myers | FL | Lee | 2C | Natural Gas Fired Combined Cycle | CT | F901 | S | 188.2 | 0.85 | 197.4 | 207 | 90 | N |  |  | N | Electric Utility | 1 | X | NG | DFO
Natural Gas Fired Combined Cycle.NG | natural gas combined cycle | TRUE | 6452 | Florida Power & Light Co | 612 | Fort Myers | FL | Lee | 2D | Natural Gas Fired Combined Cycle | CT | F901 | S | 188.2 | 0.85 | 197.4 | 207 | 90 | N |  |  | N | Electric Utility | 1 | X | NG | DFO
Natural Gas Fired Combined Cycle.NG | natural gas combined cycle | TRUE | 6452 | Florida Power & Light Co | 612 | Fort Myers | FL | Lee | 2E | Natural Gas Fired Combined Cycle | CT | F901 | S | 188.2 | 0.85 | 197.4 | 207 | 90 | N |  |  | N | Electric Utility | 1 | X | NG | DFO
Natural Gas Fired Combined Cycle.NG | natural gas combined cycle | TRUE | 6452 | Florida Power & Light Co | 612 | Fort Myers | FL | Lee | 2F | Natural Gas Fired Combined Cycle | CT | F901 | S | 188.2 | 0.85 | 197.4 | 207 | 90 | N |  |  | N | Electric Utility | 1 | X | NG | DFO
Petroleum Liquids.DFO | petroleum | TRUE | 6452 | Florida Power & Light Co | 612 | Fort Myers | FL | Lee | 9 | Petroleum Liquids | GT |  | S | 62 | 0.9 | 54 | 61.5 | 5 | N |  |  | N | Electric Utility | 1 | X | DFO
Natural Gas Fired Combustion Turbine.NG | natural gas peaker | TRUE | 6452 | Florida Power & Light Co | 612 | Fort Myers | FL | Lee | CT1 | Natural Gas Fired Combustion Turbine | GT |  | S | 188.2 | 0.85 | 182 | 200 | 90 | N |  |  | N | Electric Utility | 1 | X | NG | DFO
Natural Gas Fired Combustion Turbine.NG | natural gas peaker | TRUE | 6452 | Florida Power & Light Co | 612 | Fort Myers | FL | Lee | CT2 | Natural Gas Fired Combustion Turbine | GT |  | S | 188.2 | 0.85 | 182 | 200 | 90 | N |  |  | N | Electric Utility | 1 | X | NG | DFO
Petroleum Liquids.DFO | petroleum | TRUE | 6452 | Florida Power & Light Co | 612 | Fort Myers | FL | Lee | GT1 | Petroleum Liquids | GT |  | S | 62 | 0.9 | 54 | 61.5 | 5 | N |  |  | N | Electric Utility | 1 | X | DFO
Natural Gas Fired Combustion Turbine.NG | natural gas peaker | TRUE | 6452 | Florida Power & Light Co | 612 | Fort Myers | FL | Lee | PFM3C | Natural Gas Fired Combustion Turbine | GT |  | S | 229.5 | 0.85 | 231 | 223 | 90 | N |  |  | N | Electric Utility | 1 | X | NG | DFO
Natural Gas Fired Combustion Turbine.NG | natural gas peaker | TRUE | 6452 | Florida Power & Light Co | 612 | Fort Myers | FL | Lee | PFM3D | Natural Gas Fired Combustion Turbine | GT |  | S | 229.5 | 0.85 | 231 | 223 | 90 | N |  |  | N | Electric Utility | 1 | X | NG | DFO
Natural Gas Fired Combined Cycle.NG | natural gas combined cycle | TRUE | 6452 | Florida Power & Light Co | 612 | Fort Myers | FL | Lee | ST1 | Natural Gas Fired Combined Cycle | CA | F901 | S | 156.2 | 0.85 | 155.8 | 141 | 27.8 | N |  |  | N | Electric Utility | 1 | X | NG
Natural Gas Fired Combined Cycle.NG | natural gas combined cycle | TRUE | 6452 | Florida Power & Light Co | 612 | Fort Myers | FL | Lee | ST2 | Natural Gas Fired Combined Cycle | CA | F901 | S | 436.1 | 0.89 | 459.2 | 404 | 146.6 | N |  |  | N | Electric Utility | 1 | X | NG
Natural Gas Fired Combustion Turbine.NG | natural gas peaker | TRUE | 6452 | Florida Power & Light Co | 613 | Lauderdale | FL | Broward | 3 | Natural Gas Fired Combustion Turbine | GT |  | S | 34.2 | 0.85 | 34.3 | 37.2 | 5 | N |  |  | N | Electric Utility | 1 | X | NG | DFO
Natural Gas Fired Combustion Turbine.NG | natural gas peaker | TRUE | 6452 | Florida Power & Light Co | 613 | Lauderdale | FL | Broward | 5 | Natural Gas Fired Combustion Turbine | GT |  | S | 34.2 | 0.8 | 34.3 | 37.2 | 5 | N |  |  | N | Electric Utility | 1 | X | NG | DFO
Natural Gas Fired Combustion Turbine.NG | natural gas peaker | TRUE | 6452 | Florida Power & Light Co | 613 | Lauderdale | FL | Broward | 6A | Natural Gas Fired Combustion Turbine | GT |  | S | 229.5 | 0.85 | 231 | 222 | 90 | N |  |  | N | Electric Utility | 1 | X | NG | DFO
Natural Gas Fired Combustion Turbine.NG | natural gas peaker | TRUE | 6452 | Florida Power & Light Co | 613 | Lauderdale | FL | Broward | 6B | Natural Gas Fired Combustion Turbine | GT |  | S | 229.5 | 0.85 | 231 | 222 | 90 | N |  |  | N | Electric Utility | 1 | X | NG | DFO
Natural Gas Fired Combustion Turbine.NG | natural gas peaker | TRUE | 6452 | Florida Power & Light Co | 613 | Lauderdale | FL | Broward | 6C | Natural Gas Fired Combustion Turbine | GT |  | S | 229.5 | 0.85 | 231 | 222 | 90 | N |  |  | N | Electric Utility | 1 | X | NG | DFO
Natural Gas Fired Combustion Turbine.NG | natural gas peaker | TRUE | 6452 | Florida Power & Light Co | 613 | Lauderdale | FL | Broward | 6D | Natural Gas Fired Combustion Turbine | GT |  | S | 229.5 | 0.85 | 231 | 222 | 90 | N |  |  | N | Electric Utility | 1 | X | NG | DFO
Natural Gas Fired Combustion Turbine.NG | natural gas peaker | TRUE | 6452 | Florida Power & Light Co | 613 | Lauderdale | FL | Broward | 6E | Natural Gas Fired Combustion Turbine | GT |  | S | 229.5 | 0.85 | 231 | 222 | 90 | N |  |  | N | Electric Utility | 1 | X | NG | DFO
Natural Gas Fired Combined Cycle.NG | natural gas combined cycle | TRUE | 6452 | Florida Power & Light Co | 617 | Port Everglades | FL | Broward | 5A | Natural Gas Fired Combined Cycle | CT | CC1 | S | 296 | 0.85 | 271.9 | 297.1 | 100 | N |  |  | N | Electric Utility | 1 | X | NG | DFO
Natural Gas Fired Combined Cycle.NG | natural gas combined cycle | TRUE | 6452 | Florida Power & Light Co | 617 | Port Everglades | FL | Broward | 5B | Natural Gas Fired Combined Cycle | CT | CC1 | S | 296 | 0.85 | 271.9 | 297.1 | 100 | N |  |  | N | Electric Utility | 1 | X | NG | DFO
Natural Gas Fired Combined Cycle.NG | natural gas combined cycle | TRUE | 6452 | Florida Power & Light Co | 617 | Port Everglades | FL | Broward | 5C | Natural Gas Fired Combined Cycle | CT | CC1 | S | 296 | 0.85 | 271.9 | 297.1 | 100 | N |  |  | N | Electric Utility | 1 | X | NG | DFO
Natural Gas Fired Combined Cycle.NG | natural gas combined cycle | TRUE | 6452 | Florida Power & Light Co | 617 | Port Everglades | FL | Broward | 5ST | Natural Gas Fired Combined Cycle | CA | CC1 | S | 464 | 0.85 | 421.3 | 446.7 | 100 | N |  |  | N | Electric Utility | 1 | X | NG | DFO
Natural Gas Fired Combined Cycle.NG | natural gas combined cycle | TRUE | 6452 | Florida Power & Light Co | 619 | Riviera | FL | Palm Beach | 5A | Natural Gas Fired Combined Cycle | CT | PRV | S | 265 | 0.85 | 270.5 | 300.9 |  | N |  |  | N | Electric Utility | 1 | X | NG | DFO
Natural Gas Fired Combined Cycle.NG | natural gas combined cycle | TRUE | 6452 | Florida Power & Light Co | 619 | Riviera | FL | Palm Beach | 5B | Natural Gas Fired Combined Cycle | CT | PRV | S | 265 | 0.85 | 270.5 | 300.9 |  | N |  |  | N | Electric Utility | 1 | X | NG | DFO
Natural Gas Fired Combined Cycle.NG | natural gas combined cycle | TRUE | 6452 | Florida Power & Light Co | 619 | Riviera | FL | Palm Beach | 5C | Natural Gas Fired Combined Cycle | CT | PRV | S | 265 | 0.85 | 270.5 | 300.9 |  | N |  |  | N | Electric Utility | 1 | X | NG | DFO
Natural Gas Fired Combined Cycle.NG | natural gas combined cycle | TRUE | 6452 | Florida Power & Light Co | 619 | Riviera | FL | Palm Beach | 5ST | Natural Gas Fired Combined Cycle | CA | PRV | S | 500 | 0.85 | 478.5 | 490.3 |  | N |  |  | N | Electric Utility | 1 | X | NG | DFO
Natural Gas Fired Combined Cycle.NG | natural gas combined cycle | TRUE | 6452 | Florida Power & Light Co | 620 | Sanford | FL | Volusia | 4 | Natural Gas Fired Combined Cycle | CA | G160 | S | 436.1 | 0.89 | 388 | 360 | 132.6 | N |  |  | N | Electric Utility | 1 | X | NG
Natural Gas Fired Combined Cycle.NG | natural gas combined cycle | TRUE | 6452 | Florida Power & Light Co | 620 | Sanford | FL | Volusia | 4A | Natural Gas Fired Combined Cycle | CT | G160 | S | 188.2 | 0.85 | 197 | 207 | 95 | N |  |  | N | Electric Utility | 1 | X | NG
Natural Gas Fired Combined Cycle.NG | natural gas combined cycle | TRUE | 6452 | Florida Power & Light Co | 620 | Sanford | FL | Volusia | 4B | Natural Gas Fired Combined Cycle | CT | G160 | S | 188.2 | 0.85 | 197 | 207 | 95 | N |  |  | N | Electric Utility | 1 | X | NG
Natural Gas Fired Combined Cycle.NG | natural gas combined cycle | TRUE | 6452 | Florida Power & Light Co | 620 | Sanford | FL | Volusia | 4C | Natural Gas Fired Combined Cycle | CT | G160 | S | 188.2 | 0.85 | 197 | 207 | 95 | N |  |  | N | Electric Utility | 1 | X | NG
Natural Gas Fired Combined Cycle.NG | natural gas combined cycle | TRUE | 6452 | Florida Power & Light Co | 620 | Sanford | FL | Volusia | 4D | Natural Gas Fired Combined Cycle | CT | G160 | S | 188.2 | 0.85 | 197 | 207 | 95 | N |  |  | N | Electric Utility | 1 | X | NG
Natural Gas Fired Combined Cycle.NG | natural gas combined cycle | TRUE | 6452 | Florida Power & Light Co | 620 | Sanford | FL | Volusia | 5 | Natural Gas Fired Combined Cycle | CA | G161 | S | 436.1 | 0.89 | 388 | 360 | 132.6 | N |  |  | N | Electric Utility | 1 | X | NG
Natural Gas Fired Combined Cycle.NG | natural gas combined cycle | TRUE | 6452 | Florida Power & Light Co | 620 | Sanford | FL | Volusia | 5A | Natural Gas Fired Combined Cycle | CT | G161 | S | 188.2 | 0.85 | 197 | 207 | 95 | N |  |  | N | Electric Utility | 1 | X | NG
Natural Gas Fired Combined Cycle.NG | natural gas combined cycle | TRUE | 6452 | Florida Power & Light Co | 620 | Sanford | FL | Volusia | 5B | Natural Gas Fired Combined Cycle | CT | G161 | S | 188.2 | 0.85 | 197 | 207 | 95 | N |  |  | N | Electric Utility | 1 | X | NG
Natural Gas Fired Combined Cycle.NG | natural gas combined cycle | TRUE | 6452 | Florida Power & Light Co | 620 | Sanford | FL | Volusia | 5C | Natural Gas Fired Combined Cycle | CT | G161 | S | 188.2 | 0.85 | 197 | 207 | 95 | N |  |  | N | Electric Utility | 1 | X | NG
Natural Gas Fired Combined Cycle.NG | natural gas combined cycle | TRUE | 6452 | Florida Power & Light Co | 620 | Sanford | FL | Volusia | 5D | Natural Gas Fired Combined Cycle | CT | G161 | S | 188.2 | 0.85 | 197 | 207 | 95 | N |  |  | N | Electric Utility | 1 | X | NG
Nuclear.NUC | nuclear | TRUE | 6452 | Florida Power & Light Co | 621 | Turkey Point | FL | Miami Dade | 3 | Nuclear | ST |  | S | 877.2 | 0.9 | 837 | 859 | 420 | N |  |  | N | Electric Utility | 1 | X | NUC
Nuclear.NUC | nuclear | TRUE | 6452 | Florida Power & Light Co | 621 | Turkey Point | FL | Miami Dade | 4 | Nuclear | ST |  | S | 760 | 0.9 | 861 | 888 | 424 | N |  |  | N | Electric Utility | 1 | X | NUC
Natural Gas Fired Combined Cycle.NG | natural gas combined cycle | TRUE | 6452 | Florida Power & Light Co | 621 | Turkey Point | FL | Miami Dade | 5CA | Natural Gas Fired Combined Cycle | CA | G901 | S | 472 | 0.85 | 466.2 | 460 |  | N |  |  | N | Electric Utility | 1 | X | NG | DFO
Natural Gas Fired Combined Cycle.NG | natural gas combined cycle | TRUE | 6452 | Florida Power & Light Co | 621 | Turkey Point | FL | Miami Dade | 5CTA | Natural Gas Fired Combined Cycle | CT | G901 | S | 188 | 0.85 | 197.8 | 207 | 90 | N |  |  | N | Electric Utility | 1 | X | NG | DFO
Natural Gas Fired Combined Cycle.NG | natural gas combined cycle | TRUE | 6452 | Florida Power & Light Co | 621 | Turkey Point | FL | Miami Dade | 5CTB | Natural Gas Fired Combined Cycle | CT | G901 | S | 188 | 0.85 | 196.7 | 207 | 90 | N |  |  | N | Electric Utility | 1 | X | NG | DFO
Natural Gas Fired Combined Cycle.NG | natural gas combined cycle | TRUE | 6452 | Florida Power & Light Co | 621 | Turkey Point | FL | Miami Dade | 5CTC | Natural Gas Fired Combined Cycle | CT | G901 | S | 188 | 0.85 | 196.7 | 207 | 90 | N |  |  | N | Electric Utility | 1 | X | NG | DFO
Natural Gas Fired Combined Cycle.NG | natural gas combined cycle | TRUE | 6452 | Florida Power & Light Co | 621 | Turkey Point | FL | Miami Dade | 5CTD | Natural Gas Fired Combined Cycle | CT | G901 | S | 188 | 0.85 | 196.7 | 207 | 90 | N |  |  | N | Electric Utility | 1 | X | NG | DFO
Conventional Hydroelectric.WAT | hydro | TRUE | 16868 | City of Seattle - (WA) | 622 | South Fork Tolt | WA | King | 1 | Conventional Hydroelectric | HY |  | S | 16.8 | 0.9 | 16.8 | 16.8 | 0 | N |  |  | N | Electric Utility | 1 | X | WAT
Conventional Hydroelectric.WAT | hydro | TRUE | 13511 | New York State Elec & Gas Corp | 625 | Upper Mechanicville | NY | Saratoga | 1 | Conventional Hydroelectric | HY |  | S | 8.2 | 0.95 | 9.2 | 9.2 | 0 | N |  |  | N | Electric Utility | 1 | X | WAT
Conventional Hydroelectric.WAT | hydro | TRUE | 13511 | New York State Elec & Gas Corp | 625 | Upper Mechanicville | NY | Saratoga | 2 | Conventional Hydroelectric | HY |  | S | 8.2 | 0.95 | 9.2 | 9.2 | 0 | N |  |  | N | Electric Utility | 1 | X | WAT
Conventional Hydroelectric.WAT | hydro | TRUE | 14328 | Pacific Gas & Electric Co. | 626 | Oak Flat | CA | Plumas | 1 | Conventional Hydroelectric | HY |  | S | 1.4 | 0.86 | 1.3 | 1.3 | 0 | N |  |  | N | Electric Utility | 1 | X | WAT
Petroleum Liquids.DFO | petroleum | TRUE | 6455 | Duke Energy Florida, LLC | 627 | Bayboro | FL | Pinellas | P1 | Petroleum Liquids | GT |  | S | 56.7 | 0.9 | 44 | 58 | 30 | N |  |  | N | Electric Utility | 1 | X | DFO
Petroleum Liquids.DFO | petroleum | TRUE | 6455 | Duke Energy Florida, LLC | 627 | Bayboro | FL | Pinellas | P2 | Petroleum Liquids | GT |  | S | 56.7 | 0.9 | 41 | 55 | 22 | N |  |  | N | Electric Utility | 1 | X | DFO
Petroleum Liquids.DFO | petroleum | TRUE | 6455 | Duke Energy Florida, LLC | 627 | Bayboro | FL | Pinellas | P3 | Petroleum Liquids | GT |  | S | 56.7 | 0.9 | 43 | 57 | 30 | N |  |  | N | Electric Utility | 1 | X | DFO
Petroleum Liquids.DFO | petroleum | TRUE | 6455 | Duke Energy Florida, LLC | 627 | Bayboro | FL | Pinellas | P4 | Petroleum Liquids | GT |  | S | 56.7 | 0.9 | 43 | 56 | 30 | N |  |  | N | Electric Utility | 1 | X | DFO
Natural Gas Fired Combined Cycle.NG | natural gas combined cycle | TRUE | 6455 | Duke Energy Florida, LLC | 628 | Crystal River | FL | Citrus | 1GTA | Natural Gas Fired Combined Cycle | CT | CC1 | S | 310.3 | 0.85 | 243 | 295 | 243 | N |  |  | N | Electric Utility | 1 | X | NG
Natural Gas Fired Combined Cycle.NG | natural gas combined cycle | TRUE | 6455 | Duke Energy Florida, LLC | 628 | Crystal River | FL | Citrus | 1GTB | Natural Gas Fired Combined Cycle | CT | CC1 | S | 310.3 | 0.85 | 242 | 295 | 242 | N |  |  | N | Electric Utility | 1 | X | NG
Natural Gas Fired Combined Cycle.NG | natural gas combined cycle | TRUE | 6455 | Duke Energy Florida, LLC | 628 | Crystal River | FL | Citrus | 2GTA | Natural Gas Fired Combined Cycle | CT | CC2 | S | 310.3 | 0.85 | 241 | 296 | 241 | N |  |  | N | Electric Utility | 1 | X | NG
Natural Gas Fired Combined Cycle.NG | natural gas combined cycle | TRUE | 6455 | Duke Energy Florida, LLC | 628 | Crystal River | FL | Citrus | 2GTB | Natural Gas Fired Combined Cycle | CT | CC2 | S | 310.3 | 0.85 | 242 | 297 | 242 | N |  |  | N | Electric Utility | 1 | X | NG
Conventional Steam Coal.BIT | hard coal | TRUE | 6455 | Duke Energy Florida, LLC | 628 | Crystal River | FL | Citrus | 5 | Conventional Steam Coal | ST |  | S | 739.2 | 0.9 | 698 | 721 | 250 | N |  |  | N | Electric Utility | 1 | X | BIT
Natural Gas Fired Combined Cycle.NG | natural gas combined cycle | TRUE | 6455 | Duke Energy Florida, LLC | 628 | Crystal River | FL | Citrus | CC1ST | Natural Gas Fired Combined Cycle | CA | CC1 | S | 364.7 | 0.85 | 322 | 335 | 322 | N |  |  | N | Electric Utility | 1 | X | NG
Natural Gas Fired Combined Cycle.NG | natural gas combined cycle | TRUE | 6455 | Duke Energy Florida, LLC | 628 | Crystal River | FL | Citrus | CC2ST | Natural Gas Fired Combined Cycle | CA | CC2 | S | 364.7 | 0.85 | 320 | 336 | 320 | N |  |  | N | Electric Utility | 1 | X | NG
Conventional Steam Coal.BIT | hard coal | TRUE | 6455 | Duke Energy Florida, LLC | 628 | Crystal River | FL | Citrus | ST4 | Conventional Steam Coal | ST |  | S | 739.2 | 0.9 | 712 | 721 | 175 | N |  |  | N | Electric Utility | 1 | X | BIT
Conventional Hydroelectric.WAT | hydro | TRUE | 14328 | Pacific Gas & Electric Co. | 632 | Newcastle | CA | Placer | 1 | Conventional Hydroelectric | HY |  | S | 12.7 | 0.9 | 11.5 | 11.5 | 0 | N |  |  | N | Electric Utility | 1 | X | WAT
Natural Gas Fired Combined Cycle.NG | natural gas combined cycle | TRUE | 6455 | Duke Energy Florida, LLC | 634 | P L Bartow | FL | Pinellas | 4AGT | Natural Gas Fired Combined Cycle | CT | G981 | S | 208.2 | 0.85 | 181 | 216 | 181 | N |  |  | N | Electric Utility | 1 | X | NG | DFO
Natural Gas Fired Combined Cycle.NG | natural gas combined cycle | TRUE | 6455 | Duke Energy Florida, LLC | 634 | P L Bartow | FL | Pinellas | 4BGT | Natural Gas Fired Combined Cycle | CT | G981 | S | 208.2 | 0.85 | 165 | 214 | 165 | N |  |  | N | Electric Utility | 1 | X | NG | DFO
Natural Gas Fired Combined Cycle.NG | natural gas combined cycle | TRUE | 6455 | Duke Energy Florida, LLC | 634 | P L Bartow | FL | Pinellas | 4CGT | Natural Gas Fired Combined Cycle | CT | G981 | S | 208.2 | 0.85 | 181 | 197 | 181 | N |  |  | N | Electric Utility | 1 | X | NG | DFO
Natural Gas Fired Combined Cycle.NG | natural gas combined cycle | TRUE | 6455 | Duke Energy Florida, LLC | 634 | P L Bartow | FL | Pinellas | 4DGT | Natural Gas Fired Combined Cycle | CT | G981 | S | 208.2 | 0.85 | 183 | 203 | 183 | N |  |  | N | Electric Utility | 1 | X | NG | DFO
Natural Gas Fired Combined Cycle.NG | natural gas combined cycle | TRUE | 6455 | Duke Energy Florida, LLC | 634 | P L Bartow | FL | Pinellas | 4ST | Natural Gas Fired Combined Cycle | CA | G981 | S | 421.2 | 0.9 | 402 | 429 | 402 | N |  |  | N | Electric Utility | 1 | X | NG | DFO
Petroleum Liquids.DFO | petroleum | TRUE | 6455 | Duke Energy Florida, LLC | 634 | P L Bartow | FL | Pinellas | P1 | Petroleum Liquids | GT |  | S | 55.4 | 0.9 | 41 | 50 | 20 | N |  |  | N | Electric Utility | 1 | X | DFO
Natural Gas Fired Combustion Turbine.NG | natural gas peaker | TRUE | 6455 | Duke Energy Florida, LLC | 634 | P L Bartow | FL | Pinellas | P2 | Natural Gas Fired Combustion Turbine | GT |  | S | 55.4 | 0.9 | 41 | 53 | 20 | N |  |  | N | Electric Utility | 1 | X | NG | DFO
Petroleum Liquids.DFO | petroleum | TRUE | 6455 | Duke Energy Florida, LLC | 634 | P L Bartow | FL | Pinellas | P3 | Petroleum Liquids | GT |  | S | 55.4 | 0.9 | 41 | 51 | 20 | N |  |  | N | Electric Utility | 1 | X | DFO
Natural Gas Fired Combustion Turbine.NG | natural gas peaker | TRUE | 6455 | Duke Energy Florida, LLC | 634 | P L Bartow | FL | Pinellas | P4 | Natural Gas Fired Combustion Turbine | GT |  | S | 55.4 | 0.9 | 45 | 58 | 20 | N |  |  | N | Electric Utility | 1 | X | NG | DFO
Natural Gas Fired Combustion Turbine.NG | natural gas peaker | TRUE | 6455 | Duke Energy Florida, LLC | 638 | Suwannee River | FL | Suwannee | P1 | Natural Gas Fired Combustion Turbine | GT |  | S | 65.9 | 0.9 | 48 | 65 | 20 | N |  |  | N | Electric Utility | 1 | X | NG | DFO
Petroleum Liquids.DFO | petroleum | TRUE | 6455 | Duke Energy Florida, LLC | 638 | Suwannee River | FL | Suwannee | P2 | Petroleum Liquids | GT |  | S | 65.9 | 0.9 | 48 | 64 | 30 | N |  |  | N | Electric Utility | 1 | X | DFO
Natural Gas Fired Combustion Turbine.NG | natural gas peaker | TRUE | 6455 | Duke Energy Florida, LLC | 638 | Suwannee River | FL | Suwannee | P3 | Natural Gas Fired Combustion Turbine | GT |  | S | 65.9 | 0.9 | 49 | 65 | 30 | N |  |  | N | Electric Utility | 1 | X | NG | DFO
Natural Gas Steam Turbine.NG | natural gas steam turbine | TRUE | 6452 | Florida Power & Light Co | 641 | Gulf Clean Energy Center | FL | Escambia | 4 | Natural Gas Steam Turbine | ST |  | S | 93.7 | 0.85 | 75 | 75 | 45 | N |  |  | N | Electric Utility | 1 | X | NG
Natural Gas Steam Turbine.NG | natural gas steam turbine | TRUE | 6452 | Florida Power & Light Co | 641 | Gulf Clean Energy Center | FL | Escambia | 5 | Natural Gas Steam Turbine | ST |  | S | 93.7 | 0.85 | 75 | 75 | 45 | N |  |  | N | Electric Utility | 1 | X | NG
Natural Gas Steam Turbine.NG | natural gas steam turbine | TRUE | 6452 | Florida Power & Light Co | 641 | Gulf Clean Energy Center | FL | Escambia | 6 | Natural Gas Steam Turbine | ST |  | S | 369.7 | 0.85 | 299 | 299 | 220 | N |  |  | N | Electric Utility | 1 | X | NG
Natural Gas Steam Turbine.NG | natural gas steam turbine | TRUE | 6452 | Florida Power & Light Co | 641 | Gulf Clean Energy Center | FL | Escambia | 7 | Natural Gas Steam Turbine | ST |  | S | 578 | 0.85 | 475 | 475 | 280 | N |  |  | N | Electric Utility | 1 | X | NG
Natural Gas Fired Combustion Turbine.NG | natural gas peaker | TRUE | 6452 | Florida Power & Light Co | 641 | Gulf Clean Energy Center | FL | Escambia | 8A | Natural Gas Fired Combustion Turbine | GT |  | S | 243.1 | 0.85 | 236 | 233 | 94 | N |  |  | N | Electric Utility | 1 | X | NG | DFO
Natural Gas Fired Combustion Turbine.NG | natural gas peaker | TRUE | 6452 | Florida Power & Light Co | 641 | Gulf Clean Energy Center | FL | Escambia | 8B | Natural Gas Fired Combustion Turbine | GT |  | S | 243.1 | 0.85 | 236 | 233 | 94 | N |  |  | N | Electric Utility | 1 | X | NG | DFO
Natural Gas Fired Combustion Turbine.NG | natural gas peaker | TRUE | 6452 | Florida Power & Light Co | 641 | Gulf Clean Energy Center | FL | Escambia | 8C | Natural Gas Fired Combustion Turbine | GT |  | S | 243.1 | 0.85 | 231.1 | 231.1 | 94 | N |  |  | N | Electric Utility | 1 | X | NG | DFO
Natural Gas Fired Combustion Turbine.NG | natural gas peaker | TRUE | 6452 | Florida Power & Light Co | 641 | Gulf Clean Energy Center | FL | Escambia | 8D | Natural Gas Fired Combustion Turbine | GT |  | S | 243.1 | 0.85 | 231.1 | 231.1 | 94 | N |  |  | N | Electric Utility | 1 | X | NG | DFO
Natural Gas Fired Combined Cycle.NG | natural gas combined cycle | TRUE | 6452 | Florida Power & Light Co | 643 | Lansing Smith | FL | Bay | 3A | Natural Gas Fired Combined Cycle | CT | G180 | S | 203.2 | 0.85 |  |  |  | N |  |  | N | Electric Utility | 1 | X | NG
Natural Gas Fired Combined Cycle.NG | natural gas combined cycle | TRUE | 6452 | Florida Power & Light Co | 643 | Lansing Smith | FL | Bay | 3B | Natural Gas Fired Combined Cycle | CT | G180 | S | 203.2 | 0.85 |  |  |  | N |  |  | N | Electric Utility | 1 | X | NG
Natural Gas Fired Combined Cycle.NG | natural gas combined cycle | TRUE | 6452 | Florida Power & Light Co | 643 | Lansing Smith | FL | Bay | 3S | Natural Gas Fired Combined Cycle | CA | G180 | S | 213.3 | 0.85 | 660 | 646 | 360 | N |  |  | N | Electric Utility | 1 | X | NG
Petroleum Liquids.DFO | petroleum | TRUE | 6452 | Florida Power & Light Co | 643 | Lansing Smith | FL | Bay | CT1 | Petroleum Liquids | GT |  | S | 41.8 | 0.9 | 32 | 40 | 32 | N |  |  | N | Electric Utility | 1 | X | DFO
Solar Photovoltaic.SUN | solar PV | TRUE | 18454 | Tampa Electric Co | 645 | Big Bend | FL | Hillsborough | 1 | Solar Photovoltaic | PV |  | S | 19.8 |  | 19.8 | 19.8 |  | N |  |  | N | Electric Utility | 1 | X | SUN
Natural Gas Fired Combustion Turbine.NG | natural gas peaker | TRUE | 18454 | Tampa Electric Co | 645 | Big Bend | FL | Hillsborough | GT4 | Natural Gas Fired Combustion Turbine | GT |  | S | 69.9 | 0.85 | 56 | 61 | 14 | N |  |  | N | Electric Utility | 1 | X | NG | DFO
Natural Gas Fired Combined Cycle.NG | natural gas combined cycle | TRUE | 18454 | Tampa Electric Co | 645 | Big Bend | FL | Hillsborough | GT5 | Natural Gas Fired Combined Cycle | CT | CC1 | S | 397.8 | 0.9 | 360 | 390 | 120 | N |  |  | N | Electric Utility | 1 | X | NG
Natural Gas Fired Combined Cycle.NG | natural gas combined cycle | TRUE | 18454 | Tampa Electric Co | 645 | Big Bend | FL | Hillsborough | GT6 | Natural Gas Fired Combined Cycle | CT | CC1 | S | 397.8 | 0.9 | 360 | 390 | 120 | N |  |  | N | Electric Utility | 1 | X | NG
Natural Gas Fired Combined Cycle.NG | natural gas combined cycle | TRUE | 18454 | Tampa Electric Co | 645 | Big Bend | FL | Hillsborough | ST1 | Natural Gas Fired Combined Cycle | CA | CC1 | S | 445.5 | 0.9 | 335 | 340 | 185 | N |  |  | N | Electric Utility | 1 | X | NG
Natural Gas Steam Turbine.NG | natural gas steam turbine | TRUE | 18454 | Tampa Electric Co | 645 | Big Bend | FL | Hillsborough | ST3 | Natural Gas Steam Turbine | ST |  | S | 445.5 | 0.9 | 395 | 400 | 185 | N | 4 | 2023 | N | Electric Utility | 1 | X | NG | BIT
Conventional Steam Coal.BIT | hard coal | TRUE | 18454 | Tampa Electric Co | 645 | Big Bend | FL | Hillsborough | ST4 | Conventional Steam Coal | ST |  | S | 486 | 0.9 | 437 | 442 | 157 | N |  |  | N | Electric Utility | 1 | X | BIT | NG
Nuclear.NUC | nuclear | TRUE | 7140 | Georgia Power Co | 649 | Vogtle | GA | Burke | 1 | Nuclear | ST |  | J | 1215 | 0.9 | 1150 | 1150 | 250 | N |  |  | N | Electric Utility | 1 | X | NUC
Nuclear.NUC | nuclear | TRUE | 7140 | Georgia Power Co | 649 | Vogtle | GA | Burke | 2 | Nuclear | ST |  | J | 1215 | 0.9 | 1152 | 1152 | 250 | N |  |  | N | Electric Utility | 1 | X | NUC
Natural Gas Steam Turbine.NG | natural gas steam turbine | TRUE | 6909 | Gainesville Regional Utilities | 663 | Deerhaven Generating Station | FL | Alachua | 1 | Natural Gas Steam Turbine | ST |  | S | 75 | 0.85 | 76 | 76 | 22 | N | 12 | 2027 | N | Electric Utility | 1 | X | NG | RFO
Natural Gas Steam Turbine.NG | natural gas steam turbine | TRUE | 6909 | Gainesville Regional Utilities | 663 | Deerhaven Generating Station | FL | Alachua | 2 | Natural Gas Steam Turbine | ST |  | S | 250.7 | 0.85 | 232 | 232 | 51 | N | 12 | 2031 | N | Electric Utility | 1 | X | NG | BIT
Natural Gas Fired Combustion Turbine.NG | natural gas peaker | TRUE | 6909 | Gainesville Regional Utilities | 663 | Deerhaven Generating Station | FL | Alachua | GT1 | Natural Gas Fired Combustion Turbine | GT |  | S | 24.6 | 0.85 | 17.5 | 22 | 3 | N | 10 | 2026 | N | Electric Utility | 1 | X | NG | DFO
Natural Gas Fired Combustion Turbine.NG | natural gas peaker | TRUE | 6909 | Gainesville Regional Utilities | 663 | Deerhaven Generating Station | FL | Alachua | GT2 | Natural Gas Fired Combustion Turbine | GT |  | S | 24.6 | 0.85 | 17.5 | 22 | 3 | N | 10 | 2026 | N | Electric Utility | 1 | X | NG | DFO
Natural Gas Fired Combustion Turbine.NG | natural gas peaker | TRUE | 6909 | Gainesville Regional Utilities | 663 | Deerhaven Generating Station | FL | Alachua | GT3 | Natural Gas Fired Combustion Turbine | GT |  | S | 96.1 | 0.85 | 71 | 81 | 50 | N |  |  | N | Electric Utility | 1 | X | NG
Natural Gas Fired Combined Cycle.NG | natural gas combined cycle | TRUE | 6909 | Gainesville Regional Utilities | 664 | John R Kelly | FL | Alachua | 8.2 | Natural Gas Fired Combined Cycle | CA | G681 | S | 45.5 | 0.85 | 41 | 40 | 34 | N |  |  | N | Electric Utility | 1 | X | NG
Natural Gas Fired Combined Cycle.NG | natural gas combined cycle | TRUE | 6909 | Gainesville Regional Utilities | 664 | John R Kelly | FL | Alachua | CT04 | Natural Gas Fired Combined Cycle | CT | G681 | S | 96.1 | 0.85 | 72 | 81 | 4 | N |  |  | N | Electric Utility | 1 | X | NG
Petroleum Liquids.DFO | petroleum | TRUE | 8795 | City of Homestead - (FL) | 665 | G W Ivey | FL | Miami Dade | 13 | Petroleum Liquids | IC |  | S | 2 | 0.8 | 1.8 | 1.8 | 1 | N |  |  | N | Electric Utility | 1 | X | DFO | NG
Petroleum Liquids.DFO | petroleum | TRUE | 8795 | City of Homestead - (FL) | 665 | G W Ivey | FL | Miami Dade | 14 | Petroleum Liquids | IC |  | S | 2 | 0.8 | 1.8 | 1.8 | 1 | N |  |  | N | Electric Utility | 1 | X | DFO | NG
Petroleum Liquids.DFO | petroleum | TRUE | 8795 | City of Homestead - (FL) | 665 | G W Ivey | FL | Miami Dade | 15 | Petroleum Liquids | IC |  | S | 2 | 0.8 | 1.8 | 1.8 | 1 | N |  |  | N | Electric Utility | 1 | X | DFO | NG
Petroleum Liquids.DFO | petroleum | TRUE | 8795 | City of Homestead - (FL) | 665 | G W Ivey | FL | Miami Dade | 16 | Petroleum Liquids | IC |  | S | 2 | 0.8 | 1.8 | 1.8 | 1 | N |  |  | N | Electric Utility | 1 | X | DFO | NG
Petroleum Liquids.DFO | petroleum | TRUE | 8795 | City of Homestead - (FL) | 665 | G W Ivey | FL | Miami Dade | 17 | Petroleum Liquids | IC |  | S | 2 | 0.8 | 1.8 | 1.8 | 1 | N |  |  | N | Electric Utility | 1 | X | DFO | NG
Petroleum Liquids.DFO | petroleum | TRUE | 8795 | City of Homestead - (FL) | 665 | G W Ivey | FL | Miami Dade | 19 | Petroleum Liquids | IC |  | S | 8.8 | 0.8 | 8 | 8 | 3.5 | N |  |  | N | Electric Utility | 1 | X | DFO | NG
Petroleum Liquids.DFO | petroleum | TRUE | 8795 | City of Homestead - (FL) | 665 | G W Ivey | FL | Miami Dade | 2 | Petroleum Liquids | IC |  | S | 2 | 0.8 | 1.8 | 1.8 | 1 | N |  |  | N | Electric Utility | 1 | X | DFO | NG
Petroleum Liquids.DFO | petroleum | TRUE | 8795 | City of Homestead - (FL) | 665 | G W Ivey | FL | Miami Dade | 20 | Petroleum Liquids | IC |  | S | 6.4 | 0.8 | 6 | 6 | 3 | N |  |  | N | Electric Utility | 1 | X | DFO | NG
Petroleum Liquids.DFO | petroleum | TRUE | 8795 | City of Homestead - (FL) | 665 | G W Ivey | FL | Miami Dade | 21 | Petroleum Liquids | IC |  | S | 6.4 | 0.8 | 6 | 6 | 3 | N |  |  | N | Electric Utility | 1 | X | DFO | NG
Petroleum Liquids.DFO | petroleum | TRUE | 8795 | City of Homestead - (FL) | 665 | G W Ivey | FL | Miami Dade | 22 | Petroleum Liquids | IC |  | S | 0.1 | 0.8 | 0.1 | 0.1 | 0 | N |  |  | N | Electric Utility | 1 | X | DFO
Petroleum Liquids.DFO | petroleum | TRUE | 8795 | City of Homestead - (FL) | 665 | G W Ivey | FL | Miami Dade | 3 | Petroleum Liquids | IC |  | S | 2 | 0.8 | 1.8 | 1.8 | 1 | N |  |  | N | Electric Utility | 1 | X | DFO | NG
Natural Gas Fired Combustion Turbine.NG | natural gas peaker | TRUE | 9617 | JEA | 666 | J D Kennedy | FL | Duval | GT37 | Natural Gas Fired Combustion Turbine | GT |  | S | 185 | 0.9 | 178.6 | 191.2 | 65 | N |  |  | N | Electric Utility | 1 | X | NG | DFO
Natural Gas Fired Combustion Turbine.NG | natural gas peaker | TRUE | 9617 | JEA | 666 | J D Kennedy | FL | Duval | GT38 | Natural Gas Fired Combustion Turbine | GT |  | S | 185 | 0.85 | 178.6 | 191.2 | 65 | N |  |  | N | Electric Utility | 1 | X | NG | DFO
Conventional Steam Coal.BIT | hard coal | TRUE | 9617 | JEA | 667 | Northside Generating Station | FL | Duval | 1 | Conventional Steam Coal | ST |  | S | 297.5 | 0.85 | 293 | 293 | 165 | N |  |  | N | Electric Utility | 1 | X | BIT | PC
Conventional Steam Coal.BIT | hard coal | TRUE | 9617 | JEA | 667 | Northside Generating Station | FL | Duval | 2 | Conventional Steam Coal | ST |  | S | 297.5 | 0.85 | 293 | 293 | 165 | N |  |  | N | Electric Utility | 1 | X | BIT | PC
Petroleum Liquids.DFO | petroleum | TRUE | 9617 | JEA | 667 | Northside Generating Station | FL | Duval | 4 | Petroleum Liquids | GT |  | S | 62.1 | 0.9 | 53 | 61.6 | 15 | N |  |  | N | Electric Utility | 1 | X | DFO
Petroleum Liquids.DFO | petroleum | TRUE | 9617 | JEA | 667 | Northside Generating Station | FL | Duval | 5 | Petroleum Liquids | GT |  | S | 62.1 | 0.9 | 53 | 61.6 | 15 | N |  |  | N | Electric Utility | 1 | X | DFO
Petroleum Liquids.DFO | petroleum | TRUE | 9617 | JEA | 667 | Northside Generating Station | FL | Duval | 6 | Petroleum Liquids | GT |  | S | 62.1 | 0.9 | 53 | 61.6 | 15 | N |  |  | N | Electric Utility | 1 | X | DFO
Petroleum Liquids.DFO | petroleum | TRUE | 9617 | JEA | 667 | Northside Generating Station | FL | Duval | GT3 | Petroleum Liquids | GT |  | S | 62.1 | 0.9 | 53 | 61.6 | 15 | N |  |  | N | Electric Utility | 1 | X | DFO
Natural Gas Steam Turbine.NG | natural gas steam turbine | TRUE | 9617 | JEA | 667 | Northside Generating Station | FL | Duval | ST3 | Natural Gas Steam Turbine | ST |  | S | 563.7 | 0.9 | 524 | 524 | 50 | N |  |  | N | Electric Utility | 1 | X | NG | RFO | LFG
Petroleum Liquids.DFO | petroleum | TRUE | 10620 | City of Lake Worth Beach - (FL) | 673 | Tom G Smith | FL | Palm Beach | GT1 | Petroleum Liquids | GT |  | S | 30.8 | 0.85 | 26 | 31 | 8 | N |  |  | N | Electric Utility | 1 | X | DFO
Natural Gas Fired Combined Cycle.NG | natural gas combined cycle | TRUE | 10620 | City of Lake Worth Beach - (FL) | 673 | Tom G Smith | FL | Palm Beach | GT2 | Natural Gas Fired Combined Cycle | CT | CC1 | S | 21.4 | 0.9 | 21 | 23 | 16 | N |  |  | N | Electric Utility | 1 | X | NG | DFO
Petroleum Liquids.DFO | petroleum | TRUE | 10620 | City of Lake Worth Beach - (FL) | 673 | Tom G Smith | FL | Palm Beach | MU1 | Petroleum Liquids | IC |  | S | 2 | 0.85 | 2 | 2 | 1.8 | N |  |  | N | Electric Utility | 1 | X | DFO
Petroleum Liquids.DFO | petroleum | TRUE | 10620 | City of Lake Worth Beach - (FL) | 673 | Tom G Smith | FL | Palm Beach | MU2 | Petroleum Liquids | IC |  | S | 2 | 0.85 | 2 | 2 | 1.6 | N |  |  | N | Electric Utility | 1 | X | DFO
Petroleum Liquids.DFO | petroleum | TRUE | 10620 | City of Lake Worth Beach - (FL) | 673 | Tom G Smith | FL | Palm Beach | MU3 | Petroleum Liquids | IC |  | S | 2 | 0.85 | 2 | 2 | 1.6 | N |  |  | N | Electric Utility | 1 | X | DFO
Petroleum Liquids.DFO | petroleum | TRUE | 10620 | City of Lake Worth Beach - (FL) | 673 | Tom G Smith | FL | Palm Beach | MU4 | Petroleum Liquids | IC |  | S | 2 | 0.85 | 2 | 2 | 1.6 | N |  |  | N | Electric Utility | 1 | X | DFO
Petroleum Liquids.DFO | petroleum | TRUE | 10620 | City of Lake Worth Beach - (FL) | 673 | Tom G Smith | FL | Palm Beach | MU5 | Petroleum Liquids | IC |  | S | 2 | 0.85 | 2 | 2 | 1.6 | N |  |  | N | Electric Utility | 1 | X | DFO
Natural Gas Steam Turbine.NG | natural gas steam turbine | TRUE | 10620 | City of Lake Worth Beach - (FL) | 673 | Tom G Smith | FL | Palm Beach | S3 | Natural Gas Steam Turbine | ST |  | S | 26.5 | 0.85 | 26.5 | 26.5 | 8 | N |  |  | N | Electric Utility | 1 | X | NG
Natural Gas Fired Combined Cycle.NG | natural gas combined cycle | TRUE | 10620 | City of Lake Worth Beach - (FL) | 673 | Tom G Smith | FL | Palm Beach | S5 | Natural Gas Fired Combined Cycle | CA | CC1 | S | 10 | 0.85 | 10 | 10 | 5 | N |  |  | N | Electric Utility | 1 | X | NG
Conventional Hydroelectric.WAT | hydro | TRUE | 2518 | U S Bureau of Reclamation | 674 | Pilot Butte | WY | Fremont | 1 | Conventional Hydroelectric | HY |  | S | 0.8 | 0.8 | 0.8 | 0.7 | 0 | N |  |  | N | Electric Utility | 1 | X | WAT
Conventional Hydroelectric.WAT | hydro | TRUE | 2518 | U S Bureau of Reclamation | 674 | Pilot Butte | WY | Fremont | 2 | Conventional Hydroelectric | HY |  | S | 0.8 | 0.8 | 0.8 | 0.8 | 0 | N |  |  | N | Electric Utility | 1 | X | WAT
Natural Gas Fired Combustion Turbine.NG | natural gas peaker | TRUE | 10623 | City of Lakeland - (FL) | 675 | Larsen Memorial | FL | Polk | 2 | Natural Gas Fired Combustion Turbine | GT |  | S | 11.2 | 0.85 | 10 | 14 | 6 | N |  |  | N | Electric Utility | 1 | X | NG | DFO
Natural Gas Fired Combustion Turbine.NG | natural gas peaker | TRUE | 10623 | City of Lakeland - (FL) | 675 | Larsen Memorial | FL | Polk | 3 | Natural Gas Fired Combustion Turbine | GT |  | S | 11.2 | 0.85 | 9 | 13 | 6 | N |  |  | N | Electric Utility | 1 | X | NG | DFO
Natural Gas Fired Combined Cycle.NG | natural gas combined cycle | TRUE | 10623 | City of Lakeland - (FL) | 675 | Larsen Memorial | FL | Polk | 5 | Natural Gas Fired Combined Cycle | CA | 8CC | S | 25 | 0.85 | 29.7 | 29.7 | 12 | N |  |  | N | Electric Utility | 1 | X | NG | DFO
Natural Gas Fired Combined Cycle.NG | natural gas combined cycle | TRUE | 10623 | City of Lakeland - (FL) | 675 | Larsen Memorial | FL | Polk | 8 | Natural Gas Fired Combined Cycle | CT | 8CC | S | 86.2 | 0.9 | 114.5 | 124.5 | 38 | N |  |  | N | Electric Utility | 1 | X | NG | DFO
Natural Gas Fired Combined Cycle.NG | natural gas combined cycle | TRUE | 10623 | City of Lakeland - (FL) | 676 | C D McIntosh Jr | FL | Polk | 5CT | Natural Gas Fired Combined Cycle | CT | 5CC | S | 249 | 0.9 | 234 | 280 | 100 | N |  |  | N | Electric Utility | 1 | X | NG
Natural Gas Fired Combined Cycle.NG | natural gas combined cycle | TRUE | 10623 | City of Lakeland - (FL) | 676 | C D McIntosh Jr | FL | Polk | 5ST | Natural Gas Fired Combined Cycle | CA | 5CC | S | 135 | 0.9 | 118 | 118 | 50 | N |  |  | N | Electric Utility | 1 | X | NG
Natural Gas Fired Combustion Turbine.NG | natural gas peaker | TRUE | 10623 | City of Lakeland - (FL) | 676 | C D McIntosh Jr | FL | Polk | GT1 | Natural Gas Fired Combustion Turbine | GT |  | S | 26.6 | 0.9 | 17 | 19 | 3 | N |  |  | N | Electric Utility | 1 | X | NG | DFO
Natural Gas Fired Combustion Turbine.NG | natural gas peaker | TRUE | 10623 | City of Lakeland - (FL) | 676 | C D McIntosh Jr | FL | Polk | GT2 | Natural Gas Fired Combustion Turbine | GT |  | S | 130 | 0.85 | 119.5 | 124.5 | 85 | N |  |  | N | Electric Utility | 1 | X | NG | DFO
Petroleum Liquids.DFO | petroleum | TRUE | 10623 | City of Lakeland - (FL) | 676 | C D McIntosh Jr | FL | Polk | IC1 | Petroleum Liquids | IC |  | S | 2.5 | 0.9 | 2.5 | 2.5 | 1 | N |  |  | N | Electric Utility | 1 | X | DFO
Petroleum Liquids.DFO | petroleum | TRUE | 10623 | City of Lakeland - (FL) | 676 | C D McIntosh Jr | FL | Polk | IC2 | Petroleum Liquids | IC |  | S | 2.5 | 0.9 | 2.5 | 2.5 | 1 | N |  |  | N | Electric Utility | 1 | X | DFO
Conventional Hydroelectric.WAT | hydro | TRUE | 12989 | Village of Morrisville - (VT) | 678 | W K Sanders | VT | Lamoille | 1 | Conventional Hydroelectric | HY |  | S | 0.9 | 0.85 | 0.7 | 0.9 | 0.3 | N |  |  | N | Electric Utility | 1 | X | WAT
Conventional Hydroelectric.WAT | hydro | TRUE | 12989 | Village of Morrisville - (VT) | 678 | W K Sanders | VT | Lamoille | 2 | Conventional Hydroelectric | HY |  | S | 0.9 | 0.85 | 0.7 | 0.9 | 0.3 | N |  |  | N | Electric Utility | 1 | X | WAT
Conventional Hydroelectric.WAT | hydro | TRUE | 14328 | Pacific Gas & Electric Co. | 682 | Kerckhoff 2 | CA | Fresno | 1 | Conventional Hydroelectric | HY |  | S | 139.5 | 0.9 | 155 | 155 | 5 | N |  |  | N | Electric Utility | 1 | X | WAT
Natural Gas Fired Combustion Turbine.NG | natural gas peaker | TRUE | 14610 | Orlando Utilities Comm | 683 | Indian River Plant | FL | Brevard | A | Natural Gas Fired Combustion Turbine | GT |  | J | 41.4 | 0.85 | 37 | 48 | 22 | N |  |  | N | Electric Utility | 1 | X | NG | DFO
Natural Gas Fired Combustion Turbine.NG | natural gas peaker | TRUE | 14610 | Orlando Utilities Comm | 683 | Indian River Plant | FL | Brevard | B | Natural Gas Fired Combustion Turbine | GT |  | J | 41.4 | 0.85 | 37 | 48 | 22 | N |  |  | N | Electric Utility | 1 | X | NG | DFO
Natural Gas Fired Combustion Turbine.NG | natural gas peaker | TRUE | 14610 | Orlando Utilities Comm | 683 | Indian River Plant | FL | Brevard | C | Natural Gas Fired Combustion Turbine | GT |  | J | 130 | 0.85 | 108 | 127 | 40 | N |  |  | N | Electric Utility | 1 | X | NG | DFO
Natural Gas Fired Combustion Turbine.NG | natural gas peaker | TRUE | 14610 | Orlando Utilities Comm | 683 | Indian River Plant | FL | Brevard | D | Natural Gas Fired Combustion Turbine | GT |  | J | 130 | 0.85 | 108 | 127 | 40 | N |  |  | N | Electric Utility | 1 | X | NG | DFO
Natural Gas Fired Combined Cycle.NG | natural gas combined cycle | TRUE | 18445 | City of Tallahassee - (FL) | 688 | Arvah B Hopkins | FL | Leon | 2 | Natural Gas Fired Combined Cycle | CA | CC1 | S | 259.2 | 0.85 | 141 | 145 | 120 | N |  |  | N | Electric Utility | 1 | X | NG
Natural Gas Fired Combined Cycle.NG | natural gas combined cycle | TRUE | 18445 | City of Tallahassee - (FL) | 688 | Arvah B Hopkins | FL | Leon | CT 2A | Natural Gas Fired Combined Cycle | CT | CC1 | S | 198.9 | 0.85 | 159 | 185 | 70 | N |  |  | N | Electric Utility | 1 | X | NG | DFO
Natural Gas Fired Combustion Turbine.NG | natural gas peaker | TRUE | 18445 | City of Tallahassee - (FL) | 688 | Arvah B Hopkins | FL | Leon | GT3 | Natural Gas Fired Combustion Turbine | GT |  | S | 60.5 | 0.85 | 46 | 48 | 12 | N |  |  | N | Electric Utility | 1 | X | NG | DFO
Natural Gas Fired Combustion Turbine.NG | natural gas peaker | TRUE | 18445 | City of Tallahassee - (FL) | 688 | Arvah B Hopkins | FL | Leon | GT4 | Natural Gas Fired Combustion Turbine | GT |  | S | 60.5 | 0.85 | 46 | 48 | 12 | N |  |  | N | Electric Utility | 1 | X | NG | DFO
Natural Gas Internal Combustion Engine.NG | natural gas peaker | TRUE | 18445 | City of Tallahassee - (FL) | 688 | Arvah B Hopkins | FL | Leon | IC1 | Natural Gas Internal Combustion Engine | IC |  | S | 18.8 | 0.85 | 18.5 | 18.5 | 7.5 | N |  |  | N | Electric Utility | 1 | X | NG
Natural Gas Internal Combustion Engine.NG | natural gas peaker | TRUE | 18445 | City of Tallahassee - (FL) | 688 | Arvah B Hopkins | FL | Leon | IC2 | Natural Gas Internal Combustion Engine | IC |  | S | 18.8 | 0.85 | 18.5 | 18.5 | 7.5 | N |  |  | N | Electric Utility | 1 | X | NG
Natural Gas Internal Combustion Engine.NG | natural gas peaker | TRUE | 18445 | City of Tallahassee - (FL) | 688 | Arvah B Hopkins | FL | Leon | IC3 | Natural Gas Internal Combustion Engine | IC |  | S | 18.8 | 0.85 | 18.5 | 18.5 | 7.5 | N |  |  | N | Electric Utility | 1 | X | NG
Natural Gas Internal Combustion Engine.NG | natural gas peaker | TRUE | 18445 | City of Tallahassee - (FL) | 688 | Arvah B Hopkins | FL | Leon | IC4 | Natural Gas Internal Combustion Engine | IC |  | S | 18.8 | 0.85 | 18.5 | 18.5 | 7.5 | N |  |  | N | Electric Utility | 1 | X | NG
Natural Gas Internal Combustion Engine.NG | natural gas peaker | TRUE | 18445 | City of Tallahassee - (FL) | 688 | Arvah B Hopkins | FL | Leon | IC5 | Natural Gas Internal Combustion Engine | IC |  | S | 18.8 | 0.85 | 18.5 | 18.5 | 7.5 | N |  |  | N | Electric Utility | 1 | X | NG
Natural Gas Fired Combined Cycle.NG | natural gas combined cycle | TRUE | 18445 | City of Tallahassee - (FL) | 689 | S O Purdom | FL | Wakulla | 8 | Natural Gas Fired Combined Cycle | CT | CC1 | S | 180 | 0.85 | 154 | 182 | 120 | N |  |  | N | Electric Utility | 1 | X | NG | DFO
Natural Gas Fired Combined Cycle.NG | natural gas combined cycle | TRUE | 18445 | City of Tallahassee - (FL) | 689 | S O Purdom | FL | Wakulla | 9 | Natural Gas Fired Combined Cycle | CA | CC1 | S | 90.1 | 0.85 | 72 | 76 | 50 | N |  |  | N | Electric Utility | 1 | X | NG
Conventional Hydroelectric.WAT | hydro | TRUE | 27813 | USCE-Mobile District | 690 | J Woodruff | FL | Gadsden | 1A | Conventional Hydroelectric | HY |  | S | 14.5 | 0.95 | 14.5 | 14.5 | 5 | N |  |  | N | Electric Utility | 1 | X | WAT
Conventional Hydroelectric.WAT | hydro | TRUE | 27813 | USCE-Mobile District | 690 | J Woodruff | FL | Gadsden | 2A | Conventional Hydroelectric | HY |  | S | 14.5 | 0.95 | 14.5 | 14.5 | 5 | N |  |  | N | Electric Utility | 1 | X | WAT
Conventional Hydroelectric.WAT | hydro | TRUE | 27813 | USCE-Mobile District | 690 | J Woodruff | FL | Gadsden | 3A | Conventional Hydroelectric | HY |  | S | 14.5 | 0.95 | 14.5 | 14.5 | 5 | N |  |  | N | Electric Utility | 1 | X | WAT
Onshore Wind Turbine.WND | onshore wind | TRUE | 62042 | SRIV Partnership LLC | 692 | Medicine Bow | WY | Carbon | 10 | Onshore Wind Turbine | WT |  | S | 4.9 |  | 4.9 | 4.9 | 0 | N |  |  | N | IPP Non-CHP | 2 | X | WND
Onshore Wind Turbine.WND | onshore wind | TRUE | 62042 | SRIV Partnership LLC | 692 | Medicine Bow | WY | Carbon | 11 | Onshore Wind Turbine | WT |  | S | 1.3 |  | 1.3 | 1.3 | 0 | N |  |  | N | IPP Non-CHP | 2 | X | WND
Petroleum Liquids.DFO | petroleum | TRUE | 6443 | Florida Keys El Coop Assn, Inc | 696 | Marathon Generating Plant | FL | Monroe | 10 | Petroleum Liquids | IC |  | S | 3.5 | 1 | 3.5 | 3.5 | 3.5 | N |  |  | N | Electric Utility | 1 | X | DFO
Petroleum Liquids.DFO | petroleum | TRUE | 6443 | Florida Keys El Coop Assn, Inc | 696 | Marathon Generating Plant | FL | Monroe | 11 | Petroleum Liquids | IC |  | S | 3.5 | 1 | 3.5 | 3.5 | 3.5 | N |  |  | N | Electric Utility | 1 | X | DFO
Petroleum Liquids.DFO | petroleum | TRUE | 6443 | Florida Keys El Coop Assn, Inc | 696 | Marathon Generating Plant | FL | Monroe | 8 | Petroleum Liquids | IC |  | S | 2 | 1 | 2 | 2 | 2 | N |  |  | N | Electric Utility | 1 | X | DFO
Petroleum Liquids.DFO | petroleum | TRUE | 6443 | Florida Keys El Coop Assn, Inc | 696 | Marathon Generating Plant | FL | Monroe | 9 | Petroleum Liquids | IC |  | S | 2 | 1 | 2 | 2 | 2 | N |  |  | N | Electric Utility | 1 | X | DFO
Petroleum Liquids.DFO | petroleum | TRUE | 19150 | Trenton Municipal Utilities - (MO) | 698 | Trenton North | MO | Grundy | 1 | Petroleum Liquids | IC |  | S | 2.7 | 0.8 | 2.7 | 2.7 | 0.7 | N |  |  | N | Electric Utility | 1 | X | DFO
Petroleum Liquids.DFO | petroleum | TRUE | 19150 | Trenton Municipal Utilities - (MO) | 698 | Trenton North | MO | Grundy | 2 | Petroleum Liquids | IC |  | S | 2.7 | 0.8 | 2.7 | 2.7 | 0.7 | N |  |  | N | Electric Utility | 1 | X | DFO
Petroleum Liquids.DFO | petroleum | TRUE | 19150 | Trenton Municipal Utilities - (MO) | 698 | Trenton North | MO | Grundy | 3 | Petroleum Liquids | IC |  | S | 2.7 | 0.8 | 2.7 | 2.7 | 0.7 | N |  |  | N | Electric Utility | 1 | X | DFO
Petroleum Liquids.DFO | petroleum | TRUE | 19150 | Trenton Municipal Utilities - (MO) | 698 | Trenton North | MO | Grundy | 4 | Petroleum Liquids | IC |  | S | 2.7 | 0.8 | 2.7 | 2.7 | 0.7 | N |  |  | N | Electric Utility | 1 | X | DFO
Petroleum Liquids.DFO | petroleum | TRUE | 19150 | Trenton Municipal Utilities - (MO) | 698 | Trenton North | MO | Grundy | 5 | Petroleum Liquids | IC |  | S | 2.7 | 0.8 | 2.7 | 2.7 | 0.7 | N |  |  | N | Electric Utility | 1 | X | DFO
Conventional Hydroelectric.WAT | hydro | TRUE | 7140 | Georgia Power Co | 702 | Bartletts Ferry | AL | Lee | 1 | Conventional Hydroelectric | HY |  | S | 15 | 0.8 | 16.4 | 16.5 | 16.4 | N |  |  | N | Electric Utility | 1 | X | WAT
Conventional Hydroelectric.WAT | hydro | TRUE | 7140 | Georgia Power Co | 702 | Bartletts Ferry | AL | Lee | 2 | Conventional Hydroelectric | HY |  | S | 15 | 0.8 | 16.4 | 16.5 | 16.4 | N |  |  | N | Electric Utility | 1 | X | WAT
Conventional Hydroelectric.WAT | hydro | TRUE | 7140 | Georgia Power Co | 702 | Bartletts Ferry | AL | Lee | 3 | Conventional Hydroelectric | HY |  | S | 15 | 0.96 | 16.4 | 16.5 | 16.4 | N |  |  | N | Electric Utility | 1 | X | WAT
Conventional Hydroelectric.WAT | hydro | TRUE | 7140 | Georgia Power Co | 702 | Bartletts Ferry | AL | Lee | 4 | Conventional Hydroelectric | HY |  | S | 20 | 0.8 | 21.9 | 22 | 21.9 | N |  |  | N | Electric Utility | 1 | X | WAT
Conventional Hydroelectric.WAT | hydro | TRUE | 7140 | Georgia Power Co | 702 | Bartletts Ferry | AL | Lee | 5 | Conventional Hydroelectric | HY |  | S | 54 | 0.9 | 59 | 59.5 | 59 | N |  |  | N | Electric Utility | 1 | X | WAT
Conventional Hydroelectric.WAT | hydro | TRUE | 7140 | Georgia Power Co | 702 | Bartletts Ferry | AL | Lee | 6 | Conventional Hydroelectric | HY |  | S | 54 | 0.9 | 59 | 59.5 | 59 | N |  |  | N | Electric Utility | 1 | X | WAT
Conventional Steam Coal.BIT | hard coal | TRUE | 7140 | Georgia Power Co | 703 | Bowen | GA | Bartow | 1 | Conventional Steam Coal | ST |  | S | 805.8 | 0.85 | 714 | 714 | 450 | N |  |  | N | Electric Utility | 1 | X | BIT | DFO
Conventional Steam Coal.BIT | hard coal | TRUE | 7140 | Georgia Power Co | 703 | Bowen | GA | Bartow | 2 | Conventional Steam Coal | ST |  | S | 788.8 | 0.85 | 718 | 718 | 450 | N |  |  | N | Electric Utility | 1 | X | BIT | DFO
Conventional Steam Coal.BIT | hard coal | TRUE | 7140 | Georgia Power Co | 703 | Bowen | GA | Bartow | 3 | Conventional Steam Coal | ST |  | S | 952 | 0.85 | 883 | 883 | 550 | N |  |  | N | Electric Utility | 1 | X | BIT | DFO
Conventional Steam Coal.BIT | hard coal | TRUE | 7140 | Georgia Power Co | 703 | Bowen | GA | Bartow | 4 | Conventional Steam Coal | ST |  | S | 952 | 0.85 | 885 | 885 | 550 | N |  |  | N | Electric Utility | 1 | X | BIT | DFO
Conventional Hydroelectric.WAT | hydro | TRUE | 7140 | Georgia Power Co | 704 | Burton Dam | GA | Rabun | 1 | Conventional Hydroelectric | HY |  | S | 3 | 0.9 | 4.8 | 4.4 | 4.4 | N |  |  | N | Electric Utility | 1 | X | WAT
Conventional Hydroelectric.WAT | hydro | TRUE | 7140 | Georgia Power Co | 704 | Burton Dam | GA | Rabun | 2 | Conventional Hydroelectric | HY |  | S | 3 | 0.9 | 4.8 | 4.4 | 4.3 | N |  |  | N | Electric Utility | 1 | X | WAT
Conventional Hydroelectric.WAT | hydro | TRUE | 7140 | Georgia Power Co | 706 | Flint River | GA | Dougherty | 1 | Conventional Hydroelectric | HY |  | S | 1.8 | 0.8 | 2.1 | 2 | 1.9 | N |  |  | N | Electric Utility | 1 | X | WAT
Conventional Hydroelectric.WAT | hydro | TRUE | 7140 | Georgia Power Co | 706 | Flint River | GA | Dougherty | 2 | Conventional Hydroelectric | HY |  | S | 1.8 | 0.8 | 2.1 | 2 | 1.9 | N |  |  | N | Electric Utility | 1 | X | WAT
Conventional Hydroelectric.WAT | hydro | TRUE | 7140 | Georgia Power Co | 706 | Flint River | GA | Dougherty | 3 | Conventional Hydroelectric | HY |  | S | 1.8 | 0.8 | 2.1 | 2 | 2 | N |  |  | N | Electric Utility | 1 | X | WAT
Conventional Hydroelectric.WAT | hydro | TRUE | 7140 | Georgia Power Co | 707 | Goat Rock | AL | Lee | 3 | Conventional Hydroelectric | HY |  | S | 5 | 0.8 | 5 | 5.1 | 3.1 | N |  |  | N | Electric Utility | 1 | X | WAT
Conventional Hydroelectric.WAT | hydro | TRUE | 7140 | Georgia Power Co | 707 | Goat Rock | AL | Lee | 4 | Conventional Hydroelectric | HY |  | S | 5 | 0.94 | 5 | 5.1 | 5 | N |  |  | N | Electric Utility | 1 | X | WAT
Conventional Hydroelectric.WAT | hydro | TRUE | 7140 | Georgia Power Co | 707 | Goat Rock | AL | Lee | 5 | Conventional Hydroelectric | HY |  | S | 5 | 0.8 | 5 | 5.1 | 5 | N |  |  | N | Electric Utility | 1 | X | WAT
Conventional Hydroelectric.WAT | hydro | TRUE | 7140 | Georgia Power Co | 707 | Goat Rock | AL | Lee | 6 | Conventional Hydroelectric | HY |  | S | 5 | 0.8 | 5 | 5.1 | 5 | N |  |  | N | Electric Utility | 1 | X | WAT
Conventional Hydroelectric.WAT | hydro | TRUE | 7140 | Georgia Power Co | 707 | Goat Rock | AL | Lee | 7 | Conventional Hydroelectric | HY |  | S | 9.3 | 0.85 | 9.3 | 9.5 | 9.3 | N |  |  | N | Electric Utility | 1 | X | WAT
Conventional Hydroelectric.WAT | hydro | TRUE | 7140 | Georgia Power Co | 707 | Goat Rock | AL | Lee | 8 | Conventional Hydroelectric | HY |  | S | 9.3 | 0.85 | 9.3 | 9.5 | 9.3 | N |  |  | N | Electric Utility | 1 | X | WAT
Natural Gas Fired Combustion Turbine.NG | natural gas peaker | TRUE | 7140 | Georgia Power Co | 710 | Jack McDonough | GA | Cobb | 3A | Natural Gas Fired Combustion Turbine | GT |  | S | 41.8 | 0.9 | 32 | 40 | 32 | N |  |  | N | Electric Utility | 1 | X | NG | DFO
Natural Gas Fired Combustion Turbine.NG | natural gas peaker | TRUE | 7140 | Georgia Power Co | 710 | Jack McDonough | GA | Cobb | 3B | Natural Gas Fired Combustion Turbine | GT |  | S | 41.8 | 0.9 | 32 | 40 | 32 | N |  |  | N | Electric Utility | 1 | X | NG | DFO
Natural Gas Fired Combined Cycle.NG | natural gas combined cycle | TRUE | 7140 | Georgia Power Co | 710 | Jack McDonough | GA | Cobb | 4 | Natural Gas Fired Combined Cycle | CA | G104 | S | 369 | 0.9 | 360 | 360 | 209 | N |  |  | N | Electric Utility | 1 | X | NG
Natural Gas Fired Combined Cycle.NG | natural gas combined cycle | TRUE | 7140 | Georgia Power Co | 710 | Jack McDonough | GA | Cobb | 5 | Natural Gas Fired Combined Cycle | CA | G105 | S | 369 | 0.9 | 360 | 360 | 209 | N |  |  | N | Electric Utility | 1 | X | NG
Natural Gas Fired Combined Cycle.NG | natural gas combined cycle | TRUE | 7140 | Georgia Power Co | 710 | Jack McDonough | GA | Cobb | 5ACT | Natural Gas Fired Combined Cycle | CT | G105 | S | 276.3 | 0.85 | 232.5 | 271 | 150 | N |  |  | N | Electric Utility | 1 | X | NG | DFO
Natural Gas Fired Combined Cycle.NG | natural gas combined cycle | TRUE | 7140 | Georgia Power Co | 710 | Jack McDonough | GA | Cobb | 5BCT | Natural Gas Fired Combined Cycle | CT | G105 | S | 276.3 | 0.85 | 232.5 | 271 | 150 | N |  |  | N | Electric Utility | 1 | X | NG
Natural Gas Fired Combined Cycle.NG | natural gas combined cycle | TRUE | 7140 | Georgia Power Co | 710 | Jack McDonough | GA | Cobb | 6 | Natural Gas Fired Combined Cycle | CA | G106 | S | 369 | 0.9 | 345 | 345 | 209 | N |  |  | N | Electric Utility | 1 | X | NG
Natural Gas Fired Combined Cycle.NG | natural gas combined cycle | TRUE | 7140 | Georgia Power Co | 710 | Jack McDonough | GA | Cobb | 6ACT | Natural Gas Fired Combined Cycle | CT | G106 | S | 276.3 | 0.85 | 233 | 274.5 | 150 | N |  |  | N | Electric Utility | 1 | X | NG
Natural Gas Fired Combined Cycle.NG | natural gas combined cycle | TRUE | 7140 | Georgia Power Co | 710 | Jack McDonough | GA | Cobb | 6BCT | Natural Gas Fired Combined Cycle | CT | G106 | S | 276.3 | 0.85 | 233 | 274.5 | 150 | N |  |  | N | Electric Utility | 1 | X | NG
Natural Gas Fired Combined Cycle.NG | natural gas combined cycle | TRUE | 7140 | Georgia Power Co | 710 | Jack McDonough | GA | Cobb | CT4A | Natural Gas Fired Combined Cycle | CT | G104 | S | 276.3 | 0.85 | 237.5 | 276.5 | 150 | N |  |  | N | Electric Utility | 1 | X | NG | DFO
Natural Gas Fired Combined Cycle.NG | natural gas combined cycle | TRUE | 7140 | Georgia Power Co | 710 | Jack McDonough | GA | Cobb | CT4B | Natural Gas Fired Combined Cycle | CT | G104 | S | 276.3 | 0.85 | 237.5 | 276.5 | 150 | N |  |  | N | Electric Utility | 1 | X | NG
Conventional Hydroelectric.WAT | hydro | TRUE | 7140 | Georgia Power Co | 712 | Lloyd Shoals | GA | Jasper | 1 | Conventional Hydroelectric | HY |  | S | 2.4 | 0.8 | 3.8 | 3.8 | 3.5 | N |  |  | N | Electric Utility | 1 | X | WAT
Conventional Hydroelectric.WAT | hydro | TRUE | 7140 | Georgia Power Co | 712 | Lloyd Shoals | GA | Jasper | 2 | Conventional Hydroelectric | HY |  | S | 2.4 | 0.8 | 3.8 | 3.8 | 3.5 | N |  |  | N | Electric Utility | 1 | X | WAT
Conventional Hydroelectric.WAT | hydro | TRUE | 7140 | Georgia Power Co | 712 | Lloyd Shoals | GA | Jasper | 3 | Conventional Hydroelectric | HY |  | S | 2.4 | 0.8 | 3.8 | 3.8 | 3.5 | N |  |  | N | Electric Utility | 1 | X | WAT
Conventional Hydroelectric.WAT | hydro | TRUE | 7140 | Georgia Power Co | 712 | Lloyd Shoals | GA | Jasper | 4 | Conventional Hydroelectric | HY |  | S | 2.4 | 0.8 | 3.8 | 3.8 | 3.5 | N |  |  | N | Electric Utility | 1 | X | WAT
Conventional Hydroelectric.WAT | hydro | TRUE | 7140 | Georgia Power Co | 712 | Lloyd Shoals | GA | Jasper | 5 | Conventional Hydroelectric | HY |  | S | 2.4 | 0.8 | 3.8 | 3.8 | 3.5 | N |  |  | N | Electric Utility | 1 | X | WAT
Conventional Hydroelectric.WAT | hydro | TRUE | 7140 | Georgia Power Co | 712 | Lloyd Shoals | GA | Jasper | 6 | Conventional Hydroelectric | HY |  | S | 2.4 | 0.8 | 3.8 | 3.8 | 3.5 | N |  |  | N | Electric Utility | 1 | X | WAT
Conventional Hydroelectric.WAT | hydro | TRUE | 14328 | Pacific Gas & Electric Co. | 714 | Toadtown | CA | Butte | 1 | Conventional Hydroelectric | HY |  | S | 1.8 | 0.95 | 1.5 | 1.5 | 0 | N |  |  | N | Electric Utility | 1 | X | WAT
Petroleum Liquids.DFO | petroleum | TRUE | 7140 | Georgia Power Co | 715 | McManus | GA | Glynn | 3A | Petroleum Liquids | GT |  | S | 55.4 | 0.9 | 46 | 57 | 3 | N |  |  | N | Electric Utility | 1 | X | DFO
Petroleum Liquids.DFO | petroleum | TRUE | 7140 | Georgia Power Co | 715 | McManus | GA | Glynn | 3B | Petroleum Liquids | GT |  | S | 55.4 | 0.9 | 46 | 57 | 3 | N |  |  | N | Electric Utility | 1 | X | DFO
Petroleum Liquids.DFO | petroleum | TRUE | 7140 | Georgia Power Co | 715 | McManus | GA | Glynn | 3C | Petroleum Liquids | GT |  | S | 55.4 | 0.9 | 46 | 57 | 3 | N |  |  | N | Electric Utility | 1 | X | DFO
Petroleum Liquids.DFO | petroleum | TRUE | 7140 | Georgia Power Co | 715 | McManus | GA | Glynn | 4A | Petroleum Liquids | GT |  | S | 65.3 | 0.9 | 46 | 57 | 3 | N |  |  | N | Electric Utility | 1 | X | DFO
Petroleum Liquids.DFO | petroleum | TRUE | 7140 | Georgia Power Co | 715 | McManus | GA | Glynn | 4B | Petroleum Liquids | GT |  | S | 65.3 | 0.9 | 46 | 57 | 3 | N |  |  | N | Electric Utility | 1 | X | DFO
Petroleum Liquids.DFO | petroleum | TRUE | 7140 | Georgia Power Co | 715 | McManus | GA | Glynn | 4C | Petroleum Liquids | GT |  | S | 65.3 | 0.9 | 46 | 57 | 3 | N |  |  | N | Electric Utility | 1 | X | DFO
Petroleum Liquids.DFO | petroleum | TRUE | 7140 | Georgia Power Co | 715 | McManus | GA | Glynn | 4D | Petroleum Liquids | GT |  | S | 65.3 | 0.9 | 46 | 57 | 3 | N |  |  | N | Electric Utility | 1 | X | DFO
Petroleum Liquids.DFO | petroleum | TRUE | 7140 | Georgia Power Co | 715 | McManus | GA | Glynn | 4E | Petroleum Liquids | GT |  | S | 65.3 | 0.9 | 46 | 57 | 3 | N |  |  | N | Electric Utility | 1 | X | DFO
Petroleum Liquids.DFO | petroleum | TRUE | 7140 | Georgia Power Co | 715 | McManus | GA | Glynn | 4F | Petroleum Liquids | GT |  | S | 65.3 | 0.9 | 46 | 57 | 3 | N |  |  | N | Electric Utility | 1 | X | DFO
Petroleum Liquids.DFO | petroleum | TRUE | 7140 | Georgia Power Co | 715 | McManus | GA | Glynn | IC1 | Petroleum Liquids | IC |  | S | 2 | 0.8 | 2 | 2 | 2 | N |  |  | N | Electric Utility | 1 | X | DFO
Conventional Hydroelectric.WAT | hydro | TRUE | 7140 | Georgia Power Co | 717 | Morgan Falls | GA | Fulton | 1 | Conventional Hydroelectric | HY |  | S | 2.4 | 0.8 | 1.5 | 1.6 | 1.5 | N |  |  | N | Electric Utility | 1 | X | WAT
Conventional Hydroelectric.WAT | hydro | TRUE | 7140 | Georgia Power Co | 717 | Morgan Falls | GA | Fulton | 2 | Conventional Hydroelectric | HY |  | S | 2.4 | 0.8 | 1.5 | 1.6 | 1.5 | N |  |  | N | Electric Utility | 1 | X | WAT
Conventional Hydroelectric.WAT | hydro | TRUE | 7140 | Georgia Power Co | 717 | Morgan Falls | GA | Fulton | 3 | Conventional Hydroelectric | HY |  | S | 2.4 | 0.8 | 1.5 | 1.6 | 1.5 | N |  |  | N | Electric Utility | 1 | X | WAT
Conventional Hydroelectric.WAT | hydro | TRUE | 7140 | Georgia Power Co | 717 | Morgan Falls | GA | Fulton | 4 | Conventional Hydroelectric | HY |  | S | 2.4 | 0.8 | 1.5 | 1.6 | 1.5 | N |  |  | N | Electric Utility | 1 | X | WAT
Conventional Hydroelectric.WAT | hydro | TRUE | 7140 | Georgia Power Co | 717 | Morgan Falls | GA | Fulton | 5 | Conventional Hydroelectric | HY |  | S | 2.4 | 0.8 | 1.5 | 1.6 | 1.5 | N |  |  | N | Electric Utility | 1 | X | WAT
Conventional Hydroelectric.WAT | hydro | TRUE | 7140 | Georgia Power Co | 717 | Morgan Falls | GA | Fulton | 6 | Conventional Hydroelectric | HY |  | S | 2.4 | 0.8 | 1.5 | 1.6 | 1.5 | N |  |  | N | Electric Utility | 1 | X | WAT
Conventional Hydroelectric.WAT | hydro | TRUE | 7140 | Georgia Power Co | 717 | Morgan Falls | GA | Fulton | 7 | Conventional Hydroelectric | HY |  | S | 2.4 | 0.8 | 1.5 | 1.6 | 1.4 | N |  |  | N | Electric Utility | 1 | X | WAT
Conventional Hydroelectric.WAT | hydro | TRUE | 7140 | Georgia Power Co | 718 | Nacoochee | GA | Rabun | 1 | Conventional Hydroelectric | HY |  | S | 2.4 | 0.8 | 3 | 3 | 3 | N |  |  | N | Electric Utility | 1 | X | WAT
Conventional Hydroelectric.WAT | hydro | TRUE | 7140 | Georgia Power Co | 718 | Nacoochee | GA | Rabun | 2 | Conventional Hydroelectric | HY |  | S | 2.4 | 0.8 | 3 | 3 | 3 | N |  |  | N | Electric Utility | 1 | X | WAT
Conventional Hydroelectric.WAT | hydro | TRUE | 7140 | Georgia Power Co | 719 | North Highlands | GA | Muscogee | 1 | Conventional Hydroelectric | HY |  | S | 9.2 | 0.8 | 10.7 | 10.8 | 10.5 | N |  |  | N | Electric Utility | 1 | X | WAT
Conventional Hydroelectric.WAT | hydro | TRUE | 7140 | Georgia Power Co | 719 | North Highlands | GA | Muscogee | 2 | Conventional Hydroelectric | HY |  | S | 9.2 | 0.8 | 10.7 | 10.8 | 10.5 | N |  |  | N | Electric Utility | 1 | X | WAT
Conventional Hydroelectric.WAT | hydro | TRUE | 7140 | Georgia Power Co | 719 | North Highlands | GA | Muscogee | 3 | Conventional Hydroelectric | HY |  | S | 9.2 | 0.8 | 10.7 | 10.8 | 10.5 | N |  |  | N | Electric Utility | 1 | X | WAT
Conventional Hydroelectric.WAT | hydro | TRUE | 7140 | Georgia Power Co | 719 | North Highlands | GA | Muscogee | 4 | Conventional Hydroelectric | HY |  | S | 2 | 0.8 | 2.3 | 2.3 | 2.3 | N |  |  | N | Electric Utility | 1 | X | WAT
Conventional Hydroelectric.WAT | hydro | TRUE | 7140 | Georgia Power Co | 720 | Oliver Dam | GA | Muscogee | 1 | Conventional Hydroelectric | HY |  | S | 18 | 0.8 | 17.7 | 17.5 | 17.5 | N |  |  | N | Electric Utility | 1 | X | WAT
Conventional Hydroelectric.WAT | hydro | TRUE | 7140 | Georgia Power Co | 720 | Oliver Dam | GA | Muscogee | 2 | Conventional Hydroelectric | HY |  | S | 18 | 0.8 | 17.7 | 17.5 | 17.5 | N |  |  | N | Electric Utility | 1 | X | WAT
Conventional Hydroelectric.WAT | hydro | TRUE | 7140 | Georgia Power Co | 720 | Oliver Dam | GA | Muscogee | 3 | Conventional Hydroelectric | HY |  | S | 18 | 0.8 | 17.7 | 17.5 | 17.5 | N |  |  | N | Electric Utility | 1 | X | WAT
Conventional Hydroelectric.WAT | hydro | TRUE | 7140 | Georgia Power Co | 720 | Oliver Dam | GA | Muscogee | 4 | Conventional Hydroelectric | HY |  | S | 6 | 0.8 | 5.9 | 5.8 | 5.7 | N |  |  | N | Electric Utility | 1 | X | WAT
Conventional Hydroelectric.WAT | hydro | TRUE | 7140 | Georgia Power Co | 722 | Sinclair Dam | GA | Baldwin | 1 | Conventional Hydroelectric | HY |  | S | 22.5 | 0.8 | 21.9 | 21.9 | 21.9 | N |  |  | N | Electric Utility | 1 | X | WAT
Conventional Hydroelectric.WAT | hydro | TRUE | 7140 | Georgia Power Co | 722 | Sinclair Dam | GA | Baldwin | 2 | Conventional Hydroelectric | HY |  | S | 22.5 | 0.8 | 21.9 | 21.9 | 21.9 | N |  |  | N | Electric Utility | 1 | X | WAT
Conventional Hydroelectric.WAT | hydro | TRUE | 7140 | Georgia Power Co | 723 | Tallulah Falls | GA | Habersham | 1 | Conventional Hydroelectric | HY |  | S | 12 | 1 | 12.1 | 12.1 | 12.1 | N |  |  | N | Electric Utility | 1 | X | WAT
Conventional Hydroelectric.WAT | hydro | TRUE | 7140 | Georgia Power Co | 723 | Tallulah Falls | GA | Habersham | 2 | Conventional Hydroelectric | HY |  | S | 12 | 1 | 12.1 | 12.1 | 12.1 | N |  |  | N | Electric Utility | 1 | X | WAT
Conventional Hydroelectric.WAT | hydro | TRUE | 7140 | Georgia Power Co | 723 | Tallulah Falls | GA | Habersham | 3 | Conventional Hydroelectric | HY |  | S | 12 | 1 | 12.1 | 12.1 | 12.1 | N |  |  | N | Electric Utility | 1 | X | WAT
Conventional Hydroelectric.WAT | hydro | TRUE | 7140 | Georgia Power Co | 723 | Tallulah Falls | GA | Habersham | 4 | Conventional Hydroelectric | HY |  | S | 12 | 1 | 12.2 | 12.2 | 12.2 | N |  |  | N | Electric Utility | 1 | X | WAT
Conventional Hydroelectric.WAT | hydro | TRUE | 7140 | Georgia Power Co | 723 | Tallulah Falls | GA | Habersham | 5 | Conventional Hydroelectric | HY |  | S | 12 | 1 | 12.2 | 12.2 | 12.2 | N |  |  | N | Electric Utility | 1 | X | WAT
Conventional Hydroelectric.WAT | hydro | TRUE | 7140 | Georgia Power Co | 723 | Tallulah Falls | GA | Habersham | 6 | Conventional Hydroelectric | HY |  | S | 12 | 1 | 12.2 | 12.2 | 12.2 | N |  |  | N | Electric Utility | 1 | X | WAT
Conventional Hydroelectric.WAT | hydro | TRUE | 7140 | Georgia Power Co | 724 | Terrora | GA | Rabun | 1 | Conventional Hydroelectric | HY |  | S | 8 | 0.8 | 8.3 | 8.3 | 8.3 | N |  |  | N | Electric Utility | 1 | X | WAT
Conventional Hydroelectric.WAT | hydro | TRUE | 7140 | Georgia Power Co | 724 | Terrora | GA | Rabun | 2 | Conventional Hydroelectric | HY |  | S | 8 | 0.8 | 9.3 | 9.3 | 9.3 | Y |  |  | N | Electric Utility | 1 | X | WAT
Conventional Hydroelectric.WAT | hydro | TRUE | 7140 | Georgia Power Co | 725 | Tugalo | GA | Habersham | 1 | Conventional Hydroelectric | HY |  | S | 11.2 | 0.9 | 13 | 13.1 | 13 | N |  |  | N | Electric Utility | 1 | X | WAT
Conventional Hydroelectric.WAT | hydro | TRUE | 7140 | Georgia Power Co | 725 | Tugalo | GA | Habersham | 2 | Conventional Hydroelectric | HY |  | S | 11.2 | 0.9 | 13 | 13.1 | 13 | N |  |  | N | Electric Utility | 1 | X | WAT
Conventional Hydroelectric.WAT | hydro | TRUE | 7140 | Georgia Power Co | 725 | Tugalo | GA | Habersham | 3 | Conventional Hydroelectric | HY |  | S | 11.2 | 0.9 | 13 | 13.1 | 13 | N |  |  | N | Electric Utility | 1 | X | WAT
Conventional Hydroelectric.WAT | hydro | TRUE | 7140 | Georgia Power Co | 725 | Tugalo | GA | Habersham | 4 | Conventional Hydroelectric | HY |  | S | 11.2 | 0.9 | 13 | 13.1 | 13 | N |  |  | N | Electric Utility | 1 | X | WAT
Natural Gas Steam Turbine.NG | natural gas steam turbine | TRUE | 7140 | Georgia Power Co | 728 | Yates | GA | Coweta | 6 | Natural Gas Steam Turbine | ST |  | S | 403.7 | 0.85 | 355.5 | 355.5 | 60 | N |  |  | N | Electric Utility | 1 | X | NG
Natural Gas Steam Turbine.NG | natural gas steam turbine | TRUE | 7140 | Georgia Power Co | 728 | Yates | GA | Coweta | 7 | Natural Gas Steam Turbine | ST |  | S | 403.7 | 0.85 | 358.5 | 358.5 | 60 | N |  |  | N | Electric Utility | 1 | X | NG
Conventional Hydroelectric.WAT | hydro | TRUE | 7140 | Georgia Power Co | 729 | Yonah | GA | Stephens | 1 | Conventional Hydroelectric | HY |  | S | 7.5 | 0.9 | 9.5 | 9.6 | 9.5 | N |  |  | N | Electric Utility | 1 | X | WAT
Conventional Hydroelectric.WAT | hydro | TRUE | 7140 | Georgia Power Co | 729 | Yonah | GA | Stephens | 2 | Conventional Hydroelectric | HY |  | S | 7.5 | 0.9 | 9.5 | 9.6 | 9.5 | N |  |  | N | Electric Utility | 1 | X | WAT
Conventional Hydroelectric.WAT | hydro | TRUE | 7140 | Georgia Power Co | 729 | Yonah | GA | Stephens | 3 | Conventional Hydroelectric | HY |  | S | 7.5 | 0.9 | 9.5 | 9.6 | 9.5 | N |  |  | N | Electric Utility | 1 | X | WAT
Conventional Hydroelectric.WAT | hydro | TRUE | 17539 | Dominion Energy South Carolina, Inc | 736 | Stevens Creek | GA | Columbia | 1 | Conventional Hydroelectric | HY |  | S | 2.2 | 0.8 | 1.5 | 1.9 | 0.1 | N |  |  | N | Electric Utility | 1 | X | WAT
Conventional Hydroelectric.WAT | hydro | TRUE | 17539 | Dominion Energy South Carolina, Inc | 736 | Stevens Creek | GA | Columbia | 2 | Conventional Hydroelectric | HY |  | S | 2.2 | 0.8 | 1.5 | 1.9 | 0.1 | N |  |  | N | Electric Utility | 1 | X | WAT
Conventional Hydroelectric.WAT | hydro | TRUE | 17539 | Dominion Energy South Carolina, Inc | 736 | Stevens Creek | GA | Columbia | 3 | Conventional Hydroelectric | HY |  | S | 2.2 | 0.8 | 1.5 | 1.9 | 0.1 | N |  |  | N | Electric Utility | 1 | X | WAT
Conventional Hydroelectric.WAT | hydro | TRUE | 17539 | Dominion Energy South Carolina, Inc | 736 | Stevens Creek | GA | Columbia | 4 | Conventional Hydroelectric | HY |  | S | 2.2 | 0.8 | 1.5 | 1.9 | 0.1 | N |  |  | N | Electric Utility | 1 | X | WAT
Conventional Hydroelectric.WAT | hydro | TRUE | 17539 | Dominion Energy South Carolina, Inc | 736 | Stevens Creek | GA | Columbia | 5 | Conventional Hydroelectric | HY |  | S | 2.2 | 0.8 | 1.5 | 1.9 | 0.1 | N |  |  | N | Electric Utility | 1 | X | WAT
Conventional Hydroelectric.WAT | hydro | TRUE | 17539 | Dominion Energy South Carolina, Inc | 736 | Stevens Creek | GA | Columbia | 6 | Conventional Hydroelectric | HY |  | S | 2.2 | 0.8 | 1.5 | 1.9 | 0.1 | N |  |  | N | Electric Utility | 1 | X | WAT
Conventional Hydroelectric.WAT | hydro | TRUE | 17539 | Dominion Energy South Carolina, Inc | 736 | Stevens Creek | GA | Columbia | 7 | Conventional Hydroelectric | HY |  | S | 2.2 | 0.8 | 1.5 | 1.9 | 0.1 | N |  |  | N | Electric Utility | 1 | X | WAT
Conventional Hydroelectric.WAT | hydro | TRUE | 17539 | Dominion Energy South Carolina, Inc | 736 | Stevens Creek | GA | Columbia | 8 | Conventional Hydroelectric | HY |  | S | 2.2 | 0.8 | 1.5 | 1.9 | 0.1 | N |  |  | N | Electric Utility | 1 | X | WAT
Conventional Hydroelectric.WAT | hydro | TRUE | 12397 | Metropolitan Water District of S CA | 745 | Etiwanda | CA | San Bernardino | 1 | Conventional Hydroelectric | HY |  | S | 23.9 | 0.95 | 23.9 | 23.9 | 2.5 | N |  |  | N | Electric Utility | 1 | X | WAT
Conventional Hydroelectric.WAT | hydro | TRUE | 16612 | City & County of San Francisco | 751 | Moccasin Low Head Hydro Project | CA | Tuolumne | 1 | Conventional Hydroelectric | HY |  | S | 2.9 | 0.8 | 2.9 | 2.9 | 0 | N |  |  | N | Electric Utility | 1 | X | WAT
Conventional Hydroelectric.WAT | hydro | TRUE | 4538 | Crisp County Power Comm | 752 | Lake Blackshear Project | GA | Worth | 1 | Conventional Hydroelectric | HY |  | S | 2.4 | 0.8 | 2.4 | 2.4 | 0.9 | N |  |  | N | Electric Utility | 1 | X | WAT
Conventional Hydroelectric.WAT | hydro | TRUE | 4538 | Crisp County Power Comm | 752 | Lake Blackshear Project | GA | Worth | 2 | Conventional Hydroelectric | HY |  | S | 5 | 0.8 | 4 | 4 | 1.4 | N |  |  | N | Electric Utility | 1 | X | WAT
Conventional Hydroelectric.WAT | hydro | TRUE | 4538 | Crisp County Power Comm | 752 | Lake Blackshear Project | GA | Worth | 3 | Conventional Hydroelectric | HY |  | S | 4.8 | 0.8 | 4.8 | 4.8 | 1.1 | N |  |  | N | Electric Utility | 1 | X | WAT
Conventional Hydroelectric.WAT | hydro | TRUE | 4538 | Crisp County Power Comm | 752 | Lake Blackshear Project | GA | Worth | 4 | Conventional Hydroelectric | HY |  | S | 5 | 0.8 | 4 | 4 | 0.8 | N |  |  | N | Electric Utility | 1 | X | WAT
Natural Gas Steam Turbine.NG | natural gas steam turbine | TRUE | 4538 | Crisp County Power Comm | 753 | Crisp Plant | GA | Worth | 1 | Natural Gas Steam Turbine | ST |  | S | 12.5 | 0.8 | 10 | 10 | 3 | N |  |  | N | Electric Utility | 1 | X | NG | BIT
Natural Gas Fired Combustion Turbine.NG | natural gas peaker | TRUE | 4538 | Crisp County Power Comm | 753 | Crisp Plant | GA | Worth | GT1 | Natural Gas Fired Combustion Turbine | GT |  | S | 5 | 0.8 | 4 | 4 | 1 | N |  |  | N | Electric Utility | 1 | X | NG
Conventional Hydroelectric.WAT | hydro | TRUE | 19375 | USCE-Savannah District | 754 | Hartwell Lake | GA | Hart | 1 | Conventional Hydroelectric | HY |  | S | 85 | 0.9 | 85 | 85 | 30 | N |  |  | N | Electric Utility | 1 | X | WAT
Conventional Hydroelectric.WAT | hydro | TRUE | 19375 | USCE-Savannah District | 754 | Hartwell Lake | GA | Hart | 2 | Conventional Hydroelectric | HY |  | S | 85 | 0.9 | 85 | 85 | 30 | N |  |  | N | Electric Utility | 1 | X | WAT
Conventional Hydroelectric.WAT | hydro | TRUE | 19375 | USCE-Savannah District | 754 | Hartwell Lake | GA | Hart | 3 | Conventional Hydroelectric | HY |  | S | 85 | 0.9 | 85 | 85 | 30 | N |  |  | N | Electric Utility | 1 | X | WAT
Conventional Hydroelectric.WAT | hydro | TRUE | 19375 | USCE-Savannah District | 754 | Hartwell Lake | GA | Hart | 4 | Conventional Hydroelectric | HY |  | S | 85 | 0.9 | 70 | 70 | 55 | N |  |  | N | Electric Utility | 1 | X | WAT
Conventional Hydroelectric.WAT | hydro | TRUE | 19375 | USCE-Savannah District | 754 | Hartwell Lake | GA | Hart | 5 | Conventional Hydroelectric | HY |  | S | 80 | 0.95 | 80 | 80 | 25 | N |  |  | N | Electric Utility | 1 | X | WAT
Conventional Hydroelectric.WAT | hydro | TRUE | 18642 | Tennessee Valley Authority | 757 | Blue Ridge | GA | Fannin | 1 | Conventional Hydroelectric | HY |  | S | 22 | 0.8 | 16 | 13.4 | 7.2 | N |  |  | N | Electric Utility | 1 | X | WAT
Conventional Hydroelectric.WAT | hydro | TRUE | 18642 | Tennessee Valley Authority | 757 | Blue Ridge | GA | Fannin | 2 | Conventional Hydroelectric | HY |  | S | 1.5 | 0.8 | 1.3 | 1.3 | 1 | N |  |  | N | Electric Utility | 1 | X | WAT
Conventional Hydroelectric.WAT | hydro | TRUE | 18642 | Tennessee Valley Authority | 758 | Nottely | GA | Union | 1 | Conventional Hydroelectric | HY |  | S | 15 | 0.9 | 19.2 | 18.4 | 13.6 | N |  |  | N | Electric Utility | 1 | X | WAT
Conventional Hydroelectric.WAT | hydro | TRUE | 18642 | Tennessee Valley Authority | 758 | Nottely | GA | Union | 2 | Conventional Hydroelectric | HY |  | S | 0.9 | 0.9 | 0.9 | 0.9 | 0.6 | N |  |  | N | Electric Utility | 1 | X | WAT
Conventional Hydroelectric.WAT | hydro | TRUE | 27813 | USCE-Mobile District | 759 | Buford | GA | Forsyth | 1A | Conventional Hydroelectric | HY |  | S | 62 | 0.95 | 60 | 60 | 35 | N |  |  | N | Electric Utility | 1 | X | WAT
Conventional Hydroelectric.WAT | hydro | TRUE | 27813 | USCE-Mobile District | 759 | Buford | GA | Forsyth | 2A | Conventional Hydroelectric | HY |  | S | 62 | 0.95 | 60 | 60 | 35 | N |  |  | N | Electric Utility | 1 | X | WAT
Conventional Hydroelectric.WAT | hydro | TRUE | 27813 | USCE-Mobile District | 759 | Buford | GA | Forsyth | 3A | Conventional Hydroelectric | HY |  | S | 7.2 | 0.95 | 6.8 | 6.6 | 6.6 | N |  |  | N | Electric Utility | 1 | X | WAT
Conventional Hydroelectric.WAT | hydro | TRUE | 27813 | USCE-Mobile District | 760 | Allatoona | GA | Bartow | 1 | Conventional Hydroelectric | HY |  | S | 42.3 | 0.95 | 35 | 35 | 20 | N |  |  | N | Electric Utility | 1 | X | WAT
Conventional Hydroelectric.WAT | hydro | TRUE | 27813 | USCE-Mobile District | 760 | Allatoona | GA | Bartow | 2 | Conventional Hydroelectric | HY |  | S | 42.3 | 0.95 | 35 | 35 | 20 | N |  |  | N | Electric Utility | 1 | X | WAT
Conventional Hydroelectric.WAT | hydro | TRUE | 27813 | USCE-Mobile District | 760 | Allatoona | GA | Bartow | A | Conventional Hydroelectric | HY |  | S | 2 | 0.95 | 2 | 2 | 2 | N |  |  | N | Electric Utility | 1 | X | WAT
Conventional Hydroelectric.WAT | hydro | TRUE | 27813 | USCE-Mobile District | 761 | Walter F George | GA | Clay | 1 | Conventional Hydroelectric | HY |  | S | 42 | 0.95 | 42 | 42 | 40 | N |  |  | N | Electric Utility | 1 | X | WAT
Conventional Hydroelectric.WAT | hydro | TRUE | 27813 | USCE-Mobile District | 761 | Walter F George | GA | Clay | 2 | Conventional Hydroelectric | HY |  | S | 42 | 0.95 | 42 | 42 | 40 | N |  |  | N | Electric Utility | 1 | X | WAT
Conventional Hydroelectric.WAT | hydro | TRUE | 27813 | USCE-Mobile District | 761 | Walter F George | GA | Clay | 3 | Conventional Hydroelectric | HY |  | S | 42 | 0.95 | 42 | 42 | 40 | N |  |  | N | Electric Utility | 1 | X | WAT
Conventional Hydroelectric.WAT | hydro | TRUE | 27813 | USCE-Mobile District | 761 | Walter F George | GA | Clay | 4 | Conventional Hydroelectric | HY |  | S | 42 | 0.95 | 42 | 42 | 40 | N |  |  | N | Electric Utility | 1 | X | WAT
Petroleum Liquids.RFO | petroleum | TRUE | 19547 | Hawaiian Electric Co Inc | 765 | Kahe | HI | Honolulu | K1 | Petroleum Liquids | ST |  | S | 81.6 | 0.8 | 77.9 | 77.9 | 20 | N |  |  | N | Electric Utility | 1 | X | RFO
Petroleum Liquids.RFO | petroleum | TRUE | 19547 | Hawaiian Electric Co Inc | 765 | Kahe | HI | Honolulu | K2 | Petroleum Liquids | ST |  | S | 81.6 | 0.8 | 78.1 | 78.1 | 30 | N |  |  | N | Electric Utility | 1 | X | RFO
Petroleum Liquids.RFO | petroleum | TRUE | 19547 | Hawaiian Electric Co Inc | 765 | Kahe | HI | Honolulu | K3 | Petroleum Liquids | ST |  | S | 85.8 | 0.8 | 82.1 | 82.1 | 20 | N |  |  | N | Electric Utility | 1 | X | RFO
Petroleum Liquids.RFO | petroleum | TRUE | 19547 | Hawaiian Electric Co Inc | 765 | Kahe | HI | Honolulu | K4 | Petroleum Liquids | ST |  | S | 90.9 | 0.8 | 87.2 | 87.2 | 20 | N |  |  | N | Electric Utility | 1 | X | RFO
Petroleum Liquids.RFO | petroleum | TRUE | 19547 | Hawaiian Electric Co Inc | 765 | Kahe | HI | Honolulu | K5 | Petroleum Liquids | ST |  | S | 134.9 | 0.8 | 128.1 | 128.1 | 55 | N |  |  | N | Electric Utility | 1 | X | RFO
Petroleum Liquids.RFO | petroleum | TRUE | 19547 | Hawaiian Electric Co Inc | 765 | Kahe | HI | Honolulu | K6 | Petroleum Liquids | ST |  | S | 134.9 | 0.8 | 128.7 | 128.7 | 45 | N |  |  | N | Electric Utility | 1 | X | RFO
Petroleum Liquids.DFO | petroleum | TRUE | 19547 | Hawaiian Electric Co Inc | 766 | Waiau | HI | Honolulu | W10 | Petroleum Liquids | GT |  | S | 51.3 | 0.8 | 51.2 | 51.2 | 6 | N |  |  | N | Electric Utility | 1 | X | DFO
Petroleum Liquids.RFO | petroleum | TRUE | 19547 | Hawaiian Electric Co Inc | 766 | Waiau | HI | Honolulu | W3 | Petroleum Liquids | ST |  | S | 50 | 0.8 | 47.2 | 47.2 | 20 | N |  |  | N | Electric Utility | 1 | X | RFO
Petroleum Liquids.RFO | petroleum | TRUE | 19547 | Hawaiian Electric Co Inc | 766 | Waiau | HI | Honolulu | W4 | Petroleum Liquids | ST |  | S | 50 | 0.8 | 47.7 | 47.7 | 20 | N |  |  | N | Electric Utility | 1 | X | RFO
Petroleum Liquids.RFO | petroleum | TRUE | 19547 | Hawaiian Electric Co Inc | 766 | Waiau | HI | Honolulu | W5 | Petroleum Liquids | ST |  | S | 54.4 | 0.8 | 51.9 | 51.9 | 23 | N |  |  | N | Electric Utility | 1 | X | RFO
Petroleum Liquids.RFO | petroleum | TRUE | 19547 | Hawaiian Electric Co Inc | 766 | Waiau | HI | Honolulu | W6 | Petroleum Liquids | ST |  | S | 54.4 | 0.8 | 51.8 | 51.8 | 20 | N |  |  | N | Electric Utility | 1 | X | RFO
Petroleum Liquids.RFO | petroleum | TRUE | 19547 | Hawaiian Electric Co Inc | 766 | Waiau | HI | Honolulu | W7 | Petroleum Liquids | ST |  | S | 81.6 | 0.8 | 77.8 | 77.8 | 20 | N |  |  | N | Electric Utility | 1 | X | RFO
Petroleum Liquids.RFO | petroleum | TRUE | 19547 | Hawaiian Electric Co Inc | 766 | Waiau | HI | Honolulu | W8 | Petroleum Liquids | ST |  | S | 81.6 | 0.8 | 77.8 | 77.8 | 20 | N |  |  | N | Electric Utility | 1 | X | RFO
Petroleum Liquids.DFO | petroleum | TRUE | 19547 | Hawaiian Electric Co Inc | 766 | Waiau | HI | Honolulu | W9 | Petroleum Liquids | GT |  | S | 51.3 | 0.8 | 51.2 | 51.2 | 6 | N |  |  | N | Electric Utility | 1 | X | DFO
Petroleum Liquids.DFO | petroleum | TRUE | 8287 | Hawaii Electric Light Co Inc | 768 | Waimea | HI | Hawaii | 12 | Petroleum Liquids | IC |  | S | 2.5 | 0.9 | 2.5 | 2.5 | 0.5 | N |  |  | N | Electric Utility | 1 | X | DFO
Petroleum Liquids.DFO | petroleum | TRUE | 8287 | Hawaii Electric Light Co Inc | 768 | Waimea | HI | Hawaii | 13 | Petroleum Liquids | IC |  | S | 2.5 | 0.9 | 2.5 | 2.5 | 0.5 | N |  |  | N | Electric Utility | 1 | X | DFO
Petroleum Liquids.DFO | petroleum | TRUE | 8287 | Hawaii Electric Light Co Inc | 768 | Waimea | HI | Hawaii | 14 | Petroleum Liquids | IC |  | S | 2.5 | 0.9 | 2.5 | 2.5 | 0.5 | N |  |  | N | Electric Utility | 1 | X | DFO
Petroleum Liquids.DFO | petroleum | TRUE | 8287 | Hawaii Electric Light Co Inc | 769 | Kanoelehua | HI | Hawaii | 11 | Petroleum Liquids | IC |  | S | 2 | 0.9 | 2 | 2 | 2 | N |  |  | N | Electric Utility | 1 | X | DFO
Petroleum Liquids.DFO | petroleum | TRUE | 8287 | Hawaii Electric Light Co Inc | 769 | Kanoelehua | HI | Hawaii | 15 | Petroleum Liquids | IC |  | S | 2.5 | 0.9 | 2.5 | 2.5 | 0.5 | N |  |  | N | Electric Utility | 1 | X | DFO
Petroleum Liquids.DFO | petroleum | TRUE | 8287 | Hawaii Electric Light Co Inc | 769 | Kanoelehua | HI | Hawaii | 16 | Petroleum Liquids | IC |  | S | 2.5 | 0.9 | 2.5 | 2.5 | 0.5 | N |  |  | N | Electric Utility | 1 | X | DFO
Petroleum Liquids.DFO | petroleum | TRUE | 8287 | Hawaii Electric Light Co Inc | 769 | Kanoelehua | HI | Hawaii | 17 | Petroleum Liquids | IC |  | S | 2.5 | 0.9 | 2.5 | 2.5 | 0.5 | N |  |  | N | Electric Utility | 1 | X | DFO
Petroleum Liquids.DFO | petroleum | TRUE | 8287 | Hawaii Electric Light Co Inc | 769 | Kanoelehua | HI | Hawaii | CT1 | Petroleum Liquids | GT |  | S | 11.5 | 0.9 | 10.5 | 10.5 | 2.5 | N |  |  | N | Electric Utility | 1 | X | DFO
Conventional Hydroelectric.WAT | hydro | TRUE | 8287 | Hawaii Electric Light Co Inc | 771 | Puueo | HI | Hawaii | 1 | Conventional Hydroelectric | HY |  | S | 0.7 | 0.9 | 0.7 | 0.7 | 0.1 | N |  |  | N | Electric Utility | 1 | X | WAT
Conventional Hydroelectric.WAT | hydro | TRUE | 8287 | Hawaii Electric Light Co Inc | 771 | Puueo | HI | Hawaii | 2A | Conventional Hydroelectric | HY |  | S | 2.4 | 0.9 | 2.4 | 2.4 | 0.3 | N |  |  | N | Electric Utility | 1 | X | WAT
Petroleum Liquids.RFO | petroleum | TRUE | 8287 | Hawaii Electric Light Co Inc | 772 | W H Hill | HI | Hawaii | 5 | Petroleum Liquids | ST |  | S | 14.1 | 0.9 | 14.1 | 14.1 | 5 | N |  |  | N | Electric Utility | 1 | X | RFO | DFO
Petroleum Liquids.RFO | petroleum | TRUE | 8287 | Hawaii Electric Light Co Inc | 772 | W H Hill | HI | Hawaii | 6 | Petroleum Liquids | ST |  | S | 23 | 0.9 | 21.4 | 21.4 | 8 | N |  |  | N | Electric Utility | 1 | X | RFO | DFO
Conventional Hydroelectric.WAT | hydro | TRUE | 8287 | Hawaii Electric Light Co Inc | 774 | Waiau Hydro | HI | Hawaii | 1 | Conventional Hydroelectric | HY |  | S | 0.7 | 0.9 | 0.7 | 0.7 | 0.1 | N |  |  | N | Electric Utility | 1 | X | WAT
Conventional Hydroelectric.WAT | hydro | TRUE | 8287 | Hawaii Electric Light Co Inc | 774 | Waiau Hydro | HI | Hawaii | 2 | Conventional Hydroelectric | HY |  | S | 0.3 | 0.9 | 0.3 | 0.3 | 0.1 | N |  |  | N | Electric Utility | 1 | X | WAT
Conventional Hydroelectric.WAT | hydro | TRUE | 14191 | South Feather Water and Power Agency | 776 | Sly Creek | CA | Butte | 1 | Conventional Hydroelectric | HY |  | S | 12.1 | 0.9 | 12.1 | 12.1 | 0 | N |  |  | N | Electric Utility | 1 | X | WAT
Conventional Hydroelectric.WAT | hydro | TRUE | 3271 | Central Nebraska Pub P&I Dist | 785 | Kingsley | NE | Keith | 1 | Conventional Hydroelectric | HY |  | S | 50 | 0.95 | 41 | 41 | 5 | N |  |  | N | Electric Utility | 1 | X | WAT
Conventional Hydroelectric.WAT | hydro | TRUE | 7601 | Green Mountain Power Corp | 788 | East Barnet | VT | Caledonia | 1 | Conventional Hydroelectric | HY |  | S | 2.2 | 0.8 | 1.9 | 1.9 | 0.2 | N |  |  | N | Electric Utility | 1 | X | WAT
Petroleum Liquids.DFO | petroleum | TRUE | 40215 | Cordova Electric Coop, Inc | 789 | Orca | AK | Valdez Cordova | 3 | Petroleum Liquids | IC |  | S | 2.5 | 0.8 | 2.5 | 2.5 | 1.5 | N |  |  | N | Electric Utility | 1 | X | DFO
Petroleum Liquids.DFO | petroleum | TRUE | 40215 | Cordova Electric Coop, Inc | 789 | Orca | AK | Valdez Cordova | 4 | Petroleum Liquids | IC |  | S | 2.4 | 0.8 | 2.4 | 2.4 | 1.4 | N |  |  | N | Electric Utility | 1 | X | DFO
Petroleum Liquids.DFO | petroleum | TRUE | 40215 | Cordova Electric Coop, Inc | 789 | Orca | AK | Valdez Cordova | 5 | Petroleum Liquids | IC |  | S | 1.1 | 0.8 | 1.1 | 1.1 | 0.7 | N |  |  | N | Electric Utility | 1 | X | DFO
Petroleum Liquids.DFO | petroleum | TRUE | 40215 | Cordova Electric Coop, Inc | 789 | Orca | AK | Valdez Cordova | 6 | Petroleum Liquids | IC |  | S | 1.1 | 0.8 | 1.1 | 1.1 | 0.7 | N |  |  | N | Electric Utility | 1 | X | DFO
Petroleum Liquids.DFO | petroleum | TRUE | 40215 | Cordova Electric Coop, Inc | 789 | Orca | AK | Valdez Cordova | 7 | Petroleum Liquids | IC |  | S | 3.6 | 0.8 | 3.6 | 3.6 | 2.2 | N |  |  | N | Electric Utility | 1 | X | DFO
Conventional Hydroelectric.WAT | hydro | TRUE | 9187 | City of Idaho Falls - (ID) | 790 | Gem State | ID | Bonneville | 1 | Conventional Hydroelectric | HY |  | S | 23.4 | 0.9 | 23.4 | 23.4 | 23.4 | N |  |  | N | Electric Utility | 1 | X | WAT
Conventional Hydroelectric.WAT | hydro | TRUE | 7751 | Guadalupe Blanco River Authority | 791 | Canyon | TX | Comal | 1 | Conventional Hydroelectric | HY |  | S | 3 | 0.9 | 3 | 3 | 1 | N |  |  | N | Electric Utility | 1 | X | WAT
Conventional Hydroelectric.WAT | hydro | TRUE | 7751 | Guadalupe Blanco River Authority | 791 | Canyon | TX | Comal | 2 | Conventional Hydroelectric | HY |  | S | 3 | 0.9 | 3 | 3 | 1 | N |  |  | N | Electric Utility | 1 | X | WAT
Petroleum Liquids.DFO | petroleum | TRUE | 11843 | Maui Electric Co Ltd | 792 | Palaau Power Hybrid | HI | Maui | 15 | Petroleum Liquids | GT |  | S | 2.5 | 0.8 | 2 | 2 | 0.5 | N |  |  | N | Electric Utility | 1 | X | DFO
Petroleum Liquids.DFO | petroleum | TRUE | 11843 | Maui Electric Co Ltd | 792 | Palaau Power Hybrid | HI | Maui | 7 | Petroleum Liquids | IC |  | S | 2.2 | 0.8 | 2 | 2 | 0.3 | N |  |  | N | Electric Utility | 1 | X | DFO
Petroleum Liquids.DFO | petroleum | TRUE | 11843 | Maui Electric Co Ltd | 792 | Palaau Power Hybrid | HI | Maui | 8 | Petroleum Liquids | IC |  | S | 2.2 | 0.8 | 2 | 2 | 0.3 | N |  |  | N | Electric Utility | 1 | X | DFO
Petroleum Liquids.DFO | petroleum | TRUE | 11843 | Maui Electric Co Ltd | 792 | Palaau Power Hybrid | HI | Maui | 9 | Petroleum Liquids | IC |  | S | 2.2 | 0.8 | 2 | 2 | 0.3 | N |  |  | N | Electric Utility | 1 | X | DFO
Batteries.MWH | battery storage | 0 | 11843 | Maui Electric Co Ltd | 792 | Palaau Power Hybrid | HI | Maui | BAT1 | Batteries | BA |  | S | 2 |  | 2 | 2 | 0 | N |  |  | N | Electric Utility | 1 | X | MWH
Petroleum Liquids.DFO | petroleum | TRUE | 11843 | Maui Electric Co Ltd | 792 | Palaau Power Hybrid | HI | Maui | CAT1 | Petroleum Liquids | IC |  | S | 1.2 | 0.8 | 1.2 | 1.2 | 0.3 | N |  |  | N | Electric Utility | 1 | X | DFO
Petroleum Liquids.DFO | petroleum | TRUE | 11843 | Maui Electric Co Ltd | 792 | Palaau Power Hybrid | HI | Maui | CAT2 | Petroleum Liquids | IC |  | S | 1.2 | 0.8 | 1.2 | 1.2 | 0.3 | N |  |  | N | Electric Utility | 1 | X | DFO
Petroleum Liquids.DFO | petroleum | TRUE | 11843 | Maui Electric Co Ltd | 792 | Palaau Power Hybrid | HI | Maui | CUM3 | Petroleum Liquids | IC |  | S | 0.9 | 0.8 | 0.9 | 0.9 | 0.3 | N |  |  | N | Electric Utility | 1 | X | DFO
Petroleum Liquids.DFO | petroleum | TRUE | 11843 | Maui Electric Co Ltd | 792 | Palaau Power Hybrid | HI | Maui | CUM4 | Petroleum Liquids | IC |  | S | 0.9 | 0.8 | 0.9 | 0.9 | 0.3 | N |  |  | N | Electric Utility | 1 | X | DFO
Petroleum Liquids.DFO | petroleum | TRUE | 11843 | Maui Electric Co Ltd | 792 | Palaau Power Hybrid | HI | Maui | CUM5 | Petroleum Liquids | IC |  | S | 0.9 | 0.8 | 0.9 | 0.9 | 0.3 | N |  |  | N | Electric Utility | 1 | X | DFO
Petroleum Liquids.DFO | petroleum | TRUE | 11843 | Maui Electric Co Ltd | 792 | Palaau Power Hybrid | HI | Maui | CUM6 | Petroleum Liquids | IC |  | S | 0.9 | 0.8 | 0.9 | 0.9 | 0.3 | N |  |  | N | Electric Utility | 1 | X | DFO
Conventional Hydroelectric.WAT | hydro | TRUE | 6958 | City of Garland - (TX) | 794 | Lewisville | TX | Denton | 1 | Conventional Hydroelectric | HY |  | S | 2.8 | 0.9 | 2 | 2 | 0.5 | N |  |  | N | Electric Utility | 1 | X | WAT
Conventional Hydroelectric.WAT | hydro | TRUE | 39006 | Brookfield White Pine Hydro LLC | 805 | Charles E Monty | ME | Androscoggin | M-1 | Conventional Hydroelectric | HY |  | S | 14.2 | 0.9 | 14 | 14 | 0.2 | N |  |  | N | IPP Non-CHP | 2 | X | WAT
Conventional Hydroelectric.WAT | hydro | TRUE | 39006 | Brookfield White Pine Hydro LLC | 805 | Charles E Monty | ME | Androscoggin | M2 | Conventional Hydroelectric | HY |  | S | 14.2 | 0.9 | 14 | 14 | 0.2 | N |  |  | N | IPP Non-CHP | 2 | X | WAT
Conventional Hydroelectric.WAT | hydro | TRUE | 15296 | New York Power Authority | 808 | Jarvis (Hinckley) | NY | Oneida | 1 | Conventional Hydroelectric | HY |  | S | 4.5 | 1 | 4.5 | 4.5 | 1 | N |  |  | N | Electric Utility | 1 | X | WAT
Conventional Hydroelectric.WAT | hydro | TRUE | 15296 | New York Power Authority | 808 | Jarvis (Hinckley) | NY | Oneida | 2 | Conventional Hydroelectric | HY |  | S | 4.5 | 1 | 4.5 | 4.5 | 1 | N |  |  | N | Electric Utility | 1 | X | WAT
Conventional Hydroelectric.WAT | hydro | TRUE | 9191 | Idaho Power Co | 809 | American Falls | ID | Power | 1 | Conventional Hydroelectric | HY |  | S | 30.8 | 0.9 | 34.4 | 30.8 | 0 | N |  |  | N | Electric Utility | 1 | X | WAT
Conventional Hydroelectric.WAT | hydro | TRUE | 9191 | Idaho Power Co | 809 | American Falls | ID | Power | 2 | Conventional Hydroelectric | HY |  | S | 30.8 | 0.9 | 35.3 | 30.8 | 0 | N |  |  | N | Electric Utility | 1 | X | WAT
Conventional Hydroelectric.WAT | hydro | TRUE | 9191 | Idaho Power Co | 809 | American Falls | ID | Power | 3 | Conventional Hydroelectric | HY |  | S | 30.8 | 0.9 | 35.3 | 30.8 | 0 | N |  |  | N | Electric Utility | 1 | X | WAT
Conventional Hydroelectric.WAT | hydro | TRUE | 9191 | Idaho Power Co | 810 | Bliss | ID | Gooding | 1 | Conventional Hydroelectric | HY |  | S | 25 | 0.87 | 25.6 | 25 | 0 | N |  |  | N | Electric Utility | 1 | X | WAT
Conventional Hydroelectric.WAT | hydro | TRUE | 9191 | Idaho Power Co | 810 | Bliss | ID | Gooding | 2 | Conventional Hydroelectric | HY |  | S | 25 | 0.87 | 26.1 | 25 | 0 | N |  |  | N | Electric Utility | 1 | X | WAT
Conventional Hydroelectric.WAT | hydro | TRUE | 9191 | Idaho Power Co | 810 | Bliss | ID | Gooding | 3 | Conventional Hydroelectric | HY |  | S | 25 | 0.87 | 25.9 | 25 | 0 | N |  |  | N | Electric Utility | 1 | X | WAT
Conventional Hydroelectric.WAT | hydro | TRUE | 9191 | Idaho Power Co | 811 | Brownlee | ID | Washington | 1 | Conventional Hydroelectric | HY |  | S | 112.5 | 0.9 | 115.1 | 112.5 | 0 | N |  |  | N | Electric Utility | 1 | X | WAT
Conventional Hydroelectric.WAT | hydro | TRUE | 9191 | Idaho Power Co | 811 | Brownlee | ID | Washington | 2 | Conventional Hydroelectric | HY |  | S | 112.5 | 0.9 | 117.9 | 112.5 | 0 | N |  |  | N | Electric Utility | 1 | X | WAT
Conventional Hydroelectric.WAT | hydro | TRUE | 9191 | Idaho Power Co | 811 | Brownlee | ID | Washington | 3 | Conventional Hydroelectric | HY |  | S | 112.5 | 0.9 | 118.5 | 112.5 | 0 | N |  |  | N | Electric Utility | 1 | X | WAT
Conventional Hydroelectric.WAT | hydro | TRUE | 9191 | Idaho Power Co | 811 | Brownlee | ID | Washington | 4 | Conventional Hydroelectric | HY |  | S | 112.5 | 0.9 | 117.6 | 112.5 | 0 | N |  |  | N | Electric Utility | 1 | X | WAT
Conventional Hydroelectric.WAT | hydro | TRUE | 9191 | Idaho Power Co | 811 | Brownlee | ID | Washington | 5 | Conventional Hydroelectric | HY |  | S | 225 | 0.9 | 199.6 | 225 | 0 | N |  |  | N | Electric Utility | 1 | X | WAT
Conventional Hydroelectric.WAT | hydro | TRUE | 9191 | Idaho Power Co | 812 | C J Strike | ID | Owyhee | 1 | Conventional Hydroelectric | HY |  | S | 27.6 | 0.92 | 30.6 | 27.6 | 0 | N |  |  | N | Electric Utility | 1 | X | WAT
Conventional Hydroelectric.WAT | hydro | TRUE | 9191 | Idaho Power Co | 812 | C J Strike | ID | Owyhee | 2 | Conventional Hydroelectric | HY |  | S | 27.6 | 0.92 | 30.3 | 27.6 | 0 | N |  |  | N | Electric Utility | 1 | X | WAT
Conventional Hydroelectric.WAT | hydro | TRUE | 9191 | Idaho Power Co | 812 | C J Strike | ID | Owyhee | 3 | Conventional Hydroelectric | HY |  | S | 27.6 | 0.92 | 30.4 | 27.6 | 0 | N |  |  | N | Electric Utility | 1 | X | WAT
Conventional Hydroelectric.WAT | hydro | TRUE | 9191 | Idaho Power Co | 813 | Cascade Dam | ID | Valley | 1 | Conventional Hydroelectric | HY |  | S | 6.2 | 0.9 | 6.5 | 6.2 | 0 | N |  |  | N | Electric Utility | 1 | X | WAT
Conventional Hydroelectric.WAT | hydro | TRUE | 9191 | Idaho Power Co | 813 | Cascade Dam | ID | Valley | 2 | Conventional Hydroelectric | HY |  | S | 6.2 | 0.9 | 6.6 | 6.2 | 0 | N |  |  | N | Electric Utility | 1 | X | WAT
Conventional Hydroelectric.WAT | hydro | TRUE | 9191 | Idaho Power Co | 814 | Clear Lake | ID | Gooding | 1 | Conventional Hydroelectric | HY |  | S | 2.5 | 0.8 | 2.2 | 2.5 | 0 | N |  |  | N | Electric Utility | 1 | X | WAT
Conventional Hydroelectric.WAT | hydro | TRUE | 9191 | Idaho Power Co | 815 | Lower Malad | ID | Gooding | 1 | Conventional Hydroelectric | HY |  | S | 13.5 | 0.871 | 14.8 | 13.5 | 0 | N |  |  | N | Electric Utility | 1 | X | WAT
Conventional Hydroelectric.WAT | hydro | TRUE | 9191 | Idaho Power Co | 816 | Lower Salmon | ID | Gooding | 1 | Conventional Hydroelectric | HY |  | S | 15 | 0.86 | 17.9 | 15 | 0 | N |  |  | N | Electric Utility | 1 | X | WAT
Conventional Hydroelectric.WAT | hydro | TRUE | 9191 | Idaho Power Co | 816 | Lower Salmon | ID | Gooding | 2 | Conventional Hydroelectric | HY |  | S | 15 | 0.86 | 19.1 | 15 | 0 | N |  |  | N | Electric Utility | 1 | X | WAT
Conventional Hydroelectric.WAT | hydro | TRUE | 9191 | Idaho Power Co | 816 | Lower Salmon | ID | Gooding | 3 | Conventional Hydroelectric | HY |  | S | 15 | 0.86 | 11.8 | 15 | 0 | N |  |  | N | Electric Utility | 1 | X | WAT
Conventional Hydroelectric.WAT | hydro | TRUE | 9191 | Idaho Power Co | 816 | Lower Salmon | ID | Gooding | 4 | Conventional Hydroelectric | HY |  | S | 15 | 0.86 | 20.3 | 15 | 0 | N |  |  | N | Electric Utility | 1 | X | WAT
Petroleum Liquids.DFO | petroleum | TRUE | 9191 | Idaho Power Co | 817 | Salmon Diesel | ID | Lemhi | 1 | Petroleum Liquids | IC |  | S | 2.5 | 0.8 | 2.7 | 2.5 | 0 | N |  |  | N | Electric Utility | 1 | X | DFO
Petroleum Liquids.DFO | petroleum | TRUE | 9191 | Idaho Power Co | 817 | Salmon Diesel | ID | Lemhi | 2 | Petroleum Liquids | IC |  | S | 2.5 | 0.8 | 2.7 | 2.5 | 0 | N |  |  | N | Electric Utility | 1 | X | DFO
Conventional Hydroelectric.WAT | hydro | TRUE | 9191 | Idaho Power Co | 818 | Shoshone Falls | ID | Jerome | 3 | Conventional Hydroelectric | HY |  | S | 11.5 | 0.833 | 12.2 | 11.5 | 0 | N |  |  | N | Electric Utility | 1 | X | WAT
Conventional Hydroelectric.WAT | hydro | TRUE | 9191 | Idaho Power Co | 818 | Shoshone Falls | ID | Jerome | 4 | Conventional Hydroelectric | HY |  | S | 3.2 | 0.9 | 3 | 3.2 | 0 | N |  |  | N | Electric Utility | 1 | X | WAT
Conventional Hydroelectric.WAT | hydro | TRUE | 9191 | Idaho Power Co | 819 | Swan Falls | ID | Ada | 1 | Conventional Hydroelectric | HY |  | S | 12.5 | 0.95 | 15.1 | 12.5 | 0 | N |  |  | N | Electric Utility | 1 | X | WAT
Conventional Hydroelectric.WAT | hydro | TRUE | 9191 | Idaho Power Co | 819 | Swan Falls | ID | Ada | 2 | Conventional Hydroelectric | HY |  | S | 12.5 | 0.95 | 14.5 | 12.5 | 0 | N |  |  | N | Electric Utility | 1 | X | WAT
Conventional Hydroelectric.WAT | hydro | TRUE | 9191 | Idaho Power Co | 820 | Thousand Springs | ID | Gooding | 3 | Conventional Hydroelectric | HY |  | S | 6.8 | 0.8 | 6.8 | 6.8 | 0 | N |  |  | N | Electric Utility | 1 | X | WAT
Conventional Hydroelectric.WAT | hydro | TRUE | 9191 | Idaho Power Co | 821 | Twin Falls (ID) | ID | Twin Falls | 1 | Conventional Hydroelectric | HY |  | S | 8.4 | 0.9 | 10 | 8.4 | 0 | N |  |  | N | Electric Utility | 1 | X | WAT
Conventional Hydroelectric.WAT | hydro | TRUE | 9191 | Idaho Power Co | 821 | Twin Falls (ID) | ID | Twin Falls | 2 | Conventional Hydroelectric | HY |  | S | 44.3 | 0.95 | 39.9 | 44.3 | 0 | N |  |  | N | Electric Utility | 1 | X | WAT
Conventional Hydroelectric.WAT | hydro | TRUE | 9191 | Idaho Power Co | 822 | Upper Salmon A | ID | Twin Falls | 1 | Conventional Hydroelectric | HY |  | S | 9 | 1 | 9.6 | 9 | 0 | N |  |  | N | Electric Utility | 1 | X | WAT
Conventional Hydroelectric.WAT | hydro | TRUE | 9191 | Idaho Power Co | 822 | Upper Salmon A | ID | Twin Falls | 2 | Conventional Hydroelectric | HY |  | S | 9 | 1 | 8.5 | 9 | 0 | N |  |  | N | Electric Utility | 1 | X | WAT
Conventional Hydroelectric.WAT | hydro | TRUE | 9191 | Idaho Power Co | 823 | Upper Malad | ID | Gooding | 1 | Conventional Hydroelectric | HY |  | S | 8.3 | 0.857 | 8 | 8.3 | 0 | N |  |  | N | Electric Utility | 1 | X | WAT
Conventional Hydroelectric.WAT | hydro | TRUE | 14354 | PacifiCorp | 825 | Ashton | ID | Fremont | 1 | Conventional Hydroelectric | HY |  | S | 2.7 | 0.9 | 2.7 | 2.7 | 0 | N |  |  | N | Electric Utility | 1 | X | WAT
Conventional Hydroelectric.WAT | hydro | TRUE | 14354 | PacifiCorp | 825 | Ashton | ID | Fremont | 2 | Conventional Hydroelectric | HY |  | S | 2 | 0.8 | 2.2 | 2.2 | 0 | N |  |  | N | Electric Utility | 1 | X | WAT
Conventional Hydroelectric.WAT | hydro | TRUE | 14354 | PacifiCorp | 825 | Ashton | ID | Fremont | 3 | Conventional Hydroelectric | HY |  | S | 2 | 0.8 | 2.2 | 2.2 | 0 | N |  |  | N | Electric Utility | 1 | X | WAT
Conventional Hydroelectric.WAT | hydro | TRUE | 14354 | PacifiCorp | 827 | Grace | ID | Caribou | 3 | Conventional Hydroelectric | HY |  | S | 11 | 0.9 | 11 | 11 | 0 | N |  |  | N | Electric Utility | 1 | X | WAT
Conventional Hydroelectric.WAT | hydro | TRUE | 14354 | PacifiCorp | 827 | Grace | ID | Caribou | 4 | Conventional Hydroelectric | HY |  | S | 11 | 0.9 | 11 | 11 | 0 | N |  |  | N | Electric Utility | 1 | X | WAT
Conventional Hydroelectric.WAT | hydro | TRUE | 14354 | PacifiCorp | 827 | Grace | ID | Caribou | 5 | Conventional Hydroelectric | HY |  | S | 11 | 0.9 | 11 | 11 | 0 | N |  |  | N | Electric Utility | 1 | X | WAT
Conventional Hydroelectric.WAT | hydro | TRUE | 14354 | PacifiCorp | 829 | Oneida | ID | Franklin | 1 | Conventional Hydroelectric | HY |  | S | 10 | 0.9 | 9.3 | 9.3 | 0 | N |  |  | N | Electric Utility | 1 | X | WAT
Conventional Hydroelectric.WAT | hydro | TRUE | 14354 | PacifiCorp | 829 | Oneida | ID | Franklin | 2 | Conventional Hydroelectric | HY |  | S | 10 | 0.9 | 9.3 | 9.3 | 0 | N |  |  | N | Electric Utility | 1 | X | WAT
Conventional Hydroelectric.WAT | hydro | TRUE | 14354 | PacifiCorp | 829 | Oneida | ID | Franklin | 3 | Conventional Hydroelectric | HY |  | S | 10 | 0.9 | 9.3 | 9.3 | 0 | N |  |  | N | Electric Utility | 1 | X | WAT
Conventional Hydroelectric.WAT | hydro | TRUE | 14354 | PacifiCorp | 831 | Soda | ID | Caribou | 1 | Conventional Hydroelectric | HY |  | S | 7.6 | 0.855 | 7.6 | 7.6 | 0 | N |  |  | N | Electric Utility | 1 | X | WAT
Conventional Hydroelectric.WAT | hydro | TRUE | 14354 | PacifiCorp | 831 | Soda | ID | Caribou | 2 | Conventional Hydroelectric | HY |  | S | 7 | 0.855 | 7.6 | 7.6 | 0 | N |  |  | N | Electric Utility | 1 | X | WAT
Conventional Hydroelectric.WAT | hydro | TRUE | 20169 | Avista Corp | 833 | Cabinet Gorge | ID | Bonner | 1 | Conventional Hydroelectric | HY |  | S | 59.4 | 0.9 | 44.3 | 66.5 | 22 | N |  |  | N | Electric Utility | 1 | X | WAT
Conventional Hydroelectric.WAT | hydro | TRUE | 20169 | Avista Corp | 833 | Cabinet Gorge | ID | Bonner | 2 | Conventional Hydroelectric | HY |  | S | 73.2 | 0.9 | 73.9 | 79.8 | 55 | N |  |  | N | Electric Utility | 1 | X | WAT
Conventional Hydroelectric.WAT | hydro | TRUE | 20169 | Avista Corp | 833 | Cabinet Gorge | ID | Bonner | 3 | Conventional Hydroelectric | HY |  | S | 73.2 | 0.9 | 73.4 | 80.2 | 55 | N |  |  | N | Electric Utility | 1 | X | WAT
Conventional Hydroelectric.WAT | hydro | TRUE | 20169 | Avista Corp | 833 | Cabinet Gorge | ID | Bonner | 4 | Conventional Hydroelectric | HY |  | S | 59.4 | 0.9 | 63 | 68.3 | 48 | N |  |  | N | Electric Utility | 1 | X | WAT
Conventional Hydroelectric.WAT | hydro | TRUE | 20169 | Avista Corp | 835 | Post Falls | ID | Kootenai | 1 | Conventional Hydroelectric | HY |  | S | 2.2 | 1 | 2.8 | 2.9 | 0.3 | N |  |  | N | Electric Utility | 1 | X | WAT
Conventional Hydroelectric.WAT | hydro | TRUE | 20169 | Avista Corp | 835 | Post Falls | ID | Kootenai | 2 | Conventional Hydroelectric | HY |  | S | 2.2 | 1 | 2.8 | 2.9 | 0.3 | N |  |  | N | Electric Utility | 1 | X | WAT
Conventional Hydroelectric.WAT | hydro | TRUE | 20169 | Avista Corp | 835 | Post Falls | ID | Kootenai | 3 | Conventional Hydroelectric | HY |  | S | 2.2 | 1 | 2.8 | 2.9 | 0.3 | N |  |  | N | Electric Utility | 1 | X | WAT
Conventional Hydroelectric.WAT | hydro | TRUE | 20169 | Avista Corp | 835 | Post Falls | ID | Kootenai | 4 | Conventional Hydroelectric | HY |  | S | 2.2 | 1 | 2.8 | 2.9 | 0.3 | N |  |  | N | Electric Utility | 1 | X | WAT
Conventional Hydroelectric.WAT | hydro | TRUE | 20169 | Avista Corp | 835 | Post Falls | ID | Kootenai | 5 | Conventional Hydroelectric | HY |  | S | 2.2 | 1 | 2.8 | 2.9 | 0.3 | N |  |  | N | Electric Utility | 1 | X | WAT
Conventional Hydroelectric.WAT | hydro | TRUE | 20169 | Avista Corp | 835 | Post Falls | ID | Kootenai | 6 | Conventional Hydroelectric | HY |  | S | 3.5 | 0.8 | 3.5 | 3.5 | 0.3 | N |  |  | N | Electric Utility | 1 | X | WAT
Conventional Hydroelectric.WAT | hydro | TRUE | 13402 | Nevada Irrigation District | 839 | Scott Flat | CA | Nevada | 7P | Conventional Hydroelectric | HY |  | S | 1 | 0.99 | 0.9 | 0.9 | 0.1 | N |  |  | N | IPP Non-CHP | 2 | X | WAT
Conventional Hydroelectric.WAT | hydro | TRUE | 19400 | USACE Northwestern Division | 840 | Dworshak | ID | Clearwater | 1 | Conventional Hydroelectric | HY |  | S | 103 | 0.95 | 103 | 90 | 90 | N |  |  | N | Electric Utility | 1 | X | WAT
Conventional Hydroelectric.WAT | hydro | TRUE | 19400 | USACE Northwestern Division | 840 | Dworshak | ID | Clearwater | 2 | Conventional Hydroelectric | HY |  | S | 103 | 0.95 | 103 | 90 | 90 | N |  |  | N | Electric Utility | 1 | X | WAT
Conventional Hydroelectric.WAT | hydro | TRUE | 19400 | USACE Northwestern Division | 840 | Dworshak | ID | Clearwater | 3 | Conventional Hydroelectric | HY |  | S | 259 | 0.95 | 259 | 220 | 220 | N |  |  | N | Electric Utility | 1 | X | WAT
Conventional Hydroelectric.WAT | hydro | TRUE | 9187 | City of Idaho Falls - (ID) | 841 | City Power Plant | ID | Bonneville | 3 | Conventional Hydroelectric | HY |  | S | 8 | 0.9 | 8 | 8 | 8 | N |  |  | N | Electric Utility | 1 | X | WAT
Conventional Hydroelectric.WAT | hydro | TRUE | 9187 | City of Idaho Falls - (ID) | 843 | Lower No 2 | ID | Bonneville | 1 | Conventional Hydroelectric | HY |  | S | 3 | 0.9 | 3 | 3 | 3 | N |  |  | N | Electric Utility | 1 | X | WAT
Conventional Hydroelectric.WAT | hydro | TRUE | 9187 | City of Idaho Falls - (ID) | 844 | Upper Power Plant | ID | Bonneville | 4 | Conventional Hydroelectric | HY |  | S | 8 | 0.9 | 8 | 8 | 8 | N |  |  | N | Electric Utility | 1 | X | WAT
Conventional Hydroelectric.WAT | hydro | TRUE | 13402 | Nevada Irrigation District | 846 | Combie South | CA | Nevada | 1 | Conventional Hydroelectric | HY |  | S | 0.5 | 0.99 | 0.5 | 0.5 | 0.5 | N |  |  | N | IPP Non-CHP | 2 | X | WAT
Conventional Hydroelectric.WAT | hydro | TRUE | 13402 | Nevada Irrigation District | 846 | Combie South | CA | Nevada | 2 | Conventional Hydroelectric | HY |  | S | 0.5 | 0.99 | 0.5 | 0.5 | 0.5 | N |  |  | N | IPP Non-CHP | 2 | X | WAT
Conventional Hydroelectric.WAT | hydro | TRUE | 13402 | Nevada Irrigation District | 846 | Combie South | CA | Nevada | 3 | Conventional Hydroelectric | HY |  | S | 0.5 | 0.99 | 0.5 | 0.5 | 0.5 | N |  |  | N | IPP Non-CHP | 2 | X | WAT
Conventional Hydroelectric.WAT | hydro | TRUE | 2518 | U S Bureau of Reclamation | 850 | Palisades Dam | ID | Bonneville | 1 | Conventional Hydroelectric | HY |  | S | 44.1 | 0.95 | 44.1 | 44.1 | 0 | N |  |  | N | Electric Utility | 1 | X | WAT
Conventional Hydroelectric.WAT | hydro | TRUE | 2518 | U S Bureau of Reclamation | 850 | Palisades Dam | ID | Bonneville | 2 | Conventional Hydroelectric | HY |  | S | 44.1 | 0.95 | 44.1 | 44.1 | 0 | N |  |  | N | Electric Utility | 1 | X | WAT
Conventional Hydroelectric.WAT | hydro | TRUE | 2518 | U S Bureau of Reclamation | 850 | Palisades Dam | ID | Bonneville | 3 | Conventional Hydroelectric | HY |  | S | 44.1 | 0.95 | 44.1 | 44.1 | 0 | N |  |  | N | Electric Utility | 1 | X | WAT
Conventional Hydroelectric.WAT | hydro | TRUE | 2518 | U S Bureau of Reclamation | 850 | Palisades Dam | ID | Bonneville | 4 | Conventional Hydroelectric | HY |  | S | 44.1 | 0.95 | 44.1 | 44.1 | 0 | N |  |  | N | Electric Utility | 1 | X | WAT
Conventional Hydroelectric.WAT | hydro | TRUE | 19400 | USACE Northwestern Division | 851 | Albeni Falls | ID | Bonner | 1 | Conventional Hydroelectric | HY |  | S | 14 | 0.9 | 14 | 14 | 14 | N |  |  | N | Electric Utility | 1 | X | WAT
Conventional Hydroelectric.WAT | hydro | TRUE | 19400 | USACE Northwestern Division | 851 | Albeni Falls | ID | Bonner | 2 | Conventional Hydroelectric | HY |  | S | 14 | 0.9 | 14 | 14 | 14 | N |  |  | N | Electric Utility | 1 | X | WAT
Conventional Hydroelectric.WAT | hydro | TRUE | 19400 | USACE Northwestern Division | 851 | Albeni Falls | ID | Bonner | 3 | Conventional Hydroelectric | HY |  | S | 14 | 0.9 | 14 | 14 | 14 | N |  |  | N | Electric Utility | 1 | X | WAT
Natural Gas Fired Combined Cycle.NG | natural gas combined cycle | TRUE | 59371 | Mainline Generation LLC | 862 | Grand Tower Energy Center LLC | IL | Jackson | 1 | Natural Gas Fired Combined Cycle | CT | CC01 | S | 223.2 | 0.9 | 161 | 182 | 110 | N |  |  | N | IPP Non-CHP | 2 | X | NG
Natural Gas Fired Combined Cycle.NG | natural gas combined cycle | TRUE | 59371 | Mainline Generation LLC | 862 | Grand Tower Energy Center LLC | IL | Jackson | 2 | Natural Gas Fired Combined Cycle | CT | CC02 | S | 223.2 | 0.9 | 159 | 178 | 110 | N |  |  | N | IPP Non-CHP | 2 | X | NG
Natural Gas Fired Combined Cycle.NG | natural gas combined cycle | TRUE | 59371 | Mainline Generation LLC | 862 | Grand Tower Energy Center LLC | IL | Jackson | 3 | Natural Gas Fired Combined Cycle | CA | CC01 | S | 80.9 | 0.87 | 86 | 86 | 42 | N |  |  | N | IPP Non-CHP | 2 | X | NG
Natural Gas Fired Combined Cycle.NG | natural gas combined cycle | TRUE | 59371 | Mainline Generation LLC | 862 | Grand Tower Energy Center LLC | IL | Jackson | 4 | Natural Gas Fired Combined Cycle | CA | CC02 | S | 113.6 | 0.85 | 105 | 105 | 58 | N |  |  | N | IPP Non-CHP | 2 | X | NG
Nuclear.NUC | nuclear | TRUE | 55951 | Exelon Nuclear | 869 | Dresden Generating Station | IL | Grundy | 2 | Nuclear | ST |  | S | 1009.3 | 0.945 | 902 | 943.9 | 150 | N |  |  | N | IPP Non-CHP | 2 | X | NUC
Nuclear.NUC | nuclear | TRUE | 55951 | Exelon Nuclear | 869 | Dresden Generating Station | IL | Grundy | 3 | Nuclear | ST |  | S | 1009.3 | 0.945 | 895 | 938.1 | 150 | N |  |  | N | IPP Non-CHP | 2 | X | NUC
Natural Gas Steam Turbine.NG | natural gas steam turbine | TRUE | 12384 | Midwest Generations EME LLC | 874 | Joliet 9 | IL | Will | 6 | Natural Gas Steam Turbine | ST |  | S | 360.4 | 0.85 | 314 | 314 | 95 | N | 6 | 2023 | N | IPP Non-CHP | 2 | X | NG
Conventional Steam Coal.SUB | hard coal | TRUE | 59918 | Dynegy Kincaid Generation | 876 | Kincaid Generation LLC | IL | Christian | 1 | Conventional Steam Coal | ST |  | S | 659.5 | 0.9 | 554 | 554 | 220 | N | 12 | 2027 | N | IPP Non-CHP | 2 | X | SUB
Conventional Steam Coal.SUB | hard coal | TRUE | 59918 | Dynegy Kincaid Generation | 876 | Kincaid Generation LLC | IL | Christian | 2 | Conventional Steam Coal | ST |  | S | 659.5 | 0.9 | 554 | 554 | 220 | N | 12 | 2027 | N | IPP Non-CHP | 2 | X | SUB
Conventional Steam Coal.SUB | hard coal | TRUE | 12384 | Midwest Generations EME LLC | 879 | Powerton | IL | Tazewell | 5 | Conventional Steam Coal | ST |  | S | 892.8 | 0.9 | 769 | 769 | 325 | N |  |  | N | IPP Non-CHP | 2 | X | SUB | NG | BIT
Conventional Steam Coal.SUB | hard coal | TRUE | 12384 | Midwest Generations EME LLC | 879 | Powerton | IL | Tazewell | 6 | Conventional Steam Coal | ST |  | S | 892.8 | 0.9 | 769 | 769 | 325 | N |  |  | N | IPP Non-CHP | 2 | X | SUB | NG | BIT
Nuclear.NUC | nuclear | TRUE | 55951 | Exelon Nuclear | 880 | Quad Cities Generating Station | IL | Rock Island | 1 | Nuclear | ST |  | J | 1009.3 | 0.945 | 908 | 941.8 | 132 | N |  |  | N | IPP Non-CHP | 2 | X | NUC
Nuclear.NUC | nuclear | TRUE | 55951 | Exelon Nuclear | 880 | Quad Cities Generating Station | IL | Rock Island | 2 | Nuclear | ST |  | J | 1009.3 | 0.945 | 911 | 941.6 | 132 | N |  |  | N | IPP Non-CHP | 2 | X | NUC
Petroleum Liquids.DFO | petroleum | TRUE | 12384 | Midwest Generations EME LLC | 883 | Waukegan | IL | Lake | 311 | Petroleum Liquids | GT |  | S | 28 | 0.85 | 24.6 | 33.9 | 10 | N |  |  | N | IPP Non-CHP | 2 | X | DFO
Petroleum Liquids.DFO | petroleum | TRUE | 12384 | Midwest Generations EME LLC | 883 | Waukegan | IL | Lake | 312 | Petroleum Liquids | GT |  | S | 28 | 0.85 | 28.5 | 37.4 | 10 | N |  |  | N | IPP Non-CHP | 2 | X | DFO
Petroleum Liquids.DFO | petroleum | TRUE | 12384 | Midwest Generations EME LLC | 883 | Waukegan | IL | Lake | 321 | Petroleum Liquids | GT |  | S | 28 | 0.85 | 28 | 37.4 | 10 | N |  |  | N | IPP Non-CHP | 2 | X | DFO
Petroleum Liquids.DFO | petroleum | TRUE | 12384 | Midwest Generations EME LLC | 883 | Waukegan | IL | Lake | 322 | Petroleum Liquids | GT |  | S | 28 | 0.85 | 26.7 | 35 | 10 | N |  |  | N | IPP Non-CHP | 2 | X | DFO
Petroleum Liquids.DFO | petroleum | TRUE | 12384 | Midwest Generations EME LLC | 886 | Fisk Street | IL | Cook | 311 | Petroleum Liquids | GT |  | S | 32.5 | 0.85 | 25.4 | 34 | 10 | N |  |  | N | IPP Non-CHP | 2 | X | DFO
Petroleum Liquids.DFO | petroleum | TRUE | 12384 | Midwest Generations EME LLC | 886 | Fisk Street | IL | Cook | 312 | Petroleum Liquids | GT |  | S | 32.5 | 0.85 | 23.7 | 31.6 | 10 | N |  |  | N | IPP Non-CHP | 2 | X | DFO
Petroleum Liquids.DFO | petroleum | TRUE | 12384 | Midwest Generations EME LLC | 886 | Fisk Street | IL | Cook | 321 | Petroleum Liquids | GT |  | S | 32.5 | 0.85 | 25.4 | 34 | 10 | N |  |  | N | IPP Non-CHP | 2 | X | DFO
Petroleum Liquids.DFO | petroleum | TRUE | 12384 | Midwest Generations EME LLC | 886 | Fisk Street | IL | Cook | 322 | Petroleum Liquids | GT |  | S | 32.5 | 0.85 | 25.4 | 34 | 10 | N |  |  | N | IPP Non-CHP | 2 | X | DFO
Petroleum Liquids.DFO | petroleum | TRUE | 12384 | Midwest Generations EME LLC | 886 | Fisk Street | IL | Cook | 331 | Petroleum Liquids | GT |  | S | 32.5 | 0.85 | 23.7 | 31.6 | 10 | N |  |  | N | IPP Non-CHP | 2 | X | DFO
Petroleum Liquids.DFO | petroleum | TRUE | 12384 | Midwest Generations EME LLC | 886 | Fisk Street | IL | Cook | 332 | Petroleum Liquids | GT |  | S | 32.5 | 0.85 | 25.4 | 34 | 10 | N |  |  | N | IPP Non-CHP | 2 | X | DFO
Petroleum Liquids.DFO | petroleum | TRUE | 12384 | Midwest Generations EME LLC | 886 | Fisk Street | IL | Cook | 341 | Petroleum Liquids | GT |  | S | 32.5 | 0.85 | 25.4 | 34 | 10 | N |  |  | N | IPP Non-CHP | 2 | X | DFO
Petroleum Liquids.DFO | petroleum | TRUE | 12384 | Midwest Generations EME LLC | 886 | Fisk Street | IL | Cook | 342 | Petroleum Liquids | GT |  | S | 32.5 | 0.85 | 22.8 | 30.5 | 10 | N |  |  | N | IPP Non-CHP | 2 | X | DFO
Conventional Steam Coal.SUB | hard coal | TRUE | 5517 | Dynegy Midwest Generation Inc | 889 | Baldwin Energy Complex | IL | Randolph | 1 | Conventional Steam Coal | ST |  | S | 625.1 | 0.85 | 576 | 590 | 270 | N | 12 | 2025 | N | IPP Non-CHP | 2 | X | SUB
Conventional Steam Coal.SUB | hard coal | TRUE | 5517 | Dynegy Midwest Generation Inc | 889 | Baldwin Energy Complex | IL | Randolph | 2 | Conventional Steam Coal | ST |  | S | 634.5 | 0.9 | 581 | 595 | 400 | N | 12 | 2025 | N | IPP Non-CHP | 2 | X | SUB
Natural Gas Fired Combustion Turbine.NG | natural gas peaker | TRUE | 12341 | MidAmerican Energy Co | 899 | Moline | IL | Rock Island | GT1 | Natural Gas Fired Combustion Turbine | GT |  | S | 18 | 0.85 | 15 | 20 | 2.5 | N |  |  | N | Electric Utility | 1 | X | NG
Natural Gas Fired Combustion Turbine.NG | natural gas peaker | TRUE | 12341 | MidAmerican Energy Co | 899 | Moline | IL | Rock Island | GT2 | Natural Gas Fired Combustion Turbine | GT |  | S | 18 | 0.85 | 15 | 20 | 2.5 | N |  |  | N | Electric Utility | 1 | X | NG
Natural Gas Fired Combustion Turbine.NG | natural gas peaker | TRUE | 12341 | MidAmerican Energy Co | 899 | Moline | IL | Rock Island | GT3 | Natural Gas Fired Combustion Turbine | GT |  | S | 18 | 0.85 | 15 | 20 | 2.5 | N |  |  | N | Electric Utility | 1 | X | NG
Natural Gas Fired Combustion Turbine.NG | natural gas peaker | TRUE | 12341 | MidAmerican Energy Co | 899 | Moline | IL | Rock Island | GT4 | Natural Gas Fired Combustion Turbine | GT |  | S | 18 | 0.85 | 15 | 20 | 2.5 | N |  |  | N | Electric Utility | 1 | X | NG
Conventional Hydroelectric.WAT | hydro | TRUE | 12341 | MidAmerican Energy Co | 899 | Moline | IL | Rock Island | HY1 | Conventional Hydroelectric | HY |  | S | 0.9 | 0.8 | 0.8 | 0.8 | 0.1 | N |  |  | N | Electric Utility | 1 | X | WAT
Conventional Hydroelectric.WAT | hydro | TRUE | 12341 | MidAmerican Energy Co | 899 | Moline | IL | Rock Island | HY2 | Conventional Hydroelectric | HY |  | S | 0.9 | 0.8 | 0.8 | 0.8 | 0.1 | N |  |  | N | Electric Utility | 1 | X | WAT
Conventional Hydroelectric.WAT | hydro | TRUE | 12341 | MidAmerican Energy Co | 899 | Moline | IL | Rock Island | HY3 | Conventional Hydroelectric | HY |  | S | 0.9 | 0.8 | 0.8 | 0.8 | 0.1 | N |  |  | N | Electric Utility | 1 | X | WAT
Conventional Hydroelectric.WAT | hydro | TRUE | 12341 | MidAmerican Energy Co | 899 | Moline | IL | Rock Island | HY4 | Conventional Hydroelectric | HY |  | S | 0.9 | 0.8 | 0.8 | 0.8 | 0.1 | N |  |  | N | Electric Utility | 1 | X | WAT
Geothermal.GEO | geothermal | TRUE | 65355 | Mayacma Geothermal | 902 | Bottle Rock Power | CA | Lake | 1 | Geothermal | ST |  | S | 55 | 0.9 | 9 | 9 | 1.8 | N |  |  | N | IPP Non-CHP | 2 | X | GEO
Conventional Hydroelectric.WAT | hydro | TRUE | 57280 | Eagle Creek Renewable Energy, LLC | 903 | Rockton | IL | Winnebago | 1 | Conventional Hydroelectric | HY |  | W | 0.6 | 1 | 0.6 | 0.6 | 0.2 | N |  |  | N | IPP Non-CHP | 2 | X | WAT
Conventional Hydroelectric.WAT | hydro | TRUE | 57280 | Eagle Creek Renewable Energy, LLC | 903 | Rockton | IL | Winnebago | 2 | Conventional Hydroelectric | HY |  | W | 0.5 | 1 | 0.5 | 0.5 | 0.2 | N |  |  | N | IPP Non-CHP | 2 | X | WAT
Conventional Hydroelectric.WAT | hydro | TRUE | 3255 | California Dept. of Water Resources | 905 | Alamo | CA | Los Angeles | 1 | Conventional Hydroelectric | HY |  | S | 19.6 | 0.95 | 17 | 17 | 4 | N |  |  | N | Electric Utility | 1 | X | WAT
Natural Gas Fired Combustion Turbine.NG | natural gas peaker | TRUE | 19436 | Union Electric Co - (MO) | 913 | Venice | IL | Madison | GT2 | Natural Gas Fired Combustion Turbine | GT |  | S | 61 | 0.85 | 44 | 53 | 5 | N |  |  | N | Electric Utility | 1 | X | NG | DFO
Natural Gas Fired Combustion Turbine.NG | natural gas peaker | TRUE | 19436 | Union Electric Co - (MO) | 913 | Venice | IL | Madison | GT3 | Natural Gas Fired Combustion Turbine | GT |  | S | 200 | 0.85 | 169 | 191 | 119 | N |  |  | N | Electric Utility | 1 | X | NG
Natural Gas Fired Combustion Turbine.NG | natural gas peaker | TRUE | 19436 | Union Electric Co - (MO) | 913 | Venice | IL | Madison | GT4 | Natural Gas Fired Combustion Turbine | GT |  | S | 200 | 0.85 | 169 | 191 | 119 | N |  |  | N | Electric Utility | 1 | X | NG
Natural Gas Fired Combustion Turbine.NG | natural gas peaker | TRUE | 19436 | Union Electric Co - (MO) | 913 | Venice | IL | Madison | GT5 | Natural Gas Fired Combustion Turbine | GT |  | S | 125 | 0.9 | 104 | 125 | 67 | N |  |  | N | Electric Utility | 1 | X | NG
Conventional Hydroelectric.WAT | hydro | TRUE | 14624 | PUD No 2 of Grant County | 917 | Quincy Chute | WA | Grant | 1 | Conventional Hydroelectric | HY |  | J | 9.4 | 0.95 | 9.4 | 9.4 | 4 | N |  |  | N | Electric Utility | 1 | X | WAT
Conventional Hydroelectric.WAT | hydro | TRUE | 5932 | City of Ephraim - (UT) | 925 | Hydro Plant No 3 | UT | Sanpete | 2 | Conventional Hydroelectric | HY |  | S | 0.7 | 0.85 | 0.6 | 0.2 | 0.1 | N |  |  | N | Electric Utility | 1 | X | WAT
Conventional Hydroelectric.WAT | hydro | TRUE | 5932 | City of Ephraim - (UT) | 925 | Hydro Plant No 3 | UT | Sanpete | 3 | Conventional Hydroelectric | HY |  | S | 2.1 | 0.85 | 2 | 1.9 | 0.1 | N |  |  | N | Electric Utility | 1 | X | WAT
Petroleum Liquids.DFO | petroleum | TRUE | 2188 | City of Breese - (IL) | 934 | Breese | IL | Clinton | 2 | Petroleum Liquids | IC |  | S | 3 | 0.8 | 3 | 3 | 1 | N |  |  | N | Electric Utility | 1 | X | DFO | NG
Petroleum Liquids.DFO | petroleum | TRUE | 2188 | City of Breese - (IL) | 934 | Breese | IL | Clinton | 5 | Petroleum Liquids | IC |  | S | 2.5 | 0.8 | 2.5 | 2.5 | 1 | N |  |  | N | Electric Utility | 1 | X | DFO
Petroleum Liquids.DFO | petroleum | TRUE | 2188 | City of Breese - (IL) | 934 | Breese | IL | Clinton | 6 | Petroleum Liquids | IC |  | S | 2.5 | 0.8 | 2.5 | 2.5 | 1 | N |  |  | N | Electric Utility | 1 | X | DFO
Petroleum Liquids.DFO | petroleum | TRUE | 2188 | City of Breese - (IL) | 934 | Breese | IL | Clinton | 7 | Petroleum Liquids | IC |  | S | 2.5 | 0.8 | 2.5 | 2.5 | 1 | N |  |  | N | Electric Utility | 1 | X | DFO
Petroleum Liquids.DFO | petroleum | TRUE | 2188 | City of Breese - (IL) | 934 | Breese | IL | Clinton | 8 | Petroleum Liquids | IC |  | S | 2.5 | 0.8 | 2.5 | 2.5 | 1 | N |  |  | N | Electric Utility | 1 | X | DFO
Petroleum Liquids.DFO | petroleum | TRUE | 2188 | City of Breese - (IL) | 934 | Breese | IL | Clinton | IC1 | Petroleum Liquids | IC |  | S | 0.9 | 0.8 | 1 | 1 | 0.9 | N |  |  | N | Electric Utility | 1 | X | DFO
Petroleum Liquids.DFO | petroleum | TRUE | 2188 | City of Breese - (IL) | 934 | Breese | IL | Clinton | IC3 | Petroleum Liquids | IC |  | S | 3 | 0.8 | 3 | 3 | 1 | N |  |  | N | Electric Utility | 1 | X | DFO | NG
Petroleum Liquids.DFO | petroleum | TRUE | 2634 | City of Bushnell - (IL) | 935 | Bushnell | IL | McDonough | 1 | Petroleum Liquids | IC |  | S | 0.2 | 0.8 | 0.2 | 0.2 | 0.1 | N |  |  | N | Electric Utility | 1 | X | DFO
Petroleum Liquids.DFO | petroleum | TRUE | 2634 | City of Bushnell - (IL) | 935 | Bushnell | IL | McDonough | 2 | Petroleum Liquids | IC |  | S | 0.2 | 0.8 | 0.2 | 0.2 | 0.1 | N |  |  | N | Electric Utility | 1 | X | DFO
Petroleum Liquids.DFO | petroleum | TRUE | 2634 | City of Bushnell - (IL) | 935 | Bushnell | IL | McDonough | 3 | Petroleum Liquids | IC |  | S | 2.2 | 0.8 | 2.2 | 2.2 | 0.5 | N |  |  | N | Electric Utility | 1 | X | DFO
Petroleum Liquids.DFO | petroleum | TRUE | 2634 | City of Bushnell - (IL) | 935 | Bushnell | IL | McDonough | 4 | Petroleum Liquids | IC |  | S | 2.2 | 0.8 | 2.2 | 2.2 | 0.5 | N |  |  | N | Electric Utility | 1 | X | DFO
Petroleum Liquids.DFO | petroleum | TRUE | 2634 | City of Bushnell - (IL) | 935 | Bushnell | IL | McDonough | 5 | Petroleum Liquids | IC |  | S | 1 | 0.8 | 1 | 1 | 0.5 | N |  |  | N | Electric Utility | 1 | X | DFO
Petroleum Liquids.DFO | petroleum | TRUE | 2634 | City of Bushnell - (IL) | 935 | Bushnell | IL | McDonough | 6 | Petroleum Liquids | IC |  | S | 2.5 | 0.8 | 2.5 | 2.5 | 1.5 | N |  |  | N | Electric Utility | 1 | X | DFO
Petroleum Liquids.DFO | petroleum | TRUE | 2634 | City of Bushnell - (IL) | 935 | Bushnell | IL | McDonough | 7 | Petroleum Liquids | IC |  | S | 2.5 | 0.8 | 2.5 | 2.5 | 1.5 | N |  |  | N | Electric Utility | 1 | X | DFO
Petroleum Liquids.DFO | petroleum | TRUE | 3037 | City of Carlyle - (IL) | 936 | Carlyle | IL | Clinton | 10 | Petroleum Liquids | IC |  | S | 2.5 | 0.8 | 2.5 | 2.5 | 1.2 | N |  |  | N | Electric Utility | 1 | X | DFO
Petroleum Liquids.DFO | petroleum | TRUE | 3037 | City of Carlyle - (IL) | 936 | Carlyle | IL | Clinton | 11 | Petroleum Liquids | IC |  | S | 2.8 | 0.8 | 2.8 | 2.8 | 1.2 | N |  |  | N | Electric Utility | 1 | X | DFO
Petroleum Liquids.DFO | petroleum | TRUE | 3037 | City of Carlyle - (IL) | 936 | Carlyle | IL | Clinton | 7 | Petroleum Liquids | IC |  | S | 2 | 0.8 | 2 | 2 | 1 | N |  |  | N | Electric Utility | 1 | X | DFO | NG
Petroleum Liquids.DFO | petroleum | TRUE | 3037 | City of Carlyle - (IL) | 936 | Carlyle | IL | Clinton | 8 | Petroleum Liquids | IC |  | S | 2.5 | 0.8 | 2.5 | 2.5 | 1.2 | N |  |  | N | Electric Utility | 1 | X | DFO
Petroleum Liquids.DFO | petroleum | TRUE | 3037 | City of Carlyle - (IL) | 936 | Carlyle | IL | Clinton | 9 | Petroleum Liquids | IC |  | S | 2.5 | 0.8 | 2.5 | 2.5 | 1.2 | N |  |  | N | Electric Utility | 1 | X | DFO
Petroleum Liquids.DFO | petroleum | TRUE | 3040 | City of Carmi - (IL) | 937 | Carmi | IL | White | 10 | Petroleum Liquids | IC |  | S | 1.7 | 0.8 | 1.7 | 1.7 | 0.8 | N |  |  | N | Electric Utility | 1 | X | DFO | NG
Petroleum Liquids.DFO | petroleum | TRUE | 3040 | City of Carmi - (IL) | 937 | Carmi | IL | White | 12 | Petroleum Liquids | IC |  | S | 2 | 0.8 | 1.9 | 1.9 | 0.9 | N |  |  | N | Electric Utility | 1 | X | DFO | NG
Petroleum Liquids.DFO | petroleum | TRUE | 3040 | City of Carmi - (IL) | 937 | Carmi | IL | White | 13 | Petroleum Liquids | IC |  | S | 4.4 | 0.8 | 4.3 | 4.3 | 2 | N |  |  | N | Electric Utility | 1 | X | DFO | NG
Petroleum Liquids.DFO | petroleum | TRUE | 3040 | City of Carmi - (IL) | 937 | Carmi | IL | White | 14 | Petroleum Liquids | IC |  | S | 1.1 | 0.8 | 1.1 | 1.1 | 0.4 | N |  |  | N | Electric Utility | 1 | X | DFO
Petroleum Liquids.DFO | petroleum | TRUE | 3040 | City of Carmi - (IL) | 937 | Carmi | IL | White | 7 | Petroleum Liquids | IC |  | S | 1.1 | 0.8 | 1.1 | 1.1 | 0.5 | N |  |  | N | Electric Utility | 1 | X | DFO
Petroleum Liquids.DFO | petroleum | TRUE | 3040 | City of Carmi - (IL) | 937 | Carmi | IL | White | 8 | Petroleum Liquids | IC |  | S | 1.4 | 0.8 | 1.2 | 1.2 | 0.5 | N |  |  | N | Electric Utility | 1 | X | DFO | NG
Petroleum Liquids.DFO | petroleum | TRUE | 3040 | City of Carmi - (IL) | 937 | Carmi | IL | White | 9 | Petroleum Liquids | IC |  | S | 1.7 | 0.8 | 1.7 | 1.7 | 0.5 | N |  |  | N | Electric Utility | 1 | X | DFO | NG
Natural Gas Internal Combustion Engine.NG | natural gas peaker | TRUE | 6192 | City of Farmer City - (IL) | 941 | Farmer City | IL | DeWitt | 1 | Natural Gas Internal Combustion Engine | IC |  | S | 1.5 | 0.8 | 1.3 | 1.3 | 0.5 | N |  |  | N | Electric Utility | 1 | X | NG | DFO
Petroleum Liquids.DFO | petroleum | TRUE | 6192 | City of Farmer City - (IL) | 941 | Farmer City | IL | DeWitt | 2 | Petroleum Liquids | IC |  | S | 1.1 | 0.8 | 0.9 | 0.9 | 0.5 | N |  |  | N | Electric Utility | 1 | X | DFO
Petroleum Liquids.DFO | petroleum | TRUE | 6192 | City of Farmer City - (IL) | 941 | Farmer City | IL | DeWitt | 4 | Petroleum Liquids | IC |  | S | 0.8 | 0.8 | 0.7 | 0.7 | 0.5 | N |  |  | N | Electric Utility | 1 | X | DFO
Natural Gas Internal Combustion Engine.NG | natural gas peaker | TRUE | 6192 | City of Farmer City - (IL) | 941 | Farmer City | IL | DeWitt | 5 | Natural Gas Internal Combustion Engine | IC |  | S | 3.5 | 0.8 | 2.8 | 2.8 | 0.5 | N |  |  | N | Electric Utility | 1 | X | NG | DFO
Petroleum Liquids.DFO | petroleum | TRUE | 6192 | City of Farmer City - (IL) | 941 | Farmer City | IL | DeWitt | 6 | Petroleum Liquids | IC |  | S | 2.2 | 0.8 | 2 | 2 | 0.5 | N |  |  | N | Electric Utility | 1 | X | DFO
Petroleum Liquids.DFO | petroleum | TRUE | 6192 | City of Farmer City - (IL) | 941 | Farmer City | IL | DeWitt | 7 | Petroleum Liquids | IC |  | S | 2.2 | 0.8 | 2 | 2 | 0.5 | N |  |  | N | Electric Utility | 1 | X | DFO
Petroleum Liquids.DFO | petroleum | TRUE | 6764 | Village of Freeburg - (IL) | 943 | Freeburg | IL | St Clair | 1 | Petroleum Liquids | IC |  | S | 0.4 | 0.8 | 0.4 | 0.4 | 0.2 | N |  |  | N | Electric Utility | 1 | X | DFO
Petroleum Liquids.DFO | petroleum | TRUE | 6764 | Village of Freeburg - (IL) | 943 | Freeburg | IL | St Clair | 10 | Petroleum Liquids | IC |  | S | 1.8 | 0.8 | 1.8 | 1.8 | 0.5 | N |  |  | N | Electric Utility | 1 | X | DFO
Petroleum Liquids.DFO | petroleum | TRUE | 6764 | Village of Freeburg - (IL) | 943 | Freeburg | IL | St Clair | 11 | Petroleum Liquids | IC |  | S | 1.8 | 0.8 | 1.8 | 1.8 | 0.5 | N |  |  | N | Electric Utility | 1 | X | DFO
Petroleum Liquids.DFO | petroleum | TRUE | 6764 | Village of Freeburg - (IL) | 943 | Freeburg | IL | St Clair | 12 | Petroleum Liquids | IC |  | S | 1.8 | 0.8 | 1.8 | 1.8 | 0.5 | N |  |  | N | Electric Utility | 1 | X | DFO
Petroleum Liquids.DFO | petroleum | TRUE | 6764 | Village of Freeburg - (IL) | 943 | Freeburg | IL | St Clair | 2 | Petroleum Liquids | IC |  | S | 0.4 | 0.8 | 0.4 | 0.4 | 0.2 | N |  |  | N | Electric Utility | 1 | X | DFO | NG
Petroleum Liquids.DFO | petroleum | TRUE | 6764 | Village of Freeburg - (IL) | 943 | Freeburg | IL | St Clair | 3 | Petroleum Liquids | IC |  | S | 0.6 | 0.8 | 0.6 | 0.6 | 0.3 | N |  |  | N | Electric Utility | 1 | X | DFO
Petroleum Liquids.DFO | petroleum | TRUE | 6764 | Village of Freeburg - (IL) | 943 | Freeburg | IL | St Clair | 4 | Petroleum Liquids | IC |  | S | 1 | 0.8 | 1 | 1 | 0.5 | N |  |  | N | Electric Utility | 1 | X | DFO
Petroleum Liquids.DFO | petroleum | TRUE | 6764 | Village of Freeburg - (IL) | 943 | Freeburg | IL | St Clair | 6 | Petroleum Liquids | IC |  | S | 1.8 | 0.8 | 1.8 | 1.8 | 0.5 | N |  |  | N | Electric Utility | 1 | X | DFO
Petroleum Liquids.DFO | petroleum | TRUE | 6764 | Village of Freeburg - (IL) | 943 | Freeburg | IL | St Clair | 7 | Petroleum Liquids | IC |  | S | 2.6 | 0.8 | 2.6 | 2.6 | 1 | N |  |  | N | Electric Utility | 1 | X | DFO
Petroleum Liquids.DFO | petroleum | TRUE | 6764 | Village of Freeburg - (IL) | 943 | Freeburg | IL | St Clair | 8 | Petroleum Liquids | IC |  | S | 1.7 | 0.8 | 1.8 | 1.8 | 0.5 | N |  |  | N | Electric Utility | 1 | X | DFO
Petroleum Liquids.DFO | petroleum | TRUE | 6764 | Village of Freeburg - (IL) | 943 | Freeburg | IL | St Clair | 9 | Petroleum Liquids | IC |  | S | 1.8 | 0.8 | 1.8 | 1.8 | 0.5 | N |  |  | N | Electric Utility | 1 | X | DFO
Natural Gas Internal Combustion Engine.NG | natural gas peaker | TRUE | 7095 | City of Geneseo - (IL) | 944 | Geneseo | IL | Henry | 1 | Natural Gas Internal Combustion Engine | IC |  | S | 5.6 | 0.8 | 4.4 | 4.4 | 1.8 | N |  |  | N | Electric Utility | 1 | X | NG | DFO
Onshore Wind Turbine.WND | onshore wind | TRUE | 7095 | City of Geneseo - (IL) | 944 | Geneseo | IL | Henry | 10 | Onshore Wind Turbine | WT |  | S | 1.5 |  | 1.5 | 1.5 | 0 | N |  |  | N | Electric Utility | 1 | X | WND
Onshore Wind Turbine.WND | onshore wind | TRUE | 7095 | City of Geneseo - (IL) | 944 | Geneseo | IL | Henry | 11 | Onshore Wind Turbine | WT |  | S | 1.5 |  | 1.5 | 1.5 | 0 | N |  |  | N | Electric Utility | 1 | X | WND
Solar Photovoltaic.SUN | solar PV | TRUE | 7095 | City of Geneseo - (IL) | 944 | Geneseo | IL | Henry | 12 | Solar Photovoltaic | PV |  | S | 1.2 |  | 0.9 | 0.9 |  | N |  |  | N | Electric Utility | 1 | X | SUN
Natural Gas Internal Combustion Engine.NG | natural gas peaker | TRUE | 7095 | City of Geneseo - (IL) | 944 | Geneseo | IL | Henry | 2 | Natural Gas Internal Combustion Engine | IC |  | S | 3.5 | 0.8 | 2.8 | 2.8 | 1.5 | N |  |  | N | Electric Utility | 1 | X | NG | DFO
Natural Gas Internal Combustion Engine.NG | natural gas peaker | TRUE | 7095 | City of Geneseo - (IL) | 944 | Geneseo | IL | Henry | 3 | Natural Gas Internal Combustion Engine | IC |  | S | 3.5 | 0.8 | 2.8 | 2.8 | 1.5 | N |  |  | N | Electric Utility | 1 | X | NG | DFO
Natural Gas Internal Combustion Engine.NG | natural gas peaker | TRUE | 7095 | City of Geneseo - (IL) | 944 | Geneseo | IL | Henry | 4 | Natural Gas Internal Combustion Engine | IC |  | S | 1.6 | 0.8 | 1.3 | 1.3 | 1 | N |  |  | N | Electric Utility | 1 | X | NG | DFO
Natural Gas Internal Combustion Engine.NG | natural gas peaker | TRUE | 7095 | City of Geneseo - (IL) | 944 | Geneseo | IL | Henry | 5A | Natural Gas Internal Combustion Engine | IC |  | S | 4.4 | 0.8 | 3.4 | 3.4 | 1.5 | N |  |  | N | Electric Utility | 1 | X | NG | DFO
Natural Gas Internal Combustion Engine.NG | natural gas peaker | TRUE | 7095 | City of Geneseo - (IL) | 944 | Geneseo | IL | Henry | 6A | Natural Gas Internal Combustion Engine | IC |  | S | 3 | 0.8 | 2.4 | 2.4 | 1.5 | N |  |  | N | Electric Utility | 1 | X | NG | DFO
Natural Gas Internal Combustion Engine.NG | natural gas peaker | TRUE | 7095 | City of Geneseo - (IL) | 944 | Geneseo | IL | Henry | 7 | Natural Gas Internal Combustion Engine | IC |  | S | 3 | 0.8 | 2.4 | 2.4 | 1 | N |  |  | N | Electric Utility | 1 | X | NG | DFO
Petroleum Liquids.DFO | petroleum | TRUE | 7095 | City of Geneseo - (IL) | 944 | Geneseo | IL | Henry | 9 | Petroleum Liquids | IC |  | S | 4.8 | 0.8 | 3.8 | 3.8 | 1 | N |  |  | N | Electric Utility | 1 | X | DFO
Petroleum Liquids.DFO | petroleum | TRUE | 8573 | City of Highland | 946 | Highland | IL | Madison | IC1 | Petroleum Liquids | IC |  | S | 1.6 | 0.8 | 1.6 | 1.6 | 0.8 | N |  |  | N | Electric Utility | 1 | X | DFO
Petroleum Liquids.DFO | petroleum | TRUE | 8573 | City of Highland | 946 | Highland | IL | Madison | IC2 | Petroleum Liquids | IC |  | S | 1.6 | 0.8 | 1.6 | 1.6 | 0.8 | N |  |  | N | Electric Utility | 1 | X | DFO
Petroleum Liquids.DFO | petroleum | TRUE | 8573 | City of Highland | 946 | Highland | IL | Madison | IC3 | Petroleum Liquids | IC |  | S | 1.6 | 0.8 | 1.6 | 1.6 | 0.8 | N |  |  | N | Electric Utility | 1 | X | DFO
Petroleum Liquids.DFO | petroleum | TRUE | 8573 | City of Highland | 946 | Highland | IL | Madison | IC5 | Petroleum Liquids | IC |  | S | 2 | 0.8 | 2 | 2 | 1 | N |  |  | N | Electric Utility | 1 | X | DFO | NG
Petroleum Liquids.DFO | petroleum | TRUE | 8573 | City of Highland | 946 | Highland | IL | Madison | IC6 | Petroleum Liquids | IC |  | S | 2 | 0.8 | 2 | 2 | 1 | N |  |  | N | Electric Utility | 1 | X | DFO | NG
Petroleum Liquids.DFO | petroleum | TRUE | 8573 | City of Highland | 946 | Highland | IL | Madison | IC7 | Petroleum Liquids | IC |  | S | 4.4 | 0.8 | 4 | 4 | 2.2 | N |  |  | N | Electric Utility | 1 | X | DFO | NG
Petroleum Liquids.DFO | petroleum | TRUE | 8573 | City of Highland | 946 | Highland | IL | Madison | IC8 | Petroleum Liquids | IC |  | S | 4.4 | 0.8 | 4 | 4 | 2.2 | N |  |  | N | Electric Utility | 1 | X | DFO | NG
Petroleum Liquids.DFO | petroleum | TRUE | 12167 | City of McLeansboro - (IL) | 948 | McLeansboro | IL | Hamilton | 2 | Petroleum Liquids | IC |  | S | 0.6 | 0.8 | 0.4 | 0.4 | 0.1 | N |  |  | N | Electric Utility | 1 | X | DFO
Petroleum Liquids.DFO | petroleum | TRUE | 12167 | City of McLeansboro - (IL) | 948 | McLeansboro | IL | Hamilton | 5 | Petroleum Liquids | IC |  | S | 2 | 0.8 | 1.8 | 1.8 | 0.5 | N |  |  | N | Electric Utility | 1 | X | DFO
Petroleum Liquids.DFO | petroleum | TRUE | 12167 | City of McLeansboro - (IL) | 948 | McLeansboro | IL | Hamilton | 6 | Petroleum Liquids | IC |  | S | 2.4 | 0.8 | 2.2 | 2.2 | 0.5 | N |  |  | N | Electric Utility | 1 | X | DFO
Petroleum Liquids.DFO | petroleum | TRUE | 12167 | City of McLeansboro - (IL) | 948 | McLeansboro | IL | Hamilton | 7 | Petroleum Liquids | IC |  | S | 1.1 | 0.8 | 1 | 1 | 0.5 | N |  |  | N | Electric Utility | 1 | X | DFO
Petroleum Liquids.DFO | petroleum | TRUE | 12167 | City of McLeansboro - (IL) | 948 | McLeansboro | IL | Hamilton | 8 | Petroleum Liquids | IC |  | S | 1.1 | 0.8 | 1 | 1 | 0.5 | N |  |  | N | Electric Utility | 1 | X | DFO
Petroleum Liquids.DFO | petroleum | TRUE | 12167 | City of McLeansboro - (IL) | 948 | McLeansboro | IL | Hamilton | 9 | Petroleum Liquids | IC |  | S | 2 | 0.8 | 2 | 2 | 0.5 | N |  |  | N | Electric Utility | 1 | X | DFO
Petroleum Liquids.DFO | petroleum | TRUE | 11736 | City of Marshall - (IL) | 949 | Marshall (IL) | IL | Clark | 10 | Petroleum Liquids | IC |  | S | 1.8 | 0.8 | 1.8 | 1.8 | 0.5 | N |  |  | N | Electric Utility | 1 | X | DFO
Petroleum Liquids.DFO | petroleum | TRUE | 11736 | City of Marshall - (IL) | 949 | Marshall (IL) | IL | Clark | 11 | Petroleum Liquids | IC |  | S | 1.8 | 0.8 | 1.8 | 1.8 | 0.5 | N |  |  | N | Electric Utility | 1 | X | DFO
Petroleum Liquids.DFO | petroleum | TRUE | 11736 | City of Marshall - (IL) | 949 | Marshall (IL) | IL | Clark | 12 | Petroleum Liquids | IC |  | S | 1.8 | 0.8 | 1.8 | 1.8 | 0.5 | N |  |  | N | Electric Utility | 1 | X | DFO
Petroleum Liquids.DFO | petroleum | TRUE | 11736 | City of Marshall - (IL) | 949 | Marshall (IL) | IL | Clark | 13 | Petroleum Liquids | IC |  | S | 1.8 | 0.8 | 1.8 | 1.8 | 0.5 | N |  |  | N | Electric Utility | 1 | X | DFO
Petroleum Liquids.DFO | petroleum | TRUE | 11736 | City of Marshall - (IL) | 949 | Marshall (IL) | IL | Clark | 5 | Petroleum Liquids | IC |  | S | 2.5 | 0.8 | 2.5 | 2.5 | 1 | N |  |  | N | Electric Utility | 1 | X | DFO
Petroleum Liquids.DFO | petroleum | TRUE | 11736 | City of Marshall - (IL) | 949 | Marshall (IL) | IL | Clark | 6 | Petroleum Liquids | IC |  | S | 1.8 | 0.8 | 1.8 | 1.8 | 0.5 | N |  |  | N | Electric Utility | 1 | X | DFO
Petroleum Liquids.DFO | petroleum | TRUE | 11736 | City of Marshall - (IL) | 949 | Marshall (IL) | IL | Clark | 7 | Petroleum Liquids | IC |  | S | 1.8 | 0.8 | 1.8 | 1.8 | 0.5 | N |  |  | N | Electric Utility | 1 | X | DFO
Petroleum Liquids.DFO | petroleum | TRUE | 11736 | City of Marshall - (IL) | 949 | Marshall (IL) | IL | Clark | 8 | Petroleum Liquids | IC |  | S | 1.8 | 0.8 | 1.8 | 1.8 | 0.5 | N |  |  | N | Electric Utility | 1 | X | DFO
Petroleum Liquids.DFO | petroleum | TRUE | 11736 | City of Marshall - (IL) | 949 | Marshall (IL) | IL | Clark | 9 | Petroleum Liquids | IC |  | S | 1.8 | 0.8 | 1.8 | 1.8 | 0.5 | N |  |  | N | Electric Utility | 1 | X | DFO
Petroleum Liquids.DFO | petroleum | TRUE | 14840 | City of Peru - (IL) | 955 | Peru (IL) | IL | LaSalle | 11 | Petroleum Liquids | IC |  | S | 2.7 | 0.8 | 2.7 | 2.7 | 0.2 | N |  |  | N | Electric Utility | 1 | X | DFO
Petroleum Liquids.DFO | petroleum | TRUE | 14840 | City of Peru - (IL) | 955 | Peru (IL) | IL | LaSalle | 12 | Petroleum Liquids | IC |  | S | 2.7 | 0.8 | 2.7 | 2.7 | 0.2 | N |  |  | N | Electric Utility | 1 | X | DFO
Petroleum Liquids.DFO | petroleum | TRUE | 14840 | City of Peru - (IL) | 955 | Peru (IL) | IL | LaSalle | 13 | Petroleum Liquids | IC |  | S | 2.7 | 0.8 | 2.7 | 2.7 | 0.2 | N |  |  | N | Electric Utility | 1 | X | DFO
Petroleum Liquids.DFO | petroleum | TRUE | 14840 | City of Peru - (IL) | 955 | Peru (IL) | IL | LaSalle | 14 | Petroleum Liquids | IC |  | S | 2.7 | 0.8 | 2.7 | 2.7 | 0.2 | N |  |  | N | Electric Utility | 1 | X | DFO
Petroleum Liquids.DFO | petroleum | TRUE | 14840 | City of Peru - (IL) | 955 | Peru (IL) | IL | LaSalle | 15 | Petroleum Liquids | IC |  | S | 2.7 | 0.8 | 2.7 | 2.7 | 0.2 | N |  |  | N | Electric Utility | 1 | X | DFO
Petroleum Liquids.DFO | petroleum | TRUE | 14840 | City of Peru - (IL) | 955 | Peru (IL) | IL | LaSalle | 16 | Petroleum Liquids | IC |  | S | 2.7 | 0.8 | 2.7 | 2.7 | 0.2 | N |  |  | N | Electric Utility | 1 | X | DFO
Petroleum Liquids.DFO | petroleum | TRUE | 14840 | City of Peru - (IL) | 955 | Peru (IL) | IL | LaSalle | 17 | Petroleum Liquids | IC |  | S | 2.7 | 0.8 | 2.7 | 2.7 | 0.2 | N |  |  | N | Electric Utility | 1 | X | DFO
Petroleum Liquids.JF | petroleum | TRUE | 14840 | City of Peru - (IL) | 955 | Peru (IL) | IL | LaSalle | GT1 | Petroleum Liquids | GT |  | S | 10 | 0.8 | 8.6 | 8.6 | 1 | N |  |  | N | Electric Utility | 1 | X | JF
Conventional Hydroelectric.WAT | hydro | TRUE | 14840 | City of Peru - (IL) | 955 | Peru (IL) | IL | LaSalle | HC1 | Conventional Hydroelectric | HY |  | S | 1.9 | 0.9 | 1.7 | 1.7 | 0.2 | N |  |  | N | Electric Utility | 1 | X | WAT
Conventional Hydroelectric.WAT | hydro | TRUE | 14840 | City of Peru - (IL) | 955 | Peru (IL) | IL | LaSalle | HC2 | Conventional Hydroelectric | HY |  | S | 1.9 | 0.9 | 1.7 | 1.7 | 0.2 | N |  |  | N | Electric Utility | 1 | X | WAT
Conventional Hydroelectric.WAT | hydro | TRUE | 14840 | City of Peru - (IL) | 955 | Peru (IL) | IL | LaSalle | HC3 | Conventional Hydroelectric | HY |  | S | 1.9 | 0.9 | 1.7 | 1.7 | 0.2 | N |  |  | N | Electric Utility | 1 | X | WAT
Conventional Hydroelectric.WAT | hydro | TRUE | 14840 | City of Peru - (IL) | 955 | Peru (IL) | IL | LaSalle | HC4 | Conventional Hydroelectric | HY |  | S | 1.9 | 0.9 | 1.7 | 1.7 | 0.2 | N |  |  | N | Electric Utility | 1 | X | WAT
Natural Gas Internal Combustion Engine.NG | natural gas peaker | TRUE | 15388 | City of Princeton - (IL) | 957 | Princeton (IL) | IL | Bureau | 1 | Natural Gas Internal Combustion Engine | IC |  | S | 2.3 | 0.8 | 2.3 | 2.3 | 0.5 | N |  |  | N | Electric Utility | 1 | X | NG | DFO
Natural Gas Internal Combustion Engine.NG | natural gas peaker | TRUE | 15388 | City of Princeton - (IL) | 957 | Princeton (IL) | IL | Bureau | 2 | Natural Gas Internal Combustion Engine | IC |  | S | 3 | 0.8 | 3 | 3 | 1 | N |  |  | N | Electric Utility | 1 | X | NG | DFO
Natural Gas Internal Combustion Engine.NG | natural gas peaker | TRUE | 15388 | City of Princeton - (IL) | 957 | Princeton (IL) | IL | Bureau | 3 | Natural Gas Internal Combustion Engine | IC |  | S | 3.4 | 0.8 | 3.4 | 3.4 | 1 | N |  |  | N | Electric Utility | 1 | X | NG | DFO
Natural Gas Internal Combustion Engine.NG | natural gas peaker | TRUE | 15388 | City of Princeton - (IL) | 957 | Princeton (IL) | IL | Bureau | 4 | Natural Gas Internal Combustion Engine | IC |  | S | 3.4 | 0.8 | 3.4 | 3.4 | 1 | N |  |  | N | Electric Utility | 1 | X | NG | DFO
Natural Gas Internal Combustion Engine.NG | natural gas peaker | TRUE | 15388 | City of Princeton - (IL) | 957 | Princeton (IL) | IL | Bureau | 5 | Natural Gas Internal Combustion Engine | IC |  | S | 4.4 | 0.8 | 4.4 | 4.4 | 1 | N |  |  | N | Electric Utility | 1 | X | NG | DFO
Natural Gas Internal Combustion Engine.NG | natural gas peaker | TRUE | 15388 | City of Princeton - (IL) | 957 | Princeton (IL) | IL | Bureau | 6 | Natural Gas Internal Combustion Engine | IC |  | S | 5.6 | 0.8 | 5.5 | 5.5 | 1 | N |  |  | N | Electric Utility | 1 | X | NG | DFO
Natural Gas Internal Combustion Engine.NG | natural gas peaker | TRUE | 15388 | City of Princeton - (IL) | 957 | Princeton (IL) | IL | Bureau | 7 | Natural Gas Internal Combustion Engine | IC |  | S | 7 | 0.8 | 7 | 7 | 1 | N |  |  | N | Electric Utility | 1 | X | NG | DFO
Natural Gas Internal Combustion Engine.NG | natural gas peaker | TRUE | 15388 | City of Princeton - (IL) | 957 | Princeton (IL) | IL | Bureau | 8 | Natural Gas Internal Combustion Engine | IC |  | S | 8.8 | 0.8 | 8.7 | 8.7 | 1 | N |  |  | N | Electric Utility | 1 | X | NG | DFO
Petroleum Liquids.DFO | petroleum | TRUE | 15686 | Village of Rantoul - (IL) | 958 | Rantoul | IL | Champaign | 10 | Petroleum Liquids | IC |  | S | 1.8 | 0.9 | 1.8 | 1.8 | 0.6 | N |  |  | N | Electric Utility | 1 | X | DFO
Petroleum Liquids.DFO | petroleum | TRUE | 15686 | Village of Rantoul - (IL) | 958 | Rantoul | IL | Champaign | 11 | Petroleum Liquids | IC |  | S | 1.8 | 0.9 | 1.8 | 1.8 | 0.6 | N |  |  | N | Electric Utility | 1 | X | DFO
Petroleum Liquids.DFO | petroleum | TRUE | 15686 | Village of Rantoul - (IL) | 958 | Rantoul | IL | Champaign | 12 | Petroleum Liquids | IC |  | S | 1.8 | 0.9 | 1.8 | 1.8 | 0.6 | N |  |  | N | Electric Utility | 1 | X | DFO
Petroleum Liquids.DFO | petroleum | TRUE | 15686 | Village of Rantoul - (IL) | 958 | Rantoul | IL | Champaign | 13 | Petroleum Liquids | IC |  | S | 1.8 | 0.9 | 1.8 | 1.8 | 0.6 | N |  |  | N | Electric Utility | 1 | X | DFO
Petroleum Liquids.DFO | petroleum | TRUE | 15686 | Village of Rantoul - (IL) | 958 | Rantoul | IL | Champaign | 14 | Petroleum Liquids | IC |  | S | 1.8 | 0.9 | 1.8 | 1.8 | 0.6 | N |  |  | N | Electric Utility | 1 | X | DFO
Petroleum Liquids.DFO | petroleum | TRUE | 15686 | Village of Rantoul - (IL) | 958 | Rantoul | IL | Champaign | 15 | Petroleum Liquids | IC |  | S | 1.8 | 0.9 | 1.8 | 1.8 | 0.6 | N |  |  | N | Electric Utility | 1 | X | DFO
Petroleum Liquids.DFO | petroleum | TRUE | 15686 | Village of Rantoul - (IL) | 958 | Rantoul | IL | Champaign | 16 | Petroleum Liquids | IC |  | S | 1.8 | 0.9 | 1.8 | 1.8 | 0.6 | N |  |  | N | Electric Utility | 1 | X | DFO
Petroleum Liquids.DFO | petroleum | TRUE | 15686 | Village of Rantoul - (IL) | 958 | Rantoul | IL | Champaign | 9 | Petroleum Liquids | IC |  | S | 1.8 | 0.9 | 1.8 | 1.8 | 0.6 | N |  |  | N | Electric Utility | 1 | X | DFO
Petroleum Liquids.DFO | petroleum | TRUE | 15772 | City of Red Bud - (IL) | 959 | Red Bud | IL | Randolph | 1 | Petroleum Liquids | IC |  | S | 2.4 | 0.8 | 2.2 | 2.2 | 1 | N |  |  | N | Electric Utility | 1 | X | DFO
Petroleum Liquids.DFO | petroleum | TRUE | 15772 | City of Red Bud - (IL) | 959 | Red Bud | IL | Randolph | 2 | Petroleum Liquids | IC |  | S | 1.1 | 0.8 | 0.9 | 1 | 0.5 | N |  |  | N | Electric Utility | 1 | X | DFO
Petroleum Liquids.DFO | petroleum | TRUE | 15772 | City of Red Bud - (IL) | 959 | Red Bud | IL | Randolph | 3 | Petroleum Liquids | IC |  | S | 2.4 | 0.8 | 2.2 | 2.2 | 1 | N |  |  | N | Electric Utility | 1 | X | DFO
Petroleum Liquids.DFO | petroleum | TRUE | 15772 | City of Red Bud - (IL) | 959 | Red Bud | IL | Randolph | 4 | Petroleum Liquids | IC |  | S | 3.5 | 0.8 | 3 | 3 | 1.5 | N |  |  | N | Electric Utility | 1 | X | DFO
Petroleum Liquids.DFO | petroleum | TRUE | 15772 | City of Red Bud - (IL) | 959 | Red Bud | IL | Randolph | 7 | Petroleum Liquids | IC |  | S | 2.8 | 0.8 | 3 | 3 | 1 | N |  |  | N | Electric Utility | 1 | X | DFO
Petroleum Liquids.DFO | petroleum | TRUE | 15772 | City of Red Bud - (IL) | 959 | Red Bud | IL | Randolph | 8 | Petroleum Liquids | IC |  | S | 2.8 | 0.8 | 3 | 3 | 1 | N |  |  | N | Electric Utility | 1 | X | DFO
Petroleum Liquids.DFO | petroleum | TRUE | 16179 | Rochelle Municipal Utilities | 960 | North Ninth Street | IL | Ogle | 1 | Petroleum Liquids | IC |  | S | 0.3 | 0.8 | 0.6 | 0.6 | 0.5 | N |  |  | N | Electric Utility | 1 | X | DFO
Natural Gas Internal Combustion Engine.NG | natural gas peaker | TRUE | 16179 | Rochelle Municipal Utilities | 960 | North Ninth Street | IL | Ogle | 10 | Natural Gas Internal Combustion Engine | IC |  | S | 2.5 | 0.8 | 2 | 2 | 0.5 | N |  |  | N | Electric Utility | 1 | X | NG | DFO
Natural Gas Internal Combustion Engine.NG | natural gas peaker | TRUE | 16179 | Rochelle Municipal Utilities | 960 | North Ninth Street | IL | Ogle | 3 | Natural Gas Internal Combustion Engine | IC |  | S | 2.5 | 0.8 | 2 | 2 | 0.5 | N |  |  | N | Electric Utility | 1 | X | NG | DFO
Petroleum Liquids.DFO | petroleum | TRUE | 16179 | Rochelle Municipal Utilities | 960 | North Ninth Street | IL | Ogle | 4 | Petroleum Liquids | IC |  | S | 1 | 0.8 | 0.7 | 0.7 | 0.5 | N |  |  | N | Electric Utility | 1 | X | DFO
Natural Gas Internal Combustion Engine.NG | natural gas peaker | TRUE | 16179 | Rochelle Municipal Utilities | 960 | North Ninth Street | IL | Ogle | 6 | Natural Gas Internal Combustion Engine | IC |  | S | 2.5 | 0.8 | 2 | 2 | 0.5 | N |  |  | N | Electric Utility | 1 | X | NG | DFO
Natural Gas Internal Combustion Engine.NG | natural gas peaker | TRUE | 16179 | Rochelle Municipal Utilities | 960 | North Ninth Street | IL | Ogle | 7 | Natural Gas Internal Combustion Engine | IC |  | S | 3.8 | 0.8 | 3.5 | 3.5 | 0.5 | N |  |  | N | Electric Utility | 1 | X | NG | DFO
Petroleum Liquids.DFO | petroleum | TRUE | 16179 | Rochelle Municipal Utilities | 960 | North Ninth Street | IL | Ogle | 8 | Petroleum Liquids | IC |  | S | 1 | 0.8 | 0.5 | 0.5 | 0.5 | N |  |  | N | Electric Utility | 1 | X | DFO
Natural Gas Internal Combustion Engine.NG | natural gas peaker | TRUE | 16179 | Rochelle Municipal Utilities | 960 | North Ninth Street | IL | Ogle | 9 | Natural Gas Internal Combustion Engine | IC |  | S | 3.5 | 0.8 | 3 | 3 | 0.5 | N |  |  | N | Electric Utility | 1 | X | NG | DFO
Solar Photovoltaic.SUN | solar PV | TRUE | 16179 | Rochelle Municipal Utilities | 960 | North Ninth Street | IL | Ogle | SOL1 | Solar Photovoltaic | PV |  | S | 0.3 |  | 0.3 | 0.3 |  | N |  |  | N | Electric Utility | 1 | X | SUN
Natural Gas Internal Combustion Engine.NG | natural gas peaker | TRUE | 16179 | Rochelle Municipal Utilities | 961 | South Main Street | IL | Ogle | 1 | Natural Gas Internal Combustion Engine | IC |  | S | 2.5 | 0.8 | 1.6 | 1.6 | 0.5 | N |  |  | N | Electric Utility | 1 | X | NG | DFO
Petroleum Liquids.DFO | petroleum | TRUE | 16179 | Rochelle Municipal Utilities | 961 | South Main Street | IL | Ogle | 13 | Petroleum Liquids | IC |  | S | 1.8 | 0.8 | 1.8 | 1.8 | 0.5 | N |  |  | N | Electric Utility | 1 | X | DFO
Petroleum Liquids.DFO | petroleum | TRUE | 16179 | Rochelle Municipal Utilities | 961 | South Main Street | IL | Ogle | 14 | Petroleum Liquids | IC |  | S | 1.8 | 0.8 | 1.8 | 1.8 | 0.5 | N |  |  | N | Electric Utility | 1 | X | DFO
Petroleum Liquids.DFO | petroleum | TRUE | 16179 | Rochelle Municipal Utilities | 961 | South Main Street | IL | Ogle | 15 | Petroleum Liquids | IC |  | S | 1.8 | 0.8 | 1.8 | 1.8 | 0.5 | N |  |  | N | Electric Utility | 1 | X | DFO
Petroleum Liquids.DFO | petroleum | TRUE | 16179 | Rochelle Municipal Utilities | 961 | South Main Street | IL | Ogle | 16 | Petroleum Liquids | IC |  | S | 1.8 | 0.8 | 1.8 | 1.8 | 1.8 | N |  |  | N | Electric Utility | 1 | X | DFO
Petroleum Liquids.DFO | petroleum | TRUE | 16179 | Rochelle Municipal Utilities | 961 | South Main Street | IL | Ogle | 17 | Petroleum Liquids | IC |  | S | 1.8 | 0.8 | 1.8 | 1.8 | 1.8 | N |  |  | N | Electric Utility | 1 | X | DFO
Petroleum Liquids.DFO | petroleum | TRUE | 16179 | Rochelle Municipal Utilities | 961 | South Main Street | IL | Ogle | 18 | Petroleum Liquids | IC |  | S | 1.8 | 0.8 | 1.8 | 1.8 | 1.8 | N |  |  | N | Electric Utility | 1 | X | DFO
Natural Gas Internal Combustion Engine.NG | natural gas peaker | TRUE | 16179 | Rochelle Municipal Utilities | 961 | South Main Street | IL | Ogle | 2 | Natural Gas Internal Combustion Engine | IC |  | S | 2.5 | 0.8 | 2 | 2 | 0.5 | N |  |  | N | Electric Utility | 1 | X | NG | DFO
Conventional Steam Coal.BIT | hard coal | TRUE | 17828 | City of Springfield - (IL) | 963 | Dallman | IL | Sangamon | 3 | Conventional Steam Coal | ST |  | S | 207.3 | 0.9 | 159 | 159 | 110 | N | 12 | 2023 | N | Electric Utility | 1 | X | BIT
Conventional Steam Coal.BIT | hard coal | TRUE | 17828 | City of Springfield - (IL) | 963 | Dallman | IL | Sangamon | 4 | Conventional Steam Coal | ST |  | S | 230.1 | 0.85 | 208.7 | 208.7 | 95 | N |  |  | N | Electric Utility | 1 | X | BIT
Petroleum Liquids.DFO | petroleum | TRUE | 17828 | City of Springfield - (IL) | 964 | Lakeside | IL | Sangamon | D1 | Petroleum Liquids | IC |  | S | 1.8 | 0.8 | 1.7 | 1.7 | 1.7 | N |  |  | N | Electric Utility | 1 | X | DFO
Petroleum Liquids.DFO | petroleum | TRUE | 17828 | City of Springfield - (IL) | 964 | Lakeside | IL | Sangamon | D2 | Petroleum Liquids | IC |  | S | 1.8 | 0.8 | 1.7 | 1.7 | 1.7 | N |  |  | N | Electric Utility | 1 | X | DFO
Petroleum Liquids.DFO | petroleum | TRUE | 17828 | City of Springfield - (IL) | 964 | Lakeside | IL | Sangamon | D3 | Petroleum Liquids | IC |  | S | 1.8 | 0.8 | 1.7 | 1.7 | 1.7 | N |  |  | N | Electric Utility | 1 | X | DFO
Petroleum Liquids.DFO | petroleum | TRUE | 17828 | City of Springfield - (IL) | 965 | Reynolds | IL | Sangamon | 1 | Petroleum Liquids | GT |  | S | 17.5 | 0.85 | 12 | 17.5 | 1 | N |  |  | N | Electric Utility | 1 | X | DFO
Petroleum Liquids.DFO | petroleum | TRUE | 18277 | City of Sullivan - (IL) | 969 | Sullivan (IL) | IL | Moultrie | 1 | Petroleum Liquids | IC |  | S | 4.3 | 0.8 | 4.3 | 4.3 | 1 | N |  |  | N | Electric Utility | 1 | X | DFO
Petroleum Liquids.DFO | petroleum | TRUE | 18277 | City of Sullivan - (IL) | 969 | Sullivan (IL) | IL | Moultrie | 10 | Petroleum Liquids | IC |  | S | 2.4 | 0.8 | 2.2 | 2.4 | 0.5 | N |  |  | N | Electric Utility | 1 | X | DFO
Petroleum Liquids.DFO | petroleum | TRUE | 18277 | City of Sullivan - (IL) | 969 | Sullivan (IL) | IL | Moultrie | 11 | Petroleum Liquids | IC |  | S | 2 | 0.8 | 2 | 2 | 0.5 | N |  |  | N | Electric Utility | 1 | X | DFO
Petroleum Liquids.DFO | petroleum | TRUE | 18277 | City of Sullivan - (IL) | 969 | Sullivan (IL) | IL | Moultrie | 12 | Petroleum Liquids | IC |  | S | 1.1 | 0.8 | 1 | 1 | 0.5 | N |  |  | N | Electric Utility | 1 | X | DFO
Petroleum Liquids.DFO | petroleum | TRUE | 18277 | City of Sullivan - (IL) | 969 | Sullivan (IL) | IL | Moultrie | 13 | Petroleum Liquids | IC |  | S | 2.3 | 0.8 | 2.3 | 2.3 | 0.5 | N |  |  | N | Electric Utility | 1 | X | DFO
Petroleum Liquids.DFO | petroleum | TRUE | 18277 | City of Sullivan - (IL) | 969 | Sullivan (IL) | IL | Moultrie | 14 | Petroleum Liquids | IC |  | S | 2.3 | 0.8 | 2.3 | 2.3 | 0.5 | N |  |  | N | Electric Utility | 1 | X | DFO
Petroleum Liquids.DFO | petroleum | TRUE | 18277 | City of Sullivan - (IL) | 969 | Sullivan (IL) | IL | Moultrie | 15 | Petroleum Liquids | IC |  | S | 2.3 | 0.8 | 2.3 | 2.3 | 0.5 | N |  |  | N | Electric Utility | 1 | X | DFO
Petroleum Liquids.DFO | petroleum | TRUE | 18277 | City of Sullivan - (IL) | 969 | Sullivan (IL) | IL | Moultrie | 2 | Petroleum Liquids | IC |  | S | 2 | 0.8 | 2 | 2 | 0.5 | N |  |  | N | Electric Utility | 1 | X | DFO
Petroleum Liquids.DFO | petroleum | TRUE | 18277 | City of Sullivan - (IL) | 969 | Sullivan (IL) | IL | Moultrie | 3 | Petroleum Liquids | IC |  | S | 1.5 | 0.8 | 1.3 | 1.5 | 0.5 | N |  |  | N | Electric Utility | 1 | X | DFO
Petroleum Liquids.DFO | petroleum | TRUE | 18277 | City of Sullivan - (IL) | 969 | Sullivan (IL) | IL | Moultrie | 4 | Petroleum Liquids | IC |  | S | 1.1 | 0.8 | 0.9 | 1.1 | 0.5 | N |  |  | N | Electric Utility | 1 | X | DFO
Petroleum Liquids.DFO | petroleum | TRUE | 18277 | City of Sullivan - (IL) | 969 | Sullivan (IL) | IL | Moultrie | 5 | Petroleum Liquids | IC |  | S | 1.1 | 0.8 | 1.1 | 1.1 | 0.5 | N |  |  | N | Electric Utility | 1 | X | DFO
Petroleum Liquids.DFO | petroleum | TRUE | 18277 | City of Sullivan - (IL) | 969 | Sullivan (IL) | IL | Moultrie | 6 | Petroleum Liquids | IC |  | S | 0.6 | 0.8 | 0.6 | 0.6 | 0.3 | N |  |  | N | Electric Utility | 1 | X | DFO
Petroleum Liquids.DFO | petroleum | TRUE | 18277 | City of Sullivan - (IL) | 969 | Sullivan (IL) | IL | Moultrie | 9 | Petroleum Liquids | IC |  | S | 2.4 | 0.8 | 2.2 | 2.4 | 0.5 | N |  |  | N | Electric Utility | 1 | X | DFO
Petroleum Liquids.DFO | petroleum | TRUE | 20180 | City of Waterloo - (IL) | 971 | Waterloo | IL | Monroe | 1 | Petroleum Liquids | IC |  | S | 3.1 | 0.8 | 2.7 | 2.7 | 1 | N |  |  | N | Electric Utility | 1 | X | DFO | NG
Petroleum Liquids.DFO | petroleum | TRUE | 20180 | City of Waterloo - (IL) | 971 | Waterloo | IL | Monroe | 10 | Petroleum Liquids | IC |  | S | 1.8 | 0.8 | 1.8 | 1.8 | 0.5 | N |  |  | N | Electric Utility | 1 | X | DFO
Petroleum Liquids.DFO | petroleum | TRUE | 20180 | City of Waterloo - (IL) | 971 | Waterloo | IL | Monroe | 11 | Petroleum Liquids | IC |  | S | 1.8 | 0.8 | 1.8 | 1.8 | 0.5 | N |  |  | N | Electric Utility | 1 | X | DFO
Natural Gas Fired Combustion Turbine.NG | natural gas peaker | TRUE | 20180 | City of Waterloo - (IL) | 971 | Waterloo | IL | Monroe | 12 | Natural Gas Fired Combustion Turbine | GT |  | S | 6.6 | 0.8 | 6.6 | 7 | 4 | N |  |  | N | Electric Utility | 1 | X | NG | DFO
Natural Gas Fired Combustion Turbine.NG | natural gas peaker | TRUE | 20180 | City of Waterloo - (IL) | 971 | Waterloo | IL | Monroe | 13 | Natural Gas Fired Combustion Turbine | GT |  | S | 7 | 0.8 | 6.6 | 7 | 4 | N |  |  | N | Electric Utility | 1 | X | NG | DFO
Petroleum Liquids.DFO | petroleum | TRUE | 20180 | City of Waterloo - (IL) | 971 | Waterloo | IL | Monroe | 2 | Petroleum Liquids | IC |  | S | 0.2 | 0.8 | 0.2 | 0.2 | 0.1 | N |  |  | N | Electric Utility | 1 | X | DFO
Petroleum Liquids.DFO | petroleum | TRUE | 20180 | City of Waterloo - (IL) | 971 | Waterloo | IL | Monroe | 3 | Petroleum Liquids | IC |  | S | 0.2 | 0.8 | 0.2 | 0.2 | 0.1 | N |  |  | N | Electric Utility | 1 | X | DFO
Petroleum Liquids.DFO | petroleum | TRUE | 20180 | City of Waterloo - (IL) | 971 | Waterloo | IL | Monroe | 4 | Petroleum Liquids | IC |  | S | 2 | 0.8 | 1.8 | 1.8 | 0.5 | N |  |  | N | Electric Utility | 1 | X | DFO | NG
Petroleum Liquids.DFO | petroleum | TRUE | 20180 | City of Waterloo - (IL) | 971 | Waterloo | IL | Monroe | 5 | Petroleum Liquids | IC |  | S | 0.5 | 0.8 | 0.4 | 0.4 | 0.3 | N |  |  | N | Electric Utility | 1 | X | DFO
Petroleum Liquids.DFO | petroleum | TRUE | 20180 | City of Waterloo - (IL) | 971 | Waterloo | IL | Monroe | 6 | Petroleum Liquids | IC |  | S | 0.5 | 0.8 | 0.5 | 0.5 | 0.3 | N |  |  | N | Electric Utility | 1 | X | DFO
Petroleum Liquids.DFO | petroleum | TRUE | 20180 | City of Waterloo - (IL) | 971 | Waterloo | IL | Monroe | 7 | Petroleum Liquids | IC |  | S | 1.7 | 0.8 | 1.5 | 1.5 | 0.5 | N |  |  | N | Electric Utility | 1 | X | DFO | NG
Petroleum Liquids.DFO | petroleum | TRUE | 20180 | City of Waterloo - (IL) | 971 | Waterloo | IL | Monroe | 8 | Petroleum Liquids | IC |  | S | 3 | 0.8 | 2.4 | 2.4 | 1 | N |  |  | N | Electric Utility | 1 | X | DFO
Petroleum Liquids.DFO | petroleum | TRUE | 20180 | City of Waterloo - (IL) | 971 | Waterloo | IL | Monroe | 9 | Petroleum Liquids | IC |  | S | 1.8 | 0.8 | 1.8 | 1.8 | 0.5 | N |  |  | N | Electric Utility | 1 | X | DFO
Natural Gas Steam Turbine.NG | natural gas steam turbine | TRUE | 20824 | Village of Winnetka - (IL) | 972 | Winnetka | IL | Cook | 4 | Natural Gas Steam Turbine | ST |  | S | 9.4 | 0.8 | 9.4 | 9.4 | 2.4 | N |  |  | N | Electric Utility | 1 | X | NG | DFO
Natural Gas Steam Turbine.NG | natural gas steam turbine | TRUE | 20824 | Village of Winnetka - (IL) | 972 | Winnetka | IL | Cook | 6 | Natural Gas Steam Turbine | ST |  | S | 6.3 | 0.8 | 6.3 | 6.3 | 2 | N |  |  | N | Electric Utility | 1 | X | NG | DFO
Natural Gas Steam Turbine.NG | natural gas steam turbine | TRUE | 20824 | Village of Winnetka - (IL) | 972 | Winnetka | IL | Cook | 7 | Natural Gas Steam Turbine | ST |  | S | 12.5 | 0.8 | 12.5 | 12.5 | 3.1 | N |  |  | N | Electric Utility | 1 | X | NG | DFO
Petroleum Liquids.DFO | petroleum | TRUE | 20824 | Village of Winnetka - (IL) | 972 | Winnetka | IL | Cook | 8 | Petroleum Liquids | IC |  | S | 2.6 | 0.8 | 2.6 | 2.6 | 1.8 | N |  |  | N | Electric Utility | 1 | X | DFO
Petroleum Liquids.DFO | petroleum | TRUE | 20824 | Village of Winnetka - (IL) | 972 | Winnetka | IL | Cook | 9 | Petroleum Liquids | IC |  | S | 2.6 | 0.8 | 2.6 | 2.6 | 1.8 | N |  |  | N | Electric Utility | 1 | X | DFO
Conventional Steam Coal.BIT | hard coal | TRUE | 17632 | Southern Illinois Power Coop | 976 | Marion | IL | Williamson | 1 | Conventional Steam Coal | ST |  | S | 33 | 0.85 | 40 | 40 | 30 | N |  |  | N | Electric Utility | 1 | X | BIT | DFO | PC
Conventional Steam Coal.BIT | hard coal | TRUE | 17632 | Southern Illinois Power Coop | 976 | Marion | IL | Williamson | 2 | Conventional Steam Coal | ST |  | S | 33 | 0.85 | 40 | 40 | 30 | N |  |  | N | Electric Utility | 1 | X | BIT | DFO | PC
Conventional Steam Coal.BIT | hard coal | TRUE | 17632 | Southern Illinois Power Coop | 976 | Marion | IL | Williamson | 3 | Conventional Steam Coal | ST |  | S | 33 | 0.85 | 40 | 40 | 30 | N |  |  | N | Electric Utility | 1 | X | BIT | DFO | PC
Natural Gas Fired Combustion Turbine.NG | natural gas peaker | TRUE | 17632 | Southern Illinois Power Coop | 976 | Marion | IL | Williamson | 5 | Natural Gas Fired Combustion Turbine | GT |  | S | 75 | 0.85 | 70 | 90 | 40 | N |  |  | N | Electric Utility | 1 | X | NG | DFO
Natural Gas Fired Combustion Turbine.NG | natural gas peaker | TRUE | 17632 | Southern Illinois Power Coop | 976 | Marion | IL | Williamson | 6 | Natural Gas Fired Combustion Turbine | GT |  | S | 75 | 0.85 | 70 | 90 | 40 | N |  |  | N | Electric Utility | 1 | X | NG | DFO
Conventional Steam Coal.BIT | hard coal | TRUE | 9269 | Indiana-Kentucky Electric Corp | 983 | Clifty Creek | IN | Jefferson | 1 | Conventional Steam Coal | ST |  | S | 217.3 | 0.83 | 195.5 | 199.7 | 80 | N |  |  | N | Electric Utility | 1 | X | BIT | SUB
Conventional Steam Coal.BIT | hard coal | TRUE | 9269 | Indiana-Kentucky Electric Corp | 983 | Clifty Creek | IN | Jefferson | 2 | Conventional Steam Coal | ST |  | S | 217.3 | 0.83 | 195.5 | 199.7 | 80 | N |  |  | N | Electric Utility | 1 | X | BIT | SUB
Conventional Steam Coal.BIT | hard coal | TRUE | 9269 | Indiana-Kentucky Electric Corp | 983 | Clifty Creek | IN | Jefferson | 3 | Conventional Steam Coal | ST |  | S | 217.3 | 0.83 | 195.5 | 199.7 | 80 | N |  |  | N | Electric Utility | 1 | X | BIT | SUB
Conventional Steam Coal.BIT | hard coal | TRUE | 9269 | Indiana-Kentucky Electric Corp | 983 | Clifty Creek | IN | Jefferson | 4 | Conventional Steam Coal | ST |  | S | 217.3 | 0.83 | 195.5 | 199.7 | 80 | N |  |  | N | Electric Utility | 1 | X | BIT | SUB
Conventional Steam Coal.BIT | hard coal | TRUE | 9269 | Indiana-Kentucky Electric Corp | 983 | Clifty Creek | IN | Jefferson | 5 | Conventional Steam Coal | ST |  | S | 217.3 | 0.83 | 195.5 | 199.7 | 80 | N |  |  | N | Electric Utility | 1 | X | BIT | SUB
Conventional Steam Coal.BIT | hard coal | TRUE | 9269 | Indiana-Kentucky Electric Corp | 983 | Clifty Creek | IN | Jefferson | 6 | Conventional Steam Coal | ST |  | S | 217.3 | 0.83 | 195.5 | 199.7 | 80 | N |  |  | N | Electric Utility | 1 | X | BIT | SUB
Conventional Hydroelectric.WAT | hydro | TRUE | 9324 | Indiana Michigan Power Co | 986 | Elkhart | IN | Elkhart | 1 | Conventional Hydroelectric | HY |  | S | 1.4 | 0.8 | 0.6 | 1.1 | 0.5 | N |  |  | N | Electric Utility | 1 | X | WAT
Conventional Hydroelectric.WAT | hydro | TRUE | 9324 | Indiana Michigan Power Co | 986 | Elkhart | IN | Elkhart | 2 | Conventional Hydroelectric | HY |  | S | 1 | 1 | 0.4 | 0.5 | 0.3 | N |  |  | N | Electric Utility | 1 | X | WAT
Conventional Hydroelectric.WAT | hydro | TRUE | 9324 | Indiana Michigan Power Co | 986 | Elkhart | IN | Elkhart | 3 | Conventional Hydroelectric | HY |  | S | 1 | 1 | 0.4 | 0.5 | 0.3 | N |  |  | N | Electric Utility | 1 | X | WAT
Conventional Hydroelectric.WAT | hydro | TRUE | 14354 | PacifiCorp | 987 | Last Chance | ID | Caribou | 1 | Conventional Hydroelectric | HY |  | S | 0.2 | 1 | 0.2 | 0.2 | 0 | N |  |  | N | Electric Utility | 1 | X | WAT
Conventional Hydroelectric.WAT | hydro | TRUE | 14354 | PacifiCorp | 987 | Last Chance | ID | Caribou | 2 | Conventional Hydroelectric | HY |  | S | 0.5 | 1 | 0.4 | 0.4 | 0 | N |  |  | N | Electric Utility | 1 | X | WAT
Conventional Hydroelectric.WAT | hydro | TRUE | 14354 | PacifiCorp | 987 | Last Chance | ID | Caribou | 3 | Conventional Hydroelectric | HY |  | S | 1 | 1 | 0.8 | 0.8 | 0 | N |  |  | N | Electric Utility | 1 | X | WAT
Conventional Hydroelectric.WAT | hydro | TRUE | 9324 | Indiana Michigan Power Co | 989 | Twin Branch | IN | St Joseph | H1E | Conventional Hydroelectric | HY |  | S | 0.6 | 0.9 | 0.5 | 0.6 | 0.2 | N |  |  | N | Electric Utility | 1 | X | WAT
Conventional Hydroelectric.WAT | hydro | TRUE | 9324 | Indiana Michigan Power Co | 989 | Twin Branch | IN | St Joseph | H1W | Conventional Hydroelectric | HY |  | S | 0.6 | 0.9 | 0.5 | 0.6 | 0.2 | N |  |  | N | Electric Utility | 1 | X | WAT
Conventional Hydroelectric.WAT | hydro | TRUE | 9324 | Indiana Michigan Power Co | 989 | Twin Branch | IN | St Joseph | H2W | Conventional Hydroelectric | HY |  | S | 0.6 | 0.8 | 0.5 | 0.6 | 0.2 | N |  |  | N | Electric Utility | 1 | X | WAT
Conventional Hydroelectric.WAT | hydro | TRUE | 9324 | Indiana Michigan Power Co | 989 | Twin Branch | IN | St Joseph | H3W | Conventional Hydroelectric | HY |  | S | 0.6 | 1 | 0.5 | 0.6 | 0.2 | N |  |  | N | Electric Utility | 1 | X | WAT
Conventional Hydroelectric.WAT | hydro | TRUE | 9324 | Indiana Michigan Power Co | 989 | Twin Branch | IN | St Joseph | H4W | Conventional Hydroelectric | HY |  | S | 0.6 | 1 | 0.5 | 0.6 | 0.2 | N |  |  | N | Electric Utility | 1 | X | WAT
Conventional Hydroelectric.WAT | hydro | TRUE | 9324 | Indiana Michigan Power Co | 989 | Twin Branch | IN | St Joseph | H5W | Conventional Hydroelectric | HY |  | S | 0.6 | 1 | 0.5 | 0.6 | 0.2 | N |  |  | N | Electric Utility | 1 | X | WAT
Conventional Hydroelectric.WAT | hydro | TRUE | 9324 | Indiana Michigan Power Co | 989 | Twin Branch | IN | St Joseph | H6E | Conventional Hydroelectric | HY |  | S | 0.6 | 0.9 | 0.5 | 0.6 | 0.2 | N |  |  | N | Electric Utility | 1 | X | WAT
Conventional Hydroelectric.WAT | hydro | TRUE | 9324 | Indiana Michigan Power Co | 989 | Twin Branch | IN | St Joseph | H6W | Conventional Hydroelectric | HY |  | S | 0.6 | 0.9 | 0.5 | 0.6 | 0.2 | N |  |  | N | Electric Utility | 1 | X | WAT
Natural Gas Steam Turbine.NG | natural gas steam turbine | TRUE | 9273 | Indianapolis Power & Light Co | 990 | Harding Street | IN | Marion | 5 | Natural Gas Steam Turbine | ST |  | S | 100 | 0.85 | 101 | 101 | 30 | N |  |  | N | Electric Utility | 1 | X | NG | DFO
Natural Gas Steam Turbine.NG | natural gas steam turbine | TRUE | 9273 | Indianapolis Power & Light Co | 990 | Harding Street | IN | Marion | 6 | Natural Gas Steam Turbine | ST |  | S | 100 | 0.85 | 99 | 99 | 30 | N |  |  | N | Electric Utility | 1 | X | NG | DFO
Natural Gas Steam Turbine.NG | natural gas steam turbine | TRUE | 9273 | Indianapolis Power & Light Co | 990 | Harding Street | IN | Marion | 7 | Natural Gas Steam Turbine | ST |  | S | 463 | 0.85 | 418 | 418 | 130 | N |  |  | N | Electric Utility | 1 | X | NG | DFO
Batteries.MWH | battery storage | 0 | 9273 | Indianapolis Power & Light Co | 990 | Harding Street | IN | Marion | BAT1 | Batteries | BA |  | S | 20 |  | 20 | 20 | 0.1 | N |  |  | N | Electric Utility | 1 | X | MWH
Petroleum Liquids.DFO | petroleum | TRUE | 9273 | Indianapolis Power & Light Co | 990 | Harding Street | IN | Marion | GT1 | Petroleum Liquids | GT |  | S | 26 | 0.9 | 19.1 | 27.4 | 5 | N |  |  | N | Electric Utility | 1 | X | DFO
Petroleum Liquids.DFO | petroleum | TRUE | 9273 | Indianapolis Power & Light Co | 990 | Harding Street | IN | Marion | GT2 | Petroleum Liquids | GT |  | S | 26 | 0.9 | 17.9 | 22.6 | 5 | N |  |  | N | Electric Utility | 1 | X | DFO
Natural Gas Fired Combustion Turbine.NG | natural gas peaker | TRUE | 9273 | Indianapolis Power & Light Co | 990 | Harding Street | IN | Marion | GT4 | Natural Gas Fired Combustion Turbine | GT |  | S | 83 | 0.8 | 67 | 67 | 45 | N |  |  | N | Electric Utility | 1 | X | NG | DFO
Natural Gas Fired Combustion Turbine.NG | natural gas peaker | TRUE | 9273 | Indianapolis Power & Light Co | 990 | Harding Street | IN | Marion | GT5 | Natural Gas Fired Combustion Turbine | GT |  | S | 83 | 0.8 | 67 | 67 | 45 | N |  |  | N | Electric Utility | 1 | X | NG | DFO
Natural Gas Fired Combustion Turbine.NG | natural gas peaker | TRUE | 9273 | Indianapolis Power & Light Co | 990 | Harding Street | IN | Marion | GT6 | Natural Gas Fired Combustion Turbine | GT |  | S | 161 | 0.85 | 154 | 154 | 90 | N |  |  | N | Electric Utility | 1 | X | NG
Petroleum Liquids.DFO | petroleum | TRUE | 9273 | Indianapolis Power & Light Co | 990 | Harding Street | IN | Marion | IC1 | Petroleum Liquids | IC |  | S | 2.7 | 0.8 | 3 | 3 | 0.1 | N |  |  | N | Electric Utility | 1 | X | DFO
Natural Gas Fired Combined Cycle.NG | natural gas combined cycle | TRUE | 9273 | Indianapolis Power & Light Co | 991 | Eagle Valley (IN) | IN | Morgan | GT1 | Natural Gas Fired Combined Cycle | CT | EGVS | S | 207 | 0.85 | 207 | 207 | 110 | N |  |  | N | Electric Utility | 1 | X | NG
Natural Gas Fired Combined Cycle.NG | natural gas combined cycle | TRUE | 9273 | Indianapolis Power & Light Co | 991 | Eagle Valley (IN) | IN | Morgan | GT2 | Natural Gas Fired Combined Cycle | CT | EGVS | S | 207 | 0.85 | 207 | 207 | 110 | N |  |  | N | Electric Utility | 1 | X | NG
Natural Gas Fired Combined Cycle.NG | natural gas combined cycle | TRUE | 9273 | Indianapolis Power & Light Co | 991 | Eagle Valley (IN) | IN | Morgan | STG1 | Natural Gas Fired Combined Cycle | CA | EGVS | S | 230 | 0.85 | 230 | 230 | 75 | N |  |  | N | Electric Utility | 1 | X | NG
Natural Gas Steam Turbine.NG | natural gas steam turbine | TRUE | 3599 | Citizens Thermal Energy | 992 | CC Perry K | IN | Marion | 6 | Natural Gas Steam Turbine | ST |  | S | 5 | 1 | 3 | 5 | 1 | N |  |  | N | IPP CHP | 3 | X | NG
Natural Gas Steam Turbine.NG | natural gas steam turbine | TRUE | 3599 | Citizens Thermal Energy | 992 | CC Perry K | IN | Marion | 7 | Natural Gas Steam Turbine | ST |  | S | 1.7 | 1 | 1.7 | 1.7 | 0.5 | N |  |  | Y | IPP CHP | 3 | T | NG
Natural Gas Steam Turbine.NG | natural gas steam turbine | TRUE | 3599 | Citizens Thermal Energy | 992 | CC Perry K | IN | Marion | 8 | Natural Gas Steam Turbine | ST |  | S | 1.7 | 1 | 1.7 | 1.7 | 0.5 | N |  |  | Y | IPP CHP | 3 | T | NG
Conventional Steam Coal.BIT | hard coal | TRUE | 9273 | Indianapolis Power & Light Co | 994 | AES Petersburg | IN | Pike | 4 | Conventional Steam Coal | ST |  | S | 670.9 | 0.85 | 529.6 | 534.6 | 220 | N |  |  | N | Electric Utility | 1 | X | BIT
Petroleum Liquids.DFO | petroleum | TRUE | 9273 | Indianapolis Power & Light Co | 994 | AES Petersburg | IN | Pike | IC1 | Petroleum Liquids | IC |  | S | 2.7 | 0.8 | 3 | 3 | 2.7 | N |  |  | N | Electric Utility | 1 | X | DFO
Petroleum Liquids.DFO | petroleum | TRUE | 9273 | Indianapolis Power & Light Co | 994 | AES Petersburg | IN | Pike | IC2 | Petroleum Liquids | IC |  | S | 2.7 | 0.8 | 3 | 3 | 2.7 | N |  |  | N | Electric Utility | 1 | X | DFO
Petroleum Liquids.DFO | petroleum | TRUE | 9273 | Indianapolis Power & Light Co | 994 | AES Petersburg | IN | Pike | IC3 | Petroleum Liquids | IC |  | S | 2.7 | 0.8 | 3 | 3 | 2.7 | N |  |  | N | Electric Utility | 1 | X | DFO
Conventional Steam Coal.BIT | hard coal | TRUE | 9273 | Indianapolis Power & Light Co | 994 | AES Petersburg | IN | Pike | ST2 | Conventional Steam Coal | ST |  | S | 523.3 | 0.85 | 421.8 | 432.2 | 225 | N | 6 | 2023 | N | Electric Utility | 1 | X | BIT
Conventional Steam Coal.BIT | hard coal | TRUE | 9273 | Indianapolis Power & Light Co | 994 | AES Petersburg | IN | Pike | ST3 | Conventional Steam Coal | ST |  | S | 670.9 | 0.85 | 527.6 | 540.3 | 225 | N |  |  | N | Electric Utility | 1 | X | BIT
Conventional Steam Coal.SUB | hard coal | TRUE | 13756 | Northern Indiana Pub Serv Co | 997 | Michigan City | IN | LaPorte | 12 | Conventional Steam Coal | ST |  | S | 540 | 0.9 | 455 | 455 | 310 | N | 5 | 2028 | N | Electric Utility | 1 | X | SUB | BIT | NG
Conventional Hydroelectric.WAT | hydro | TRUE | 13756 | Northern Indiana Pub Serv Co | 998 | Norway (IN) | IN | White | 1 | Conventional Hydroelectric | HY |  | S | 2 | 0.85 | 1.1 | 1.1 | 0.5 | N |  |  | N | Electric Utility | 1 | X | WAT
Conventional Hydroelectric.WAT | hydro | TRUE | 13756 | Northern Indiana Pub Serv Co | 998 | Norway (IN) | IN | White | 2 | Conventional Hydroelectric | HY |  | S | 2 | 0.85 | 1.1 | 1.1 | 0.5 | N |  |  | N | Electric Utility | 1 | X | WAT
Conventional Hydroelectric.WAT | hydro | TRUE | 13756 | Northern Indiana Pub Serv Co | 998 | Norway (IN) | IN | White | 3 | Conventional Hydroelectric | HY |  | S | 2 | 0.85 | 1.1 | 1.1 | 0.5 | N |  |  | N | Electric Utility | 1 | X | WAT
Conventional Hydroelectric.WAT | hydro | TRUE | 13756 | Northern Indiana Pub Serv Co | 998 | Norway (IN) | IN | White | 4 | Conventional Hydroelectric | HY |  | S | 1.3 | 0.85 | 0.7 | 0.7 | 0.4 | N |  |  | N | Electric Utility | 1 | X | WAT
Conventional Hydroelectric.WAT | hydro | TRUE | 13756 | Northern Indiana Pub Serv Co | 999 | Oakdale | IN | Carroll | 1 | Conventional Hydroelectric | HY |  | S | 4.3 | 0.85 | 2.9 | 2.9 | 1.6 | N |  |  | N | Electric Utility | 1 | X | WAT
Conventional Hydroelectric.WAT | hydro | TRUE | 13756 | Northern Indiana Pub Serv Co | 999 | Oakdale | IN | Carroll | 2 | Conventional Hydroelectric | HY |  | S | 3.2 | 0.85 | 2.2 | 2.2 | 2.2 | N |  |  | N | Electric Utility | 1 | X | WAT
Conventional Hydroelectric.WAT | hydro | TRUE | 13756 | Northern Indiana Pub Serv Co | 999 | Oakdale | IN | Carroll | 3 | Conventional Hydroelectric | HY |  | S | 4.3 | 0.85 | 0.9 | 0.9 | 0.6 | N |  |  | N | Electric Utility | 1 | X | WAT
Conventional Steam Coal.BIT | hard coal | TRUE | 15470 | Duke Energy Indiana, LLC | 1001 | Cayuga | IN | Vermillion | 1 | Conventional Steam Coal | ST |  | S | 531 | 0.9 | 500 | 505 | 300 | N |  |  | N | Electric Utility | 1 | X | BIT | DFO
Conventional Steam Coal.BIT | hard coal | TRUE | 15470 | Duke Energy Indiana, LLC | 1001 | Cayuga | IN | Vermillion | 2 | Conventional Steam Coal | ST |  | S | 531 | 0.9 | 495 | 500 | 230 | N |  |  | N | Electric Utility | 1 | X | BIT | DFO
Petroleum Liquids.DFO | petroleum | TRUE | 15470 | Duke Energy Indiana, LLC | 1001 | Cayuga | IN | Vermillion | 31 | Petroleum Liquids | IC |  | S | 2.6 | 0.9 | 2.5 | 2.5 | 2.5 | N |  |  | N | Electric Utility | 1 | X | DFO
Petroleum Liquids.DFO | petroleum | TRUE | 15470 | Duke Energy Indiana, LLC | 1001 | Cayuga | IN | Vermillion | 32 | Petroleum Liquids | IC |  | S | 2.6 | 0.9 | 2.5 | 2.5 | 2.5 | N |  |  | N | Electric Utility | 1 | X | DFO
Petroleum Liquids.DFO | petroleum | TRUE | 15470 | Duke Energy Indiana, LLC | 1001 | Cayuga | IN | Vermillion | 33 | Petroleum Liquids | IC |  | S | 2.6 | 0.9 | 2.5 | 2.5 | 2.5 | N |  |  | N | Electric Utility | 1 | X | DFO
Petroleum Liquids.DFO | petroleum | TRUE | 15470 | Duke Energy Indiana, LLC | 1001 | Cayuga | IN | Vermillion | 34 | Petroleum Liquids | IC |  | S | 2.6 | 0.9 | 2.5 | 2.5 | 2.5 | N |  |  | N | Electric Utility | 1 | X | DFO
Natural Gas Fired Combustion Turbine.NG | natural gas peaker | TRUE | 15470 | Duke Energy Indiana, LLC | 1001 | Cayuga | IN | Vermillion | 4 | Natural Gas Fired Combustion Turbine | GT |  | S | 112.5 | 0.9 | 84 | 105 | 50 | N |  |  | N | Electric Utility | 1 | X | NG | DFO
Coal Integrated Gasification Combined Cycle.SGC | hard coal | TRUE | 15470 | Duke Energy Indiana, LLC | 1004 | Edwardsport | IN | Knox | CT1 | Coal Integrated Gasification Combined Cycle | CT | 1 | S | 236.5 | 0.8 |  |  |  | N |  |  | N | Electric Utility | 1 | X | SGC | NG
Coal Integrated Gasification Combined Cycle.SGC | hard coal | TRUE | 15470 | Duke Energy Indiana, LLC | 1004 | Edwardsport | IN | Knox | CT2 | Coal Integrated Gasification Combined Cycle | CT | 1 | S | 236.5 | 0.8 |  |  |  | N |  |  | N | Electric Utility | 1 | X | SGC | NG
Coal Integrated Gasification Combined Cycle.SGC | hard coal | TRUE | 15470 | Duke Energy Indiana, LLC | 1004 | Edwardsport | IN | Knox | ST | Coal Integrated Gasification Combined Cycle | CA | 1 | S | 331.5 | 0.8 | 595 | 618 | 185 | N |  |  | N | Electric Utility | 1 | X | SGC | NG
Conventional Hydroelectric.WAT | hydro | TRUE | 15470 | Duke Energy Indiana, LLC | 1005 | Markland | IN | Switzerland | 1 | Conventional Hydroelectric | HY |  | S | 25.9 | 0.8 | 17.9 | 17.9 | 17.9 | Y |  |  | N | Electric Utility | 1 | X | WAT
Conventional Hydroelectric.WAT | hydro | TRUE | 15470 | Duke Energy Indiana, LLC | 1005 | Markland | IN | Switzerland | 2 | Conventional Hydroelectric | HY |  | S | 25.9 | 0.8 | 17.9 | 17.9 | 17.9 | N |  |  | N | Electric Utility | 1 | X | WAT
Conventional Hydroelectric.WAT | hydro | TRUE | 15470 | Duke Energy Indiana, LLC | 1005 | Markland | IN | Switzerland | 3 | Conventional Hydroelectric | HY |  | S | 25.9 | 0.8 | 17.9 | 17.9 | 17.9 | N |  |  | N | Electric Utility | 1 | X | WAT
Natural Gas Fired Combined Cycle.NG | natural gas combined cycle | TRUE | 15470 | Duke Energy Indiana, LLC | 1007 | Noblesville | IN | Hamilton | 1 | Natural Gas Fired Combined Cycle | CA | CC1 | S | 50 | 0.8 | 42 | 43 | 42 | N |  |  | N | Electric Utility | 1 | X | NG
Natural Gas Fired Combined Cycle.NG | natural gas combined cycle | TRUE | 15470 | Duke Energy Indiana, LLC | 1007 | Noblesville | IN | Hamilton | 2 | Natural Gas Fired Combined Cycle | CA | CC1 | S | 50 | 0.8 | 43 | 44 | 43 | N |  |  | N | Electric Utility | 1 | X | NG
Natural Gas Fired Combined Cycle.NG | natural gas combined cycle | TRUE | 15470 | Duke Energy Indiana, LLC | 1007 | Noblesville | IN | Hamilton | 3 | Natural Gas Fired Combined Cycle | CT | CC1 | S | 61 | 0.8 | 60 | 74 | 60 | N |  |  | N | Electric Utility | 1 | X | NG
Natural Gas Fired Combined Cycle.NG | natural gas combined cycle | TRUE | 15470 | Duke Energy Indiana, LLC | 1007 | Noblesville | IN | Hamilton | 4 | Natural Gas Fired Combined Cycle | CT | CC1 | S | 61 | 0.8 | 60 | 74 | 60 | N |  |  | N | Electric Utility | 1 | X | NG
Natural Gas Fired Combined Cycle.NG | natural gas combined cycle | TRUE | 15470 | Duke Energy Indiana, LLC | 1007 | Noblesville | IN | Hamilton | 5 | Natural Gas Fired Combined Cycle | CT | CC1 | S | 61 | 0.8 | 59 | 75 | 59 | N |  |  | N | Electric Utility | 1 | X | NG
Conventional Steam Coal.BIT | hard coal | TRUE | 17633 | Southern Indiana Gas & Elec Co | 1012 | F B Culley | IN | Warrick | 2 | Conventional Steam Coal | ST |  | S | 103.7 | 0.85 | 90 | 90 | 45 | N | 12 | 2025 | N | Electric Utility | 1 | X | BIT | NG
Conventional Steam Coal.BIT | hard coal | TRUE | 17633 | Southern Indiana Gas & Elec Co | 1012 | F B Culley | IN | Warrick | 3 | Conventional Steam Coal | ST |  | S | 265.2 | 0.95 | 270 | 270 | 135 | N |  |  | N | Electric Utility | 1 | X | BIT | NG
Natural Gas Fired Combined Cycle.NG | natural gas combined cycle | TRUE | 6235 | Fayetteville Public Works Commission | 1016 | Butler-Warner Generation Plant | NC | Cumberland | 1 | Natural Gas Fired Combined Cycle | CT | CC1 | S | 28.8 | 0.9 | 20 | 25 | 1 | N |  |  | N | Electric Utility | 1 | X | NG | DFO
Solar Photovoltaic.SUN | solar PV | TRUE | 6235 | Fayetteville Public Works Commission | 1016 | Butler-Warner Generation Plant | NC | Cumberland | 10 | Solar Photovoltaic | PV |  | S | 1 |  | 1 | 1 |  | N |  |  | N | Electric Utility | 1 | X | SUN
Batteries.MWH | battery storage | 0 | 6235 | Fayetteville Public Works Commission | 1016 | Butler-Warner Generation Plant | NC | Cumberland | 11 | Batteries | BA |  | S | 0.5 |  | 0.5 | 0.5 | 0.1 | N |  |  | N | Electric Utility | 1 | X | MWH
Natural Gas Fired Combined Cycle.NG | natural gas combined cycle | TRUE | 6235 | Fayetteville Public Works Commission | 1016 | Butler-Warner Generation Plant | NC | Cumberland | 2 | Natural Gas Fired Combined Cycle | CT | CC1 | S | 28.8 | 0.9 | 20 | 25 | 1 | N |  |  | N | Electric Utility | 1 | X | NG | DFO
Natural Gas Fired Combined Cycle.NG | natural gas combined cycle | TRUE | 6235 | Fayetteville Public Works Commission | 1016 | Butler-Warner Generation Plant | NC | Cumberland | 3 | Natural Gas Fired Combined Cycle | CT | CC1 | S | 28.8 | 0.9 | 20 | 25 | 1 | N |  |  | N | Electric Utility | 1 | X | NG | DFO
Natural Gas Fired Combustion Turbine.NG | natural gas peaker | TRUE | 6235 | Fayetteville Public Works Commission | 1016 | Butler-Warner Generation Plant | NC | Cumberland | 4 | Natural Gas Fired Combustion Turbine | GT |  | S | 28.8 | 0.9 | 20 | 25 | 1 | N |  |  | N | Electric Utility | 1 | X | NG | DFO
Natural Gas Fired Combustion Turbine.NG | natural gas peaker | TRUE | 6235 | Fayetteville Public Works Commission | 1016 | Butler-Warner Generation Plant | NC | Cumberland | 5 | Natural Gas Fired Combustion Turbine | GT |  | S | 28.8 | 0.9 | 20 | 25 | 1 | N |  |  | N | Electric Utility | 1 | X | NG | DFO
Natural Gas Fired Combined Cycle.NG | natural gas combined cycle | TRUE | 6235 | Fayetteville Public Works Commission | 1016 | Butler-Warner Generation Plant | NC | Cumberland | 6 | Natural Gas Fired Combined Cycle | CT | CC1 | S | 28.8 | 0.9 | 20 | 25 | 1 | N |  |  | N | Electric Utility | 1 | X | NG | DFO
Natural Gas Fired Combined Cycle.NG | natural gas combined cycle | TRUE | 6235 | Fayetteville Public Works Commission | 1016 | Butler-Warner Generation Plant | NC | Cumberland | 7 | Natural Gas Fired Combined Cycle | CT | CC1 | S | 28.8 | 0.9 | 20 | 25 | 1 | N |  |  | N | Electric Utility | 1 | X | NG | DFO
Natural Gas Fired Combined Cycle.NG | natural gas combined cycle | TRUE | 6235 | Fayetteville Public Works Commission | 1016 | Butler-Warner Generation Plant | NC | Cumberland | 8 | Natural Gas Fired Combined Cycle | CT | CC1 | S | 28.8 | 0.9 | 20 | 25 | 1 | N |  |  | N | Electric Utility | 1 | X | NG | DFO
Natural Gas Fired Combined Cycle.NG | natural gas combined cycle | TRUE | 6235 | Fayetteville Public Works Commission | 1016 | Butler-Warner Generation Plant | NC | Cumberland | 9 | Natural Gas Fired Combined Cycle | CA | CC1 | S | 73 | 0.9 | 65 | 65 | 15 | N |  |  | N | Electric Utility | 1 | X | NG | DFO
Conventional Hydroelectric.WAT | hydro | TRUE | 11588 | City of Manti - (UT) | 1020 | Manti Lower | UT | Sanpete | 2 | Conventional Hydroelectric | HY |  | S | 0.6 | 0.8 | 0.5 | 0.1 | 0.1 | N |  |  | N | Electric Utility | 1 | X | WAT
Conventional Hydroelectric.WAT | hydro | TRUE | 11588 | City of Manti - (UT) | 1020 | Manti Lower | UT | Sanpete | HC1 | Conventional Hydroelectric | HY |  | S | 0.6 | 0.8 | 0.5 | 0.1 | 0.1 | N |  |  | N | Electric Utility | 1 | X | WAT
Conventional Steam Coal.BIT | hard coal | TRUE | 59774 | Crawfordsville Energy LLC | 1024 | Crawfordsville Power Plant | IN | Montgomery | 4 | Conventional Steam Coal | ST |  | S | 11.5 | 0.85 | 10.6 | 10.6 | 1.5 | N | 2 | 2023 | N | IPP Non-CHP | 2 | X | BIT
Petroleum Liquids.DFO | petroleum | TRUE | 59774 | Crawfordsville Energy LLC | 1024 | Crawfordsville Power Plant | IN | Montgomery | D1 | Petroleum Liquids | IC |  | S | 0.8 | 0.8 | 0.9 | 0.9 | 0.8 | N |  |  | N | IPP Non-CHP | 2 | X | DFO
Petroleum Liquids.DFO | petroleum | TRUE | 14839 | City of Peru - (IN) | 1037 | Peru (IN) | IN | Miami | D1 | Petroleum Liquids | IC |  | S | 1.8 | 0.8 | 1.8 | 1.8 | 0.5 | N |  |  | N | Electric Utility | 1 | X | DFO
Petroleum Liquids.DFO | petroleum | TRUE | 15860 | City of Rensselaer - (IN) | 1038 | Rensselaer City Light Plant | IN | Jasper | 10 | Petroleum Liquids | IC |  | S | 2 | 0.8 | 1.9 | 1.9 | 0.5 | N |  |  | N | Electric Utility | 1 | X | DFO
Petroleum Liquids.DFO | petroleum | TRUE | 15860 | City of Rensselaer - (IN) | 1038 | Rensselaer City Light Plant | IN | Jasper | 11 | Petroleum Liquids | IC |  | S | 2 | 0.8 | 1.9 | 1.9 | 0.5 | N |  |  | N | Electric Utility | 1 | X | DFO
Natural Gas Internal Combustion Engine.NG | natural gas peaker | TRUE | 15860 | City of Rensselaer - (IN) | 1038 | Rensselaer City Light Plant | IN | Jasper | 14 | Natural Gas Internal Combustion Engine | IC |  | S | 5 | 0.8 | 4.8 | 4.8 | 1 | N |  |  | N | Electric Utility | 1 | X | NG | DFO
Natural Gas Internal Combustion Engine.NG | natural gas peaker | TRUE | 15860 | City of Rensselaer - (IN) | 1038 | Rensselaer City Light Plant | IN | Jasper | 15 | Natural Gas Internal Combustion Engine | IC |  | S | 8.4 | 0.8 | 8.3 | 8.3 | 5.3 | N |  |  | N | Electric Utility | 1 | X | NG
Petroleum Liquids.DFO | petroleum | TRUE | 15860 | City of Rensselaer - (IN) | 1038 | Rensselaer City Light Plant | IN | Jasper | 5 | Petroleum Liquids | IC |  | S | 1.9 | 0.8 | 1.8 | 1.8 | 0.5 | N |  |  | N | Electric Utility | 1 | X | DFO
Petroleum Liquids.DFO | petroleum | TRUE | 15860 | City of Rensselaer - (IN) | 1038 | Rensselaer City Light Plant | IN | Jasper | 6 | Petroleum Liquids | IC |  | S | 2.5 | 0.8 | 2.4 | 2.4 | 0.7 | N |  |  | N | Electric Utility | 1 | X | DFO
Conventional Steam Coal.BIT | hard coal | TRUE | 15989 | City of Richmond - (IN) | 1040 | Whitewater Valley | IN | Wayne | 1 | Conventional Steam Coal | ST |  | S | 33 | 0.85 | 34.7 | 34.7 | 13 | N |  |  | N | Electric Utility | 1 | X | BIT
Conventional Steam Coal.BIT | hard coal | TRUE | 15989 | City of Richmond - (IN) | 1040 | Whitewater Valley | IN | Wayne | 2 | Conventional Steam Coal | ST |  | S | 60.9 | 0.85 | 65 | 65 | 28 | N |  |  | N | Electric Utility | 1 | X | BIT
Conventional Steam Coal.SUB | hard coal | TRUE | 9417 | Interstate Power and Light Co | 1047 | Lansing | IA | Allamakee | 4 | Conventional Steam Coal | ST |  | S | 274.5 | 0.9 | 235.3 | 238.3 | 100 | N | 6 | 2023 | N | Electric Utility | 1 | X | SUB | DFO
Conventional Hydroelectric.WAT | hydro | TRUE | 58149 | Renewable World Energies LLC | 1067 | Iowa Hydro LLC | IA | Jackson | 1 | Conventional Hydroelectric | HY |  | S | 0.6 | 0.8 | 0.6 | 0.6 | 0 | N |  |  | N | IPP Non-CHP | 2 | X | WAT
Conventional Hydroelectric.WAT | hydro | TRUE | 58149 | Renewable World Energies LLC | 1067 | Iowa Hydro LLC | IA | Jackson | 2 | Conventional Hydroelectric | HY |  | S | 0.6 | 0.8 | 0.6 | 0.6 | 0 | N |  |  | N | IPP Non-CHP | 2 | X | WAT
Natural Gas Fired Combustion Turbine.NG | natural gas peaker | TRUE | 9417 | Interstate Power and Light Co | 1068 | Marshalltown | IA | Marshall | 1 | Natural Gas Fired Combustion Turbine | GT |  | S | 63 | 0.9 | 48.6 | 61.2 | 30 | N |  |  | N | Electric Utility | 1 | X | NG
Natural Gas Fired Combustion Turbine.NG | natural gas peaker | TRUE | 9417 | Interstate Power and Light Co | 1068 | Marshalltown | IA | Marshall | 2 | Natural Gas Fired Combustion Turbine | GT |  | S | 63 | 0.9 | 55.9 | 69.4 | 30 | N |  |  | N | Electric Utility | 1 | X | NG
Natural Gas Fired Combustion Turbine.NG | natural gas peaker | TRUE | 9417 | Interstate Power and Light Co | 1068 | Marshalltown | IA | Marshall | 3 | Natural Gas Fired Combustion Turbine | GT |  | S | 63 | 0.9 | 59.8 | 69.6 | 30 | N |  |  | N | Electric Utility | 1 | X | NG
Conventional Steam Coal.SUB | hard coal | TRUE | 9417 | Interstate Power and Light Co | 1073 | Prairie Creek | IA | Linn | 1 | Conventional Steam Coal | ST |  | S | 14.6 | 0.9 | 5.3 | 5.3 | 1.5 | N |  |  | Y | Electric Utility | 1 | T | SUB | NG
Conventional Steam Coal.SUB | hard coal | TRUE | 9417 | Interstate Power and Light Co | 1073 | Prairie Creek | IA | Linn | 3 | Conventional Steam Coal | ST |  | S | 50 | 0.85 | 31 | 34.1 | 9.2 | N |  |  | Y | Electric Utility | 1 | T | SUB | NG
Natural Gas Steam Turbine.NG | natural gas steam turbine | TRUE | 9417 | Interstate Power and Light Co | 1073 | Prairie Creek | IA | Linn | 4 | Natural Gas Steam Turbine | ST |  | S | 148.8 | 0.85 | 113.8 | 118.9 | 35 | N |  |  | Y | Electric Utility | 1 | T | NG
Natural Gas Fired Combustion Turbine.NG | natural gas peaker | TRUE | 12341 | MidAmerican Energy Co | 1079 | Coralville GT | IA | Johnson | 1 | Natural Gas Fired Combustion Turbine | GT |  | S | 18 | 0.85 | 15.5 | 20 | 2.5 | N |  |  | N | Electric Utility | 1 | X | NG
Natural Gas Fired Combustion Turbine.NG | natural gas peaker | TRUE | 12341 | MidAmerican Energy Co | 1079 | Coralville GT | IA | Johnson | 2 | Natural Gas Fired Combustion Turbine | GT |  | S | 18 | 0.85 | 16.3 | 20 | 2.5 | N |  |  | N | Electric Utility | 1 | X | NG
Natural Gas Fired Combustion Turbine.NG | natural gas peaker | TRUE | 12341 | MidAmerican Energy Co | 1079 | Coralville GT | IA | Johnson | 3 | Natural Gas Fired Combustion Turbine | GT |  | S | 18 | 0.85 | 14.8 | 20 | 2.5 | N |  |  | N | Electric Utility | 1 | X | NG
Natural Gas Fired Combustion Turbine.NG | natural gas peaker | TRUE | 12341 | MidAmerican Energy Co | 1079 | Coralville GT | IA | Johnson | 4 | Natural Gas Fired Combustion Turbine | GT |  | S | 18 | 0.85 | 15.5 | 20 | 2.5 | N |  |  | N | Electric Utility | 1 | X | NG
Conventional Steam Coal.SUB | hard coal | TRUE | 12341 | MidAmerican Energy Co | 1082 | Walter Scott Jr Energy Center | IA | Pottawattamie | 3 | Conventional Steam Coal | ST |  | J | 725.8 | 0.9 | 702 | 702 | 250 | N |  |  | Y | Electric Utility | 1 | T | SUB | RC
Conventional Steam Coal.SUB | hard coal | TRUE | 12341 | MidAmerican Energy Co | 1082 | Walter Scott Jr Energy Center | IA | Pottawattamie | 4 | Conventional Steam Coal | ST |  | J | 922.5 | 0.9 | 805.8 | 805.8 | 230 | N |  |  | N | Electric Utility | 1 | X | SUB | RC
Natural Gas Fired Combustion Turbine.NG | natural gas peaker | TRUE | 12341 | MidAmerican Energy Co | 1084 | River Hills | IA | Polk | 1 | Natural Gas Fired Combustion Turbine | GT |  | S | 16 | 0.85 | 14.6 | 16 | 2.5 | N |  |  | N | Electric Utility | 1 | X | NG
Natural Gas Fired Combustion Turbine.NG | natural gas peaker | TRUE | 12341 | MidAmerican Energy Co | 1084 | River Hills | IA | Polk | 2 | Natural Gas Fired Combustion Turbine | GT |  | S | 16 | 0.85 | 14.6 | 16 | 2.5 | N |  |  | N | Electric Utility | 1 | X | NG
Natural Gas Fired Combustion Turbine.NG | natural gas peaker | TRUE | 12341 | MidAmerican Energy Co | 1084 | River Hills | IA | Polk | 3 | Natural Gas Fired Combustion Turbine | GT |  | S | 16 | 0.85 | 14.6 | 16 | 2.5 | N |  |  | N | Electric Utility | 1 | X | NG
Natural Gas Fired Combustion Turbine.NG | natural gas peaker | TRUE | 12341 | MidAmerican Energy Co | 1084 | River Hills | IA | Polk | 4 | Natural Gas Fired Combustion Turbine | GT |  | S | 16 | 0.85 | 14.6 | 16 | 2.5 | N |  |  | N | Electric Utility | 1 | X | NG
Natural Gas Fired Combustion Turbine.NG | natural gas peaker | TRUE | 12341 | MidAmerican Energy Co | 1084 | River Hills | IA | Polk | 5 | Natural Gas Fired Combustion Turbine | GT |  | S | 16 | 0.85 | 15 | 16 | 2.5 | N |  |  | N | Electric Utility | 1 | X | NG
Natural Gas Fired Combustion Turbine.NG | natural gas peaker | TRUE | 12341 | MidAmerican Energy Co | 1084 | River Hills | IA | Polk | 6 | Natural Gas Fired Combustion Turbine | GT |  | S | 16 | 0.85 | 15 | 16 | 2.5 | N |  |  | N | Electric Utility | 1 | X | NG
Natural Gas Fired Combustion Turbine.NG | natural gas peaker | TRUE | 12341 | MidAmerican Energy Co | 1084 | River Hills | IA | Polk | 7 | Natural Gas Fired Combustion Turbine | GT |  | S | 16 | 0.85 | 15 | 16 | 2.5 | N |  |  | N | Electric Utility | 1 | X | NG
Natural Gas Fired Combustion Turbine.NG | natural gas peaker | TRUE | 12341 | MidAmerican Energy Co | 1084 | River Hills | IA | Polk | 8 | Natural Gas Fired Combustion Turbine | GT |  | S | 16 | 0.85 | 15 | 16 | 2.5 | N |  |  | N | Electric Utility | 1 | X | NG
Conventional Steam Coal.SUB | hard coal | TRUE | 12341 | MidAmerican Energy Co | 1091 | George Neal North | IA | Woodbury | 3 | Conventional Steam Coal | ST |  | J | 584.1 | 0.9 | 503.9 | 503.9 | 150 | N |  |  | N | Electric Utility | 1 | X | SUB | RC
Natural Gas Fired Combustion Turbine.NG | natural gas peaker | TRUE | 12341 | MidAmerican Energy Co | 1097 | Merl Parr | IA | Floyd | 1 | Natural Gas Fired Combustion Turbine | GT |  | S | 18 | 0.9 | 16.4 | 18 | 6 | N |  |  | N | Electric Utility | 1 | X | NG
Natural Gas Fired Combustion Turbine.NG | natural gas peaker | TRUE | 12341 | MidAmerican Energy Co | 1097 | Merl Parr | IA | Floyd | 2 | Natural Gas Fired Combustion Turbine | GT |  | S | 18 | 0.9 | 16.4 | 18 | 6 | N |  |  | N | Electric Utility | 1 | X | NG
Natural Gas Steam Turbine.NG | natural gas steam turbine | TRUE | 9417 | Interstate Power and Light Co | 1104 | Burlington (IA) | IA | Des Moines | 1 | Natural Gas Steam Turbine | ST |  | S | 212 | 0.9 | 158.4 | 163.9 | 60 | N |  |  | N | Electric Utility | 1 | X | NG
Natural Gas Fired Combustion Turbine.NG | natural gas peaker | TRUE | 9417 | Interstate Power and Light Co | 1104 | Burlington (IA) | IA | Des Moines | GT1 | Natural Gas Fired Combustion Turbine | GT |  | S | 19.7 | 0.9 | 5.9 | 9.1 | 5 | N | 6 | 2026 | N | Electric Utility | 1 | X | NG
Natural Gas Fired Combustion Turbine.NG | natural gas peaker | TRUE | 9417 | Interstate Power and Light Co | 1104 | Burlington (IA) | IA | Des Moines | GT2 | Natural Gas Fired Combustion Turbine | GT |  | S | 19.7 | 0.9 | 12.6 | 15.7 | 5 | N | 6 | 2026 | N | Electric Utility | 1 | X | NG
Natural Gas Fired Combustion Turbine.NG | natural gas peaker | TRUE | 9417 | Interstate Power and Light Co | 1104 | Burlington (IA) | IA | Des Moines | GT3 | Natural Gas Fired Combustion Turbine | GT |  | S | 19.7 | 0.9 | 13.3 | 16.4 | 5 | N | 6 | 2026 | N | Electric Utility | 1 | X | NG
Natural Gas Fired Combustion Turbine.NG | natural gas peaker | TRUE | 9417 | Interstate Power and Light Co | 1104 | Burlington (IA) | IA | Des Moines | GT4 | Natural Gas Fired Combustion Turbine | GT |  | S | 19.7 | 0.9 | 5.8 | 5.8 | 5 | N | 6 | 2026 | N | Electric Utility | 1 | X | NG
Conventional Hydroelectric.WAT | hydro | TRUE | 19436 | Union Electric Co - (MO) | 1109 | Keokuk | IA | Lee | 1 | Conventional Hydroelectric | HY |  | S | 7.6 | 0.8 | 10 | 10 | 0 | N |  |  | N | Electric Utility | 1 | X | WAT
Conventional Hydroelectric.WAT | hydro | TRUE | 19436 | Union Electric Co - (MO) | 1109 | Keokuk | IA | Lee | 10 | Conventional Hydroelectric | HY |  | S | 8.8 | 0.8 | 10 | 10 | 0 | N |  |  | N | Electric Utility | 1 | X | WAT
Conventional Hydroelectric.WAT | hydro | TRUE | 19436 | Union Electric Co - (MO) | 1109 | Keokuk | IA | Lee | 11 | Conventional Hydroelectric | HY |  | S | 8.8 | 0.8 | 10 | 10 | 0 | N |  |  | N | Electric Utility | 1 | X | WAT
Conventional Hydroelectric.WAT | hydro | TRUE | 19436 | Union Electric Co - (MO) | 1109 | Keokuk | IA | Lee | 12 | Conventional Hydroelectric | HY |  | S | 8.8 | 0.8 | 10 | 10 | 0 | N |  |  | N | Electric Utility | 1 | X | WAT
Conventional Hydroelectric.WAT | hydro | TRUE | 19436 | Union Electric Co - (MO) | 1109 | Keokuk | IA | Lee | 13 | Conventional Hydroelectric | HY |  | S | 8.8 | 0.8 | 10 | 10 | 0 | N |  |  | N | Electric Utility | 1 | X | WAT
Conventional Hydroelectric.WAT | hydro | TRUE | 19436 | Union Electric Co - (MO) | 1109 | Keokuk | IA | Lee | 14 | Conventional Hydroelectric | HY |  | S | 8.8 | 0.8 | 10 | 10 | 0 | N |  |  | N | Electric Utility | 1 | X | WAT
Conventional Hydroelectric.WAT | hydro | TRUE | 19436 | Union Electric Co - (MO) | 1109 | Keokuk | IA | Lee | 15 | Conventional Hydroelectric | HY |  | S | 8.8 | 0.8 | 10 | 8 | 0 | N |  |  | N | Electric Utility | 1 | X | WAT
Conventional Hydroelectric.WAT | hydro | TRUE | 19436 | Union Electric Co - (MO) | 1109 | Keokuk | IA | Lee | 2 | Conventional Hydroelectric | HY |  | S | 7.6 | 0.8 | 10 | 10 | 0 | N |  |  | N | Electric Utility | 1 | X | WAT
Conventional Hydroelectric.WAT | hydro | TRUE | 19436 | Union Electric Co - (MO) | 1109 | Keokuk | IA | Lee | 3 | Conventional Hydroelectric | HY |  | S | 7.6 | 0.8 | 10 | 10 | 0 | N |  |  | N | Electric Utility | 1 | X | WAT
Conventional Hydroelectric.WAT | hydro | TRUE | 19436 | Union Electric Co - (MO) | 1109 | Keokuk | IA | Lee | 4 | Conventional Hydroelectric | HY |  | S | 7.6 | 0.8 | 10 | 10 | 0 | N |  |  | N | Electric Utility | 1 | X | WAT
Conventional Hydroelectric.WAT | hydro | TRUE | 19436 | Union Electric Co - (MO) | 1109 | Keokuk | IA | Lee | 5 | Conventional Hydroelectric | HY |  | S | 7.6 | 0.8 | 10 | 8 | 0 | N |  |  | N | Electric Utility | 1 | X | WAT
Conventional Hydroelectric.WAT | hydro | TRUE | 19436 | Union Electric Co - (MO) | 1109 | Keokuk | IA | Lee | 6 | Conventional Hydroelectric | HY |  | S | 7.6 | 0.8 | 10 | 10 | 0 | N |  |  | N | Electric Utility | 1 | X | WAT
Conventional Hydroelectric.WAT | hydro | TRUE | 19436 | Union Electric Co - (MO) | 1109 | Keokuk | IA | Lee | 7 | Conventional Hydroelectric | HY |  | S | 8.8 | 0.8 | 10 | 10 | 0 | N |  |  | N | Electric Utility | 1 | X | WAT
Conventional Hydroelectric.WAT | hydro | TRUE | 19436 | Union Electric Co - (MO) | 1109 | Keokuk | IA | Lee | 8 | Conventional Hydroelectric | HY |  | S | 8.8 | 0.8 | 10 | 10 | 0 | N |  |  | N | Electric Utility | 1 | X | WAT
Conventional Hydroelectric.WAT | hydro | TRUE | 19436 | Union Electric Co - (MO) | 1109 | Keokuk | IA | Lee | 9 | Conventional Hydroelectric | HY |  | S | 8.8 | 0.8 | 10 | 10 | 0 | N |  |  | N | Electric Utility | 1 | X | WAT
Petroleum Liquids.DFO | petroleum | TRUE | 309 | City of Algona - (IA) | 1120 | Algona | IA | Kossuth | 6 | Petroleum Liquids | IC |  | S | 3.2 | 0.8 | 3.2 | 3.2 | 0.4 | N |  |  | N | Electric Utility | 1 | X | DFO | NG
Petroleum Liquids.DFO | petroleum | TRUE | 309 | City of Algona - (IA) | 1120 | Algona | IA | Kossuth | 7 | Petroleum Liquids | IC |  | S | 4.1 | 0.8 | 4.1 | 4.1 | 0.5 | N |  |  | N | Electric Utility | 1 | X | DFO | NG
Petroleum Liquids.DFO | petroleum | TRUE | 309 | City of Algona - (IA) | 1120 | Algona | IA | Kossuth | 8 | Petroleum Liquids | IC |  | S | 4.4 | 0.9 | 4.4 | 4.4 | 0.5 | N |  |  | N | Electric Utility | 1 | X | DFO
Petroleum Liquids.DFO | petroleum | TRUE | 309 | City of Algona - (IA) | 1120 | Algona | IA | Kossuth | 9 | Petroleum Liquids | IC |  | S | 4.4 | 0.9 | 4.4 | 4.4 | 0.5 | N |  |  | N | Electric Utility | 1 | X | DFO
Petroleum Liquids.DFO | petroleum | TRUE | 405 | City of Alta - (IA) | 1121 | Alta Municipal Utilities | IA | Buena Vista | 2A | Petroleum Liquids | IC |  | S | 2 | 1 | 2 | 2.1 | 0 | N |  |  | N | Electric Utility | 1 | X | DFO
Petroleum Liquids.DFO | petroleum | TRUE | 405 | City of Alta - (IA) | 1121 | Alta Municipal Utilities | IA | Buena Vista | 3A | Petroleum Liquids | IC |  | S | 2 | 1 | 2 | 2.1 | 0 | N |  |  | N | Electric Utility | 1 | X | DFO
Natural Gas Steam Turbine.NG | natural gas steam turbine | TRUE | 554 | City of Ames - (IA) | 1122 | Ames Electric Services Power Plant | IA | Story | 7 | Natural Gas Steam Turbine | ST |  | S | 37.5 | 0.85 | 38.6 | 38.6 | 15 | N |  |  | N | Electric Utility | 1 | X | NG | OBS
Natural Gas Steam Turbine.NG | natural gas steam turbine | TRUE | 554 | City of Ames - (IA) | 1122 | Ames Electric Services Power Plant | IA | Story | 8 | Natural Gas Steam Turbine | ST |  | S | 71.3 | 0.9 | 66.9 | 66.9 | 30 | N |  |  | N | Electric Utility | 1 | X | NG | OBS
Petroleum Liquids.DFO | petroleum | TRUE | 682 | City of Anita - (IA) | 1123 | Anita | IA | Cass | 2 | Petroleum Liquids | IC |  | S | 0.2 | 0.8 | 0.1 | 0.2 | 0 | N |  |  | N | Electric Utility | 1 | X | DFO
Petroleum Liquids.DFO | petroleum | TRUE | 682 | City of Anita - (IA) | 1123 | Anita | IA | Cass | 3 | Petroleum Liquids | IC |  | S | 0.3 | 0.8 | 0.2 | 0.3 | 0 | N |  |  | N | Electric Utility | 1 | X | DFO
Petroleum Liquids.DFO | petroleum | TRUE | 682 | City of Anita - (IA) | 1123 | Anita | IA | Cass | 4 | Petroleum Liquids | IC |  | S | 0.2 | 0.8 | 0.2 | 0.2 | 0 | N |  |  | N | Electric Utility | 1 | X | DFO
Petroleum Liquids.DFO | petroleum | TRUE | 682 | City of Anita - (IA) | 1123 | Anita | IA | Cass | 5 | Petroleum Liquids | IC |  | S | 0.2 | 0.8 | 0.2 | 0.2 | 0 | N |  |  | N | Electric Utility | 1 | X | DFO
Petroleum Liquids.DFO | petroleum | TRUE | 682 | City of Anita - (IA) | 1123 | Anita | IA | Cass | 6 | Petroleum Liquids | IC |  | S | 2 | 0.8 | 2 | 2 | 0 | N |  |  | N | Electric Utility | 1 | X | DFO
Natural Gas Fired Combustion Turbine.NG | natural gas peaker | TRUE | 965 | Atlantic Municipal Utilities | 1124 | Atlantic | IA | Cass | 6 | Natural Gas Fired Combustion Turbine | GT |  | S | 10 | 0.8 | 9.8 | 10 | 2.5 | N |  |  | N | Electric Utility | 1 | X | NG | DFO
Petroleum Liquids.DFO | petroleum | TRUE | 1172 | Bancroft Municipal Utilities | 1125 | Bancroft | IA | Kossuth | 5 | Petroleum Liquids | IC |  | S | 0.6 | 0.9 | 0.5 | 0.5 | 0.1 | N |  |  | N | Electric Utility | 1 | X | DFO
Petroleum Liquids.DFO | petroleum | TRUE | 1172 | Bancroft Municipal Utilities | 1125 | Bancroft | IA | Kossuth | 6 | Petroleum Liquids | IC |  | S | 1.8 | 0.9 | 1.8 | 1.8 | 0.1 | N |  |  | N | Electric Utility | 1 | X | DFO
Petroleum Liquids.DFO | petroleum | TRUE | 1172 | Bancroft Municipal Utilities | 1125 | Bancroft | IA | Kossuth | 7 | Petroleum Liquids | IC |  | S | 1.8 | 0.9 | 1.8 | 1.8 | 0.1 | N |  |  | N | Electric Utility | 1 | X | DFO
Petroleum Liquids.DFO | petroleum | TRUE | 1515 | City of Bellevue - (IA) | 1126 | Bellevue | IA | Jackson | 1A | Petroleum Liquids | IC |  | S | 1.8 | 0.8 | 1.7 | 1.8 | 0.2 | N |  |  | N | Electric Utility | 1 | X | DFO
Petroleum Liquids.DFO | petroleum | TRUE | 1515 | City of Bellevue - (IA) | 1126 | Bellevue | IA | Jackson | 2 | Petroleum Liquids | IC |  | S | 1.6 | 0.8 | 1.6 | 1.6 | 0.2 | N |  |  | N | Electric Utility | 1 | X | DFO
Petroleum Liquids.DFO | petroleum | TRUE | 1515 | City of Bellevue - (IA) | 1126 | Bellevue | IA | Jackson | 3 | Petroleum Liquids | IC |  | S | 1.8 | 0.8 | 1.7 | 1.8 | 0.2 | N |  |  | N | Electric Utility | 1 | X | DFO
Petroleum Liquids.DFO | petroleum | TRUE | 1515 | City of Bellevue - (IA) | 1126 | Bellevue | IA | Jackson | 4 | Petroleum Liquids | IC |  | S | 0.7 | 0.8 | 0.6 | 0.6 | 0.2 | N |  |  | N | Electric Utility | 1 | X | DFO
Petroleum Liquids.DFO | petroleum | TRUE | 1515 | City of Bellevue - (IA) | 1126 | Bellevue | IA | Jackson | 5 | Petroleum Liquids | IC |  | S | 0.9 | 0.8 | 0.7 | 0.7 | 0.2 | N |  |  | N | Electric Utility | 1 | X | DFO
Petroleum Liquids.DFO | petroleum | TRUE | 1515 | City of Bellevue - (IA) | 1126 | Bellevue | IA | Jackson | 6 | Petroleum Liquids | IC |  | S | 3 | 0.8 | 2.4 | 2.4 | 0.5 | N |  |  | N | Electric Utility | 1 | X | DFO | NG
Natural Gas Internal Combustion Engine.NG | natural gas peaker | TRUE | 1869 | City of Bloomfield - (IA) | 1127 | Bloomfield | IA | Davis | 1 | Natural Gas Internal Combustion Engine | IC |  | S | 2.8 | 0.8 | 2.3 | 2.3 | 1.6 | N |  |  | N | Electric Utility | 1 | X | NG | DFO
Petroleum Liquids.DFO | petroleum | TRUE | 1869 | City of Bloomfield - (IA) | 1127 | Bloomfield | IA | Davis | 2 | Petroleum Liquids | IC |  | S | 0.3 | 0.8 | 0.2 | 0.2 | 0.1 | N |  |  | N | Electric Utility | 1 | X | DFO
Natural Gas Internal Combustion Engine.NG | natural gas peaker | TRUE | 1869 | City of Bloomfield - (IA) | 1127 | Bloomfield | IA | Davis | 3 | Natural Gas Internal Combustion Engine | IC |  | S | 2.7 | 0.8 | 2.2 | 2.2 | 1.2 | N |  |  | N | Electric Utility | 1 | X | NG | DFO
Petroleum Liquids.DFO | petroleum | TRUE | 1869 | City of Bloomfield - (IA) | 1127 | Bloomfield | IA | Davis | 4 | Petroleum Liquids | IC |  | S | 0.3 | 0.8 | 0.2 | 0.2 | 0.1 | N |  |  | N | Electric Utility | 1 | X | DFO
Natural Gas Internal Combustion Engine.NG | natural gas peaker | TRUE | 1869 | City of Bloomfield - (IA) | 1127 | Bloomfield | IA | Davis | 5 | Natural Gas Internal Combustion Engine | IC |  | S | 0.9 | 0.8 | 0.8 | 0.8 | 0.5 | N |  |  | N | Electric Utility | 1 | X | NG | DFO
Natural Gas Internal Combustion Engine.NG | natural gas peaker | TRUE | 1869 | City of Bloomfield - (IA) | 1127 | Bloomfield | IA | Davis | 6 | Natural Gas Internal Combustion Engine | IC |  | S | 1.5 | 0.8 | 1.2 | 1.2 | 0.6 | N |  |  | N | Electric Utility | 1 | X | NG | DFO
Petroleum Liquids.DFO | petroleum | TRUE | 2287 | City of Brooklyn - (IA) | 1128 | Brooklyn | IA | Poweshiek | 8 | Petroleum Liquids | IC |  | S | 2.3 | 1 | 2 | 2 | 0.2 | N |  |  | N | Electric Utility | 1 | X | DFO
Petroleum Liquids.DFO | petroleum | TRUE | 3137 | Cascade Municipal Utilities | 1129 | Cascade | IA | Dubuque | 1 | Petroleum Liquids | IC |  | S | 0.7 | 0.8 | 0.7 | 0.7 | 0.1 | N |  |  | N | Electric Utility | 1 | X | DFO
Petroleum Liquids.DFO | petroleum | TRUE | 3137 | Cascade Municipal Utilities | 1129 | Cascade | IA | Dubuque | 2 | Petroleum Liquids | IC |  | S | 2 | 0.8 | 1.9 | 2 | 0.3 | N |  |  | N | Electric Utility | 1 | X | DFO | NG
Petroleum Liquids.DFO | petroleum | TRUE | 3137 | Cascade Municipal Utilities | 1129 | Cascade | IA | Dubuque | 3A | Petroleum Liquids | IC |  | S | 1.8 | 0.8 | 1.8 | 1.8 | 0.5 | N |  |  | N | Electric Utility | 1 | X | DFO
Petroleum Liquids.DFO | petroleum | TRUE | 3137 | Cascade Municipal Utilities | 1129 | Cascade | IA | Dubuque | 4 | Petroleum Liquids | IC |  | S | 0.7 | 0.8 | 0.5 | 0.5 | 0.1 | N |  |  | N | Electric Utility | 1 | X | DFO
Petroleum Liquids.DFO | petroleum | TRUE | 3137 | Cascade Municipal Utilities | 1129 | Cascade | IA | Dubuque | 6 | Petroleum Liquids | IC |  | S | 2 | 0.8 | 1.9 | 1.9 | 0.5 | N |  |  | N | Electric Utility | 1 | X | DFO
Natural Gas Fired Combustion Turbine.NG | natural gas peaker | TRUE | 3203 | Cedar Falls Utilities | 1130 | Gas Turbine (IA) | IA | Black Hawk | 1 | Natural Gas Fired Combustion Turbine | GT |  | S | 19.6 | 0.85 | 17.6 | 17.6 | 5 | N |  |  | N | Electric Utility | 1 | X | NG | DFO
Natural Gas Fired Combustion Turbine.NG | natural gas peaker | TRUE | 3203 | Cedar Falls Utilities | 1130 | Gas Turbine (IA) | IA | Black Hawk | 2 | Natural Gas Fired Combustion Turbine | GT |  | S | 23.8 | 0.85 | 22.7 | 22.7 | 10 | N |  |  | N | Electric Utility | 1 | X | NG | DFO
Natural Gas Steam Turbine.NG | natural gas steam turbine | TRUE | 3203 | Cedar Falls Utilities | 1131 | Streeter Station | IA | Black Hawk | 6 | Natural Gas Steam Turbine | ST |  | S | 16.5 | 0.85 | 19.4 | 19.4 | 5 | N |  |  | N | Electric Utility | 1 | X | NG | BIT | WDS | OBS | AB
Natural Gas Steam Turbine.NG | natural gas steam turbine | TRUE | 3203 | Cedar Falls Utilities | 1131 | Streeter Station | IA | Black Hawk | 7 | Natural Gas Steam Turbine | ST |  | S | 35 | 0.9 | 36.2 | 36.2 | 6 | N |  |  | N | Electric Utility | 1 | X | NG | BIT
Petroleum Liquids.DFO | petroleum | TRUE | 65337 | Coggon Municipal Light Plant | 1132 | Coggon | IA | Linn | IC5 | Petroleum Liquids | IC |  | S | 2 | 0.8 | 1.8 | 1.8 | 0.6 | N |  |  | N | Electric Utility | 1 | X | DFO
Petroleum Liquids.DFO | petroleum | TRUE | 4375 | City of Corning - (IA) | 1134 | Corning | IA | Adams | 5 | Petroleum Liquids | IC |  | S | 2.8 | 0.9 | 2.8 | 2.8 | 0.1 | N |  |  | N | Electric Utility | 1 | X | DFO
Petroleum Liquids.DFO | petroleum | TRUE | 4375 | City of Corning - (IA) | 1134 | Corning | IA | Adams | 6 | Petroleum Liquids | IC |  | S | 2 | 0.9 | 2 | 2 | 0.1 | N |  |  | N | Electric Utility | 1 | X | DFO
Petroleum Liquids.DFO | petroleum | TRUE | 4375 | City of Corning - (IA) | 1134 | Corning | IA | Adams | 7 | Petroleum Liquids | IC |  | S | 2 | 0.9 | 2 | 2 | 0.1 | N |  |  | N | Electric Utility | 1 | X | DFO
Petroleum Liquids.DFO | petroleum | TRUE | 4919 | City of Dayton - (IA) | 1135 | Dayton (IA) | IA | Webster | 5 | Petroleum Liquids | IC |  | S | 1.8 | 0.8 | 1.8 | 1.8 | 0.5 | N |  |  | N | Electric Utility | 1 | X | DFO
Petroleum Liquids.DFO | petroleum | TRUE | 5998 | City of Estherville - (IA) | 1137 | Estherville | IA | Emmet | 2 | Petroleum Liquids | IC |  | S | 1.6 | 0.8 | 1.1 | 1.1 | 1 | N |  |  | N | Electric Utility | 1 | X | DFO | DFO
Natural Gas Internal Combustion Engine.NG | natural gas peaker | TRUE | 5998 | City of Estherville - (IA) | 1137 | Estherville | IA | Emmet | 3 | Natural Gas Internal Combustion Engine | IC |  | S | 3 | 0.8 | 2.7 | 2.8 | 2 | N |  |  | N | Electric Utility | 1 | X | NG | DFO
Natural Gas Internal Combustion Engine.NG | natural gas peaker | TRUE | 5998 | City of Estherville - (IA) | 1137 | Estherville | IA | Emmet | 4 | Natural Gas Internal Combustion Engine | IC |  | S | 4 | 0.8 | 3.5 | 3.5 | 2 | N |  |  | N | Electric Utility | 1 | X | NG | DFO
Natural Gas Internal Combustion Engine.NG | natural gas peaker | TRUE | 5998 | City of Estherville - (IA) | 1137 | Estherville | IA | Emmet | 5 | Natural Gas Internal Combustion Engine | IC |  | S | 4 | 0.8 | 3.6 | 3.6 | 2 | N |  |  | N | Electric Utility | 1 | X | NG | DFO
Natural Gas Internal Combustion Engine.NG | natural gas peaker | TRUE | 5998 | City of Estherville - (IA) | 1137 | Estherville | IA | Emmet | 7 | Natural Gas Internal Combustion Engine | IC |  | S | 3 | 0.8 | 2.7 | 2.8 | 2 | N |  |  | N | Electric Utility | 1 | X | NG | DFO
Petroleum Liquids.DFO | petroleum | TRUE | 6579 | City of Forest City- (IA) | 1138 | Forest City Light Plant | IA | Winnebago | 1 | Petroleum Liquids | IC |  | S | 1.2 | 0.98 | 1.3 | 1.3 | 0.9 | N |  |  | N | Electric Utility | 1 | X | DFO
Petroleum Liquids.DFO | petroleum | TRUE | 6579 | City of Forest City- (IA) | 1138 | Forest City Light Plant | IA | Winnebago | 2 | Petroleum Liquids | IC |  | S | 2.7 | 0.98 | 2.2 | 2.2 | 1.7 | N |  |  | N | Electric Utility | 1 | X | DFO
Petroleum Liquids.DFO | petroleum | TRUE | 6579 | City of Forest City- (IA) | 1138 | Forest City Light Plant | IA | Winnebago | 3 | Petroleum Liquids | IC |  | S | 3.5 | 0.98 | 3.3 | 3.3 | 2.6 | N |  |  | N | Electric Utility | 1 | X | DFO
Petroleum Liquids.DFO | petroleum | TRUE | 6579 | City of Forest City- (IA) | 1138 | Forest City Light Plant | IA | Winnebago | 4 | Petroleum Liquids | IC |  | S | 6.3 | 0.98 | 6.1 | 6.1 | 4.7 | N |  |  | N | Electric Utility | 1 | X | DFO
Petroleum Liquids.DFO | petroleum | TRUE | 6579 | City of Forest City- (IA) | 1138 | Forest City Light Plant | IA | Winnebago | 5 | Petroleum Liquids | IC |  | S | 0.7 | 0.98 | 0.7 | 0.7 | 0.5 | N |  |  | N | Electric Utility | 1 | X | DFO
Petroleum Liquids.DFO | petroleum | TRUE | 6579 | City of Forest City- (IA) | 1138 | Forest City Light Plant | IA | Winnebago | 6 | Petroleum Liquids | IC |  | S | 7.6 | 0.98 | 7.6 | 7.6 | 0.6 | N |  |  | N | Electric Utility | 1 | X | DFO
Petroleum Liquids.DFO | petroleum | TRUE | 7424 | Gowrie Municipal Utilities | 1141 | Gowrie | IA | Webster | 3 | Petroleum Liquids | IC |  | S | 2.5 | 0.8 | 2.2 | 2.2 | 0.4 | N |  |  | N | Electric Utility | 1 | X | DFO
Petroleum Liquids.DFO | petroleum | TRUE | 7443 | City of Graettinger - (IA) | 1142 | Graettinger | IA | Palo Alto | 4 | Petroleum Liquids | IC |  | S | 0.5 | 0.8 | 0.5 | 0.5 | 0.5 | N |  |  | N | Electric Utility | 1 | X | DFO
Petroleum Liquids.DFO | petroleum | TRUE | 7443 | City of Graettinger - (IA) | 1142 | Graettinger | IA | Palo Alto | 5 | Petroleum Liquids | IC |  | S | 1.1 | 0.8 | 1.1 | 1.1 | 0.8 | N |  |  | N | Electric Utility | 1 | X | DFO
Petroleum Liquids.DFO | petroleum | TRUE | 7443 | City of Graettinger - (IA) | 1142 | Graettinger | IA | Palo Alto | 6 | Petroleum Liquids | IC |  | S | 2 | 0.8 | 2 | 2 | 0.8 | N |  |  | N | Electric Utility | 1 | X | DFO
Petroleum Liquids.DFO | petroleum | TRUE | 7486 | City of Grand Junction - (IA) | 1143 | Grand Junction | IA | Greene | 2 | Petroleum Liquids | IC |  | S | 1.7 | 1 | 1.7 | 1.7 | 1 | N |  |  | N | Electric Utility | 1 | X | DFO
Petroleum Liquids.DFO | petroleum | TRUE | 7743 | Grundy Center Mun Light & Power | 1145 | Grundy Center City Light Plant | IA | Grundy | IC1 | Petroleum Liquids | IC |  | S | 2.2 | 0.8 | 2.2 | 2.2 | 2.2 | N |  |  | N | Electric Utility | 1 | X | DFO | NG
Petroleum Liquids.DFO | petroleum | TRUE | 7743 | Grundy Center Mun Light & Power | 1145 | Grundy Center City Light Plant | IA | Grundy | IC2 | Petroleum Liquids | IC |  | S | 3.5 | 0.8 | 3.5 | 3.5 | 3.5 | N |  |  | N | Electric Utility | 1 | X | DFO | NG
Petroleum Liquids.DFO | petroleum | TRUE | 7743 | Grundy Center Mun Light & Power | 1145 | Grundy Center City Light Plant | IA | Grundy | IC3 | Petroleum Liquids | IC |  | S | 3 | 0.8 | 3 | 3 | 3 | N |  |  | N | Electric Utility | 1 | X | DFO | NG
Petroleum Liquids.DFO | petroleum | TRUE | 8122 | Harlan Municipal Utilities - (IA) | 1146 | Harlan | IA | Shelby | HMU1 | Petroleum Liquids | IC |  | S | 1.7 | 0.99 | 1.6 | 1.6 | 0.1 | N |  |  | N | Electric Utility | 1 | X | DFO
Petroleum Liquids.DFO | petroleum | TRUE | 8122 | Harlan Municipal Utilities - (IA) | 1146 | Harlan | IA | Shelby | HMU2 | Petroleum Liquids | IC |  | S | 1.7 | 0.99 | 1.6 | 1.6 | 0.1 | N |  |  | N | Electric Utility | 1 | X | DFO
Petroleum Liquids.DFO | petroleum | TRUE | 9275 | Indianola Municipal Utilities | 1150 | Indianola | IA | Warren | 7 | Petroleum Liquids | GT |  | S | 20.6 | 1 | 19.4 | 23 | 2.5 | N |  |  | N | Electric Utility | 1 | X | DFO
Petroleum Liquids.DFO | petroleum | TRUE | 9275 | Indianola Municipal Utilities | 1150 | Indianola | IA | Warren | 8 | Petroleum Liquids | GT |  | S | 20.3 | 1 | 22.8 | 24 | 2.5 | N |  |  | N | Electric Utility | 1 | X | DFO
Petroleum Liquids.DFO | petroleum | TRUE | 10608 | City of Lake Park - (IA) | 1153 | Lake Park | IA | Dickinson | 3 | Petroleum Liquids | IC |  | S | 2 | 0.8 | 2 | 2 | 1.5 | N |  |  | N | Electric Utility | 1 | X | DFO
Petroleum Liquids.DFO | petroleum | TRUE | 10608 | City of Lake Park - (IA) | 1153 | Lake Park | IA | Dickinson | G2 | Petroleum Liquids | IC |  | S | 2 | 0.8 | 2 | 2 | 1.5 | N |  |  | N | Electric Utility | 1 | X | DFO
Petroleum Liquids.DFO | petroleum | TRUE | 10606 | City of Lake Mills | 1154 | Lake Mills | IA | Winnebago | 4 | Petroleum Liquids | IC |  | S | 1.3 | 0.8 | 1.3 | 1.3 | 0.5 | N |  |  | N | Electric Utility | 1 | X | DFO | NG
Petroleum Liquids.DFO | petroleum | TRUE | 10606 | City of Lake Mills | 1154 | Lake Mills | IA | Winnebago | 6 | Petroleum Liquids | IC |  | S | 5.7 | 0.8 | 5.7 | 5.7 | 2 | N |  |  | N | Electric Utility | 1 | X | DFO
Petroleum Liquids.DFO | petroleum | TRUE | 10606 | City of Lake Mills | 1154 | Lake Mills | IA | Winnebago | 7 | Petroleum Liquids | IC |  | S | 7.6 | 0.8 | 7.6 | 7.6 | 3 | N |  |  | N | Electric Utility | 1 | X | DFO
Petroleum Liquids.DFO | petroleum | TRUE | 10606 | City of Lake Mills | 1154 | Lake Mills | IA | Winnebago | 8 | Petroleum Liquids | IC |  | S | 3.1 | 1 | 3.1 | 3.1 | 1 | Y |  |  | N | Electric Utility | 1 | X | DFO
Petroleum Liquids.DFO | petroleum | TRUE | 10650 | City of Lamoni - (IA) | 1155 | Lamoni Municipal Utilities | IA | Decatur | 1 | Petroleum Liquids | IC |  | S | 2.8 | 0.8 | 2.7 | 2.8 | 0 | N |  |  | N | Electric Utility | 1 | X | DFO | NG
Petroleum Liquids.DFO | petroleum | TRUE | 10650 | City of Lamoni - (IA) | 1155 | Lamoni Municipal Utilities | IA | Decatur | 2 | Petroleum Liquids | IC |  | S | 0.2 | 0.8 | 0.2 | 0.2 | 0 | N |  |  | N | Electric Utility | 1 | X | DFO
Petroleum Liquids.DFO | petroleum | TRUE | 10650 | City of Lamoni - (IA) | 1155 | Lamoni Municipal Utilities | IA | Decatur | 3 | Petroleum Liquids | IC |  | S | 0.3 | 0.8 | 0.3 | 0.3 | 0 | N |  |  | N | Electric Utility | 1 | X | DFO
Petroleum Liquids.DFO | petroleum | TRUE | 10650 | City of Lamoni - (IA) | 1155 | Lamoni Municipal Utilities | IA | Decatur | 4 | Petroleum Liquids | IC |  | S | 0.6 | 0.8 | 0.6 | 0.6 | 0 | N |  |  | N | Electric Utility | 1 | X | DFO
Petroleum Liquids.DFO | petroleum | TRUE | 10650 | City of Lamoni - (IA) | 1155 | Lamoni Municipal Utilities | IA | Decatur | 5 | Petroleum Liquids | IC |  | S | 1.1 | 0.8 | 1.1 | 1.1 | 0 | N |  |  | N | Electric Utility | 1 | X | DFO | NG
Petroleum Liquids.DFO | petroleum | TRUE | 10650 | City of Lamoni - (IA) | 1155 | Lamoni Municipal Utilities | IA | Decatur | 6 | Petroleum Liquids | IC |  | S | 0.5 | 0.8 | 0.5 | 0.5 | 0 | N |  |  | N | Electric Utility | 1 | X | DFO
Petroleum Liquids.DFO | petroleum | TRUE | 10650 | City of Lamoni - (IA) | 1155 | Lamoni Municipal Utilities | IA | Decatur | 7 | Petroleum Liquids | IC |  | S | 2.5 | 0.8 | 2.3 | 2.3 | 0 | N |  |  | N | Electric Utility | 1 | X | DFO
Petroleum Liquids.DFO | petroleum | TRUE | 10650 | City of Lamoni - (IA) | 1155 | Lamoni Municipal Utilities | IA | Decatur | 8 | Petroleum Liquids | IC |  | S | 2.5 | 0.8 | 2.3 | 2.3 | 0 | N |  |  | N | Electric Utility | 1 | X | DFO
Petroleum Liquids.DFO | petroleum | TRUE | 10542 | La Porte City Utilities | 1156 | La Porte | IA | Black Hawk | 3A | Petroleum Liquids | IC |  | S | 1.8 | 0.8 | 1.8 | 1.8 | 1.8 | N |  |  | N | Electric Utility | 1 | X | DFO
Petroleum Liquids.DFO | petroleum | TRUE | 10542 | La Porte City Utilities | 1156 | La Porte | IA | Black Hawk | 4A | Petroleum Liquids | IC |  | S | 1.8 | 0.8 | 1.8 | 1.8 | 1.8 | N |  |  | N | Electric Utility | 1 | X | DFO
Petroleum Liquids.DFO | petroleum | TRUE | 10542 | La Porte City Utilities | 1156 | La Porte | IA | Black Hawk | 6 | Petroleum Liquids | IC |  | S | 1.8 | 0.8 | 1.8 | 1.8 | 1.8 | N |  |  | N | Electric Utility | 1 | X | DFO
Petroleum Liquids.DFO | petroleum | TRUE | 10769 | City of Laurens - (IA) | 1157 | Laurens | IA | Pocahontas | 3 | Petroleum Liquids | IC |  | S | 0.8 | 0.8 | 0.7 | 0.7 | 0.7 | N |  |  | N | Electric Utility | 1 | X | DFO
Petroleum Liquids.DFO | petroleum | TRUE | 10769 | City of Laurens - (IA) | 1157 | Laurens | IA | Pocahontas | 4 | Petroleum Liquids | IC |  | S | 0.8 | 0.8 | 0.7 | 0.7 | 0.7 | N |  |  | N | Electric Utility | 1 | X | DFO
Petroleum Liquids.DFO | petroleum | TRUE | 10769 | City of Laurens - (IA) | 1157 | Laurens | IA | Pocahontas | 5 | Petroleum Liquids | IC |  | S | 2.5 | 0.8 | 2.3 | 2.3 | 2.3 | N |  |  | N | Electric Utility | 1 | X | DFO
Petroleum Liquids.DFO | petroleum | TRUE | 10769 | City of Laurens - (IA) | 1157 | Laurens | IA | Pocahontas | 6 | Petroleum Liquids | IC |  | S | 2.5 | 0.8 | 2.3 | 2.3 | 2.3 | N |  |  | N | Electric Utility | 1 | X | DFO
Petroleum Liquids.DFO | petroleum | TRUE | 10769 | City of Laurens - (IA) | 1157 | Laurens | IA | Pocahontas | 7 | Petroleum Liquids | IC |  | S | 2.5 | 0.8 | 2.3 | 2.3 | 2.3 | N |  |  | N | Electric Utility | 1 | X | DFO
Petroleum Liquids.DFO | petroleum | TRUE | 10908 | City of Lenox - (IA) | 1158 | Lenox | IA | Taylor | 1 | Petroleum Liquids | IC |  | S | 0.3 | 0.8 | 0.3 | 0.3 | 0.1 | N |  |  | N | Electric Utility | 1 | X | DFO
Petroleum Liquids.DFO | petroleum | TRUE | 10908 | City of Lenox - (IA) | 1158 | Lenox | IA | Taylor | 2 | Petroleum Liquids | IC |  | S | 1.1 | 0.8 | 1.1 | 1.1 | 0.4 | N |  |  | N | Electric Utility | 1 | X | DFO
Petroleum Liquids.DFO | petroleum | TRUE | 10908 | City of Lenox - (IA) | 1158 | Lenox | IA | Taylor | 3 | Petroleum Liquids | IC |  | S | 0.9 | 0.8 | 0.9 | 0.9 | 0.4 | N |  |  | N | Electric Utility | 1 | X | DFO
Petroleum Liquids.DFO | petroleum | TRUE | 10908 | City of Lenox - (IA) | 1158 | Lenox | IA | Taylor | 4 | Petroleum Liquids | IC |  | S | 1.8 | 0.8 | 1.7 | 1.8 | 1.3 | N |  |  | N | Electric Utility | 1 | X | DFO
Petroleum Liquids.DFO | petroleum | TRUE | 10908 | City of Lenox - (IA) | 1158 | Lenox | IA | Taylor | 5 | Petroleum Liquids | IC |  | S | 2 | 0.8 | 1.8 | 1.8 | 1.3 | N |  |  | N | Electric Utility | 1 | X | DFO
Petroleum Liquids.DFO | petroleum | TRUE | 11581 | City of Manning | 1160 | Manning | IA | Carroll | 1 | Petroleum Liquids | IC |  | S | 0.2 | 0.8 | 0.2 | 0.2 | 0.2 | N |  |  | N | Electric Utility | 1 | X | DFO
Petroleum Liquids.DFO | petroleum | TRUE | 11581 | City of Manning | 1160 | Manning | IA | Carroll | 2 | Petroleum Liquids | IC |  | S | 0.2 | 0.8 | 0.2 | 0.2 | 0.2 | N |  |  | N | Electric Utility | 1 | X | DFO
Petroleum Liquids.DFO | petroleum | TRUE | 11581 | City of Manning | 1160 | Manning | IA | Carroll | 4 | Petroleum Liquids | IC |  | S | 0.6 | 0.8 | 0.6 | 0.6 | 0.2 | N |  |  | N | Electric Utility | 1 | X | DFO
Petroleum Liquids.DFO | petroleum | TRUE | 11581 | City of Manning | 1160 | Manning | IA | Carroll | M1 | Petroleum Liquids | IC |  | S | 2.3 | 0.8 | 2.3 | 2.3 | 0.2 | N |  |  | N | Electric Utility | 1 | X | DFO
Petroleum Liquids.DFO | petroleum | TRUE | 11581 | City of Manning | 1160 | Manning | IA | Carroll | M2 | Petroleum Liquids | IC |  | S | 2.3 | 0.8 | 2.3 | 2.3 | 0.2 | N |  |  | N | Electric Utility | 1 | X | DFO
Petroleum Liquids.DFO | petroleum | TRUE | 11581 | City of Manning | 1160 | Manning | IA | Carroll | M3 | Petroleum Liquids | IC |  | S | 2.3 | 0.8 | 2.3 | 2.3 | 0.2 | N |  |  | N | Electric Utility | 1 | X | DFO
Natural Gas Internal Combustion Engine.NG | natural gas peaker | TRUE | 11611 | City of Maquoketa - (IA) | 1162 | Maquoketa 1 | IA | Jackson | 1A | Natural Gas Internal Combustion Engine | IC |  | S | 3.1 | 0.95 | 2.8 | 3 | 1.5 | N |  |  | N | Electric Utility | 1 | X | NG | DFO
Natural Gas Internal Combustion Engine.NG | natural gas peaker | TRUE | 11611 | City of Maquoketa - (IA) | 1162 | Maquoketa 1 | IA | Jackson | 2A | Natural Gas Internal Combustion Engine | IC |  | S | 3.1 | 0.95 | 2.8 | 3 | 1.5 | N |  |  | N | Electric Utility | 1 | X | NG | DFO
Natural Gas Internal Combustion Engine.NG | natural gas peaker | TRUE | 11611 | City of Maquoketa - (IA) | 1162 | Maquoketa 1 | IA | Jackson | 3 | Natural Gas Internal Combustion Engine | IC |  | S | 2.1 | 0.95 | 1.8 | 1.9 | 1 | N |  |  | N | Electric Utility | 1 | X | NG | DFO
Petroleum Liquids.DFO | petroleum | TRUE | 11611 | City of Maquoketa - (IA) | 1162 | Maquoketa 1 | IA | Jackson | 4A | Petroleum Liquids | IC |  | S | 1.8 | 0.95 | 1.7 | 1.7 | 0.9 | N |  |  | N | Electric Utility | 1 | X | DFO
Natural Gas Internal Combustion Engine.NG | natural gas peaker | TRUE | 11611 | City of Maquoketa - (IA) | 1162 | Maquoketa 1 | IA | Jackson | 5 | Natural Gas Internal Combustion Engine | IC |  | S | 1.7 | 0.95 | 1.4 | 1.5 | 0.7 | N |  |  | N | Electric Utility | 1 | X | NG | DFO
Natural Gas Internal Combustion Engine.NG | natural gas peaker | TRUE | 11611 | City of Maquoketa - (IA) | 1162 | Maquoketa 1 | IA | Jackson | 6 | Natural Gas Internal Combustion Engine | IC |  | S | 2.5 | 0.95 | 2.1 | 2.2 | 1 | N |  |  | N | Electric Utility | 1 | X | NG | DFO
Natural Gas Internal Combustion Engine.NG | natural gas peaker | TRUE | 11611 | City of Maquoketa - (IA) | 1162 | Maquoketa 1 | IA | Jackson | 7 | Natural Gas Internal Combustion Engine | IC |  | S | 6.5 | 0.95 | 6 | 6.1 | 3 | N |  |  | N | Electric Utility | 1 | X | NG | DFO
Petroleum Liquids.DFO | petroleum | TRUE | 11611 | City of Maquoketa - (IA) | 1162 | Maquoketa 1 | IA | Jackson | 8 | Petroleum Liquids | IC |  | S | 1.8 | 0.95 | 1.7 | 1.7 | 0.9 | N |  |  | N | Electric Utility | 1 | X | DFO
Petroleum Liquids.DFO | petroleum | TRUE | 11611 | City of Maquoketa - (IA) | 1162 | Maquoketa 1 | IA | Jackson | 9 | Petroleum Liquids | IC |  | S | 1.8 | 0.95 | 1.7 | 1.7 | 0.9 | N |  |  | N | Electric Utility | 1 | X | DFO
Petroleum Liquids.DFO | petroleum | TRUE | 12114 | City of McGregor- (IA) | 1163 | McGregor | IA | Clayton | 1 | Petroleum Liquids | IC |  | S | 1.2 | 0.8 | 1.2 | 1.2 | 0.6 | N |  |  | N | Electric Utility | 1 | X | DFO
Petroleum Liquids.DFO | petroleum | TRUE | 12114 | City of McGregor- (IA) | 1163 | McGregor | IA | Clayton | 2 | Petroleum Liquids | IC |  | S | 0.3 | 0.8 | 0.3 | 0.3 | 0.1 | N |  |  | N | Electric Utility | 1 | X | DFO
Petroleum Liquids.DFO | petroleum | TRUE | 12541 | City of Milford - (IA) | 1164 | Milford | IA | Dickinson | 1 | Petroleum Liquids | IC |  | S | 0.6 | 0.8 | 0.6 | 0.6 | 0.6 | N |  |  | N | Electric Utility | 1 | X | DFO
Petroleum Liquids.DFO | petroleum | TRUE | 12541 | City of Milford - (IA) | 1164 | Milford | IA | Dickinson | 4 | Petroleum Liquids | IC |  | S | 0.5 | 0.8 | 0.5 | 0.5 | 0.5 | N |  |  | N | Electric Utility | 1 | X | DFO
Petroleum Liquids.DFO | petroleum | TRUE | 12541 | City of Milford - (IA) | 1164 | Milford | IA | Dickinson | 5 | Petroleum Liquids | IC |  | S | 1.8 | 0.8 | 1.8 | 1.8 | 1.8 | N |  |  | N | Electric Utility | 1 | X | DFO
Petroleum Liquids.DFO | petroleum | TRUE | 12541 | City of Milford - (IA) | 1164 | Milford | IA | Dickinson | 6 | Petroleum Liquids | IC |  | S | 1.8 | 0.8 | 1.8 | 1.8 | 1.8 | N |  |  | N | Electric Utility | 1 | X | DFO
Petroleum Liquids.DFO | petroleum | TRUE | 12541 | City of Milford - (IA) | 1164 | Milford | IA | Dickinson | 7 | Petroleum Liquids | IC |  | S | 1.8 | 0.8 | 1.8 | 1.8 | 1.8 | N |  |  | N | Electric Utility | 1 | X | DFO
Petroleum Liquids.DFO | petroleum | TRUE | 12839 | City of Montezuma - (IA) | 1165 | Montezuma | IA | Poweshiek | 1 | Petroleum Liquids | IC |  | S | 0.2 | 1 | 0.2 | 0.2 | 0.1 | N |  |  | N | Electric Utility | 1 | X | DFO
Petroleum Liquids.DFO | petroleum | TRUE | 12839 | City of Montezuma - (IA) | 1165 | Montezuma | IA | Poweshiek | 10 | Petroleum Liquids | IC |  | S | 0.2 | 1 | 0.2 | 0.2 | 0.1 | N |  |  | N | Electric Utility | 1 | X | DFO
Petroleum Liquids.DFO | petroleum | TRUE | 12839 | City of Montezuma - (IA) | 1165 | Montezuma | IA | Poweshiek | 4 | Petroleum Liquids | IC |  | S | 0.5 | 1 | 0.5 | 0.5 | 0.4 | N |  |  | N | Electric Utility | 1 | X | DFO
Petroleum Liquids.DFO | petroleum | TRUE | 12839 | City of Montezuma - (IA) | 1165 | Montezuma | IA | Poweshiek | 5 | Petroleum Liquids | IC |  | S | 1.1 | 1 | 1 | 1.1 | 1 | N |  |  | N | Electric Utility | 1 | X | DFO
Natural Gas Internal Combustion Engine.NG | natural gas peaker | TRUE | 12839 | City of Montezuma - (IA) | 1165 | Montezuma | IA | Poweshiek | 6 | Natural Gas Internal Combustion Engine | IC |  | S | 1.7 | 1 | 1.6 | 1.7 | 1.2 | N |  |  | N | Electric Utility | 1 | X | NG | DFO
Natural Gas Internal Combustion Engine.NG | natural gas peaker | TRUE | 12839 | City of Montezuma - (IA) | 1165 | Montezuma | IA | Poweshiek | 7 | Natural Gas Internal Combustion Engine | IC |  | S | 2.5 | 1 | 2.5 | 2.5 | 1.5 | N |  |  | N | Electric Utility | 1 | X | NG | DFO
Petroleum Liquids.DFO | petroleum | TRUE | 12839 | City of Montezuma - (IA) | 1165 | Montezuma | IA | Poweshiek | 8 | Petroleum Liquids | IC |  | S | 1.8 | 1 | 1.8 | 1.8 | 1.4 | N |  |  | N | Electric Utility | 1 | X | DFO
Petroleum Liquids.DFO | petroleum | TRUE | 12839 | City of Montezuma - (IA) | 1165 | Montezuma | IA | Poweshiek | 9 | Petroleum Liquids | IC |  | S | 1.8 | 1 | 1.8 | 1.8 | 1.4 | N |  |  | N | Electric Utility | 1 | X | DFO
Petroleum Liquids.DFO | petroleum | TRUE | 13038 | City of Mt Pleasant - (IA) | 1166 | Mt Pleasant | IA | Henry | 1 | Petroleum Liquids | IC |  | S | 2 | 0.8 | 2 | 2 | 0.1 | N |  |  | N | Electric Utility | 1 | X | DFO
Petroleum Liquids.DFO | petroleum | TRUE | 13038 | City of Mt Pleasant - (IA) | 1166 | Mt Pleasant | IA | Henry | 10 | Petroleum Liquids | IC |  | S | 2 | 0.8 | 2 | 2 | 0.1 | N |  |  | N | Electric Utility | 1 | X | DFO
Petroleum Liquids.DFO | petroleum | TRUE | 13038 | City of Mt Pleasant - (IA) | 1166 | Mt Pleasant | IA | Henry | 11 | Petroleum Liquids | IC |  | S | 2 | 0.8 | 2 | 2 | 0.1 | N |  |  | N | Electric Utility | 1 | X | DFO
Petroleum Liquids.DFO | petroleum | TRUE | 13038 | City of Mt Pleasant - (IA) | 1166 | Mt Pleasant | IA | Henry | 12 | Petroleum Liquids | IC |  | S | 2 | 0.8 | 2 | 2 | 0.1 | N |  |  | N | Electric Utility | 1 | X | DFO
Petroleum Liquids.DFO | petroleum | TRUE | 13038 | City of Mt Pleasant - (IA) | 1166 | Mt Pleasant | IA | Henry | 2 | Petroleum Liquids | IC |  | S | 2 | 0.8 | 2 | 2 | 0.1 | N |  |  | N | Electric Utility | 1 | X | DFO
Petroleum Liquids.DFO | petroleum | TRUE | 13038 | City of Mt Pleasant - (IA) | 1166 | Mt Pleasant | IA | Henry | 3 | Petroleum Liquids | IC |  | S | 2 | 0.8 | 2 | 2 | 0.1 | N |  |  | N | Electric Utility | 1 | X | DFO
Petroleum Liquids.DFO | petroleum | TRUE | 13038 | City of Mt Pleasant - (IA) | 1166 | Mt Pleasant | IA | Henry | 4A | Petroleum Liquids | IC |  | S | 2 | 0.8 | 2 | 2 | 0.1 | N |  |  | N | Electric Utility | 1 | X | DFO
Petroleum Liquids.DFO | petroleum | TRUE | 13038 | City of Mt Pleasant - (IA) | 1166 | Mt Pleasant | IA | Henry | 5A | Petroleum Liquids | IC |  | S | 2 | 0.8 | 2 | 2 | 0.1 | N |  |  | N | Electric Utility | 1 | X | DFO
Petroleum Liquids.DFO | petroleum | TRUE | 13038 | City of Mt Pleasant - (IA) | 1166 | Mt Pleasant | IA | Henry | 6 | Petroleum Liquids | IC |  | S | 2 | 0.8 | 2 | 2 | 0.1 | N |  |  | N | Electric Utility | 1 | X | DFO
Petroleum Liquids.DFO | petroleum | TRUE | 13038 | City of Mt Pleasant - (IA) | 1166 | Mt Pleasant | IA | Henry | 7 | Petroleum Liquids | IC |  | S | 2 | 0.8 | 2 | 2 | 0.1 | N |  |  | N | Electric Utility | 1 | X | DFO
Petroleum Liquids.DFO | petroleum | TRUE | 13038 | City of Mt Pleasant - (IA) | 1166 | Mt Pleasant | IA | Henry | 8 | Petroleum Liquids | IC |  | S | 2 | 0.8 | 2 | 2 | 0.1 | N |  |  | N | Electric Utility | 1 | X | DFO
Petroleum Liquids.DFO | petroleum | TRUE | 13038 | City of Mt Pleasant - (IA) | 1166 | Mt Pleasant | IA | Henry | 9 | Petroleum Liquids | IC |  | S | 2 | 0.8 | 2 | 2 | 0.1 | N |  |  | N | Electric Utility | 1 | X | DFO
Conventional Steam Coal.SUB | hard coal | TRUE | 13143 | Board of Water Electric & Communications | 1167 | Muscatine Plant #1 | IA | Muscatine | 7 | Conventional Steam Coal | ST |  | S | 25 | 0.85 | 20.1 | 20.1 | 6 | N |  |  | N | Electric Utility | 1 | X | SUB | NG
Conventional Steam Coal.SUB | hard coal | TRUE | 13143 | Board of Water Electric & Communications | 1167 | Muscatine Plant #1 | IA | Muscatine | 8 | Conventional Steam Coal | ST |  | S | 75 | 0.85 | 25.1 | 25.1 | 20 | N |  |  | N | Electric Utility | 1 | X | SUB
Conventional Steam Coal.SUB | hard coal | TRUE | 13143 | Board of Water Electric & Communications | 1167 | Muscatine Plant #1 | IA | Muscatine | 8A | Conventional Steam Coal | ST |  | S | 18 | 0.85 | 14.5 | 14.5 | 10 | N |  |  | Y | Electric Utility | 1 | T | SUB
Conventional Steam Coal.SUB | hard coal | TRUE | 13143 | Board of Water Electric & Communications | 1167 | Muscatine Plant #1 | IA | Muscatine | 9 | Conventional Steam Coal | ST |  | S | 175.5 | 0.85 | 160.8 | 160.8 | 45 | N |  |  | N | Electric Utility | 1 | X | SUB | RC
Natural Gas Internal Combustion Engine.NG | natural gas peaker | TRUE | 13444 | City of New Hampton - (IA) | 1168 | New Hampton | IA | Chickasaw | 3 | Natural Gas Internal Combustion Engine | IC |  | S | 3.5 | 0.8 | 3.5 | 3.5 | 2 | N |  |  | N | Electric Utility | 1 | X | NG | DFO
Natural Gas Internal Combustion Engine.NG | natural gas peaker | TRUE | 13444 | City of New Hampton - (IA) | 1168 | New Hampton | IA | Chickasaw | 4 | Natural Gas Internal Combustion Engine | IC |  | S | 6.2 | 0.8 | 5 | 5 | 4 | N |  |  | N | Electric Utility | 1 | X | NG | DFO
Natural Gas Internal Combustion Engine.NG | natural gas peaker | TRUE | 13444 | City of New Hampton - (IA) | 1168 | New Hampton | IA | Chickasaw | 5 | Natural Gas Internal Combustion Engine | IC |  | S | 6.2 | 0.8 | 5 | 5 | 4 | N |  |  | N | Electric Utility | 1 | X | NG | DFO
Petroleum Liquids.DFO | petroleum | TRUE | 13444 | City of New Hampton - (IA) | 1168 | New Hampton | IA | Chickasaw | 7 | Petroleum Liquids | IC |  | S | 5.3 | 0.8 | 5.3 | 5.3 | 3 | N |  |  | N | Electric Utility | 1 | X | DFO
Petroleum Liquids.DFO | petroleum | TRUE | 13444 | City of New Hampton - (IA) | 1168 | New Hampton | IA | Chickasaw | 8 | Petroleum Liquids | IC |  | S | 5.3 | 0.8 | 5.3 | 5.3 | 3 | N |  |  | N | Electric Utility | 1 | X | DFO
Petroleum Liquids.DFO | petroleum | TRUE | 13990 | City of Ogden - (IA) | 1169 | Ogden | IA | Boone | 4 | Petroleum Liquids | IC |  | S | 0.4 | 0.8 | 0.5 | 0.5 | 0.2 | N |  |  | N | Electric Utility | 1 | X | DFO | NG
Petroleum Liquids.DFO | petroleum | TRUE | 13990 | City of Ogden - (IA) | 1169 | Ogden | IA | Boone | 5 | Petroleum Liquids | IC |  | S | 1 | 0.8 | 1 | 1 | 0.5 | N |  |  | N | Electric Utility | 1 | X | DFO | NG
Petroleum Liquids.DFO | petroleum | TRUE | 13990 | City of Ogden - (IA) | 1169 | Ogden | IA | Boone | 6 | Petroleum Liquids | IC |  | S | 2.5 | 0.8 | 2.5 | 2.5 | 1.2 | N |  |  | N | Electric Utility | 1 | X | DFO | NG
Natural Gas Internal Combustion Engine.NG | natural gas peaker | TRUE | 14201 | City of Osage - (IA) | 1172 | Osage (IA) | IA | Mitchell | 5 | Natural Gas Internal Combustion Engine | IC |  | S | 3.2 | 0.8 | 3.1 | 3.1 | 1 | N |  |  | N | Electric Utility | 1 | X | NG | DFO
Natural Gas Internal Combustion Engine.NG | natural gas peaker | TRUE | 14201 | City of Osage - (IA) | 1172 | Osage (IA) | IA | Mitchell | 6 | Natural Gas Internal Combustion Engine | IC |  | S | 6.2 | 0.8 | 6 | 6 | 1 | N |  |  | N | Electric Utility | 1 | X | NG | DFO
Petroleum Liquids.DFO | petroleum | TRUE | 14201 | City of Osage - (IA) | 1172 | Osage (IA) | IA | Mitchell | 7 | Petroleum Liquids | IC |  | S | 3.6 | 0.8 | 3.6 | 3.6 | 1 | N |  |  | N | Electric Utility | 1 | X | DFO
Petroleum Liquids.DFO | petroleum | TRUE | 14201 | City of Osage - (IA) | 1172 | Osage (IA) | IA | Mitchell | 8 | Petroleum Liquids | IC |  | S | 3.6 | 0.8 | 3.6 | 3.6 | 1 | N |  |  | N | Electric Utility | 1 | X | DFO
Solar Photovoltaic.SUN | solar PV | TRUE | 14201 | City of Osage - (IA) | 1172 | Osage (IA) | IA | Mitchell | SO | Solar Photovoltaic | PV |  | S | 0.8 |  | 0.8 | 0.1 |  | N |  |  | N | Electric Utility | 1 | X | SUN
Onshore Wind Turbine.WND | onshore wind | TRUE | 14201 | City of Osage - (IA) | 1172 | Osage (IA) | IA | Mitchell | W1 | Onshore Wind Turbine | WT |  | S | 1.6 |  | 0.5 | 0.5 | 0.5 | N |  |  | N | Electric Utility | 1 | X | WND
Conventional Hydroelectric.WAT | hydro | TRUE | 14236 | Ottumwa City of | 1173 | Ottumwa City of | IA | Wapello | 1 | Conventional Hydroelectric | HY |  | S | 1 | 0.8 | 1 | 1 | 0.5 | N |  |  | N | Electric Utility | 1 | X | WAT
Conventional Hydroelectric.WAT | hydro | TRUE | 14236 | Ottumwa City of | 1173 | Ottumwa City of | IA | Wapello | 2 | Conventional Hydroelectric | HY |  | S | 1.2 | 0.8 | 1.2 | 1.2 | 0.3 | N |  |  | N | Electric Utility | 1 | X | WAT
Conventional Hydroelectric.WAT | hydro | TRUE | 14236 | Ottumwa City of | 1173 | Ottumwa City of | IA | Wapello | 3 | Conventional Hydroelectric | HY |  | S | 1 | 0.8 | 1 | 1 | 0.3 | N |  |  | N | Electric Utility | 1 | X | WAT
Natural Gas Internal Combustion Engine.NG | natural gas peaker | TRUE | 15349 | City of Preston | 1176 | Preston (IA) | IA | Jackson | 4 | Natural Gas Internal Combustion Engine | IC |  | S | 1.8 | 0.9 | 1.8 | 1.8 | 1.8 | N |  |  | N | Electric Utility | 1 | X | NG | DFO
Petroleum Liquids.DFO | petroleum | TRUE | 15349 | City of Preston | 1176 | Preston (IA) | IA | Jackson | 5 | Petroleum Liquids | IC |  | S | 1.8 | 0.8 | 2 | 2 | 0.1 | N |  |  | N | Electric Utility | 1 | X | DFO
Petroleum Liquids.DFO | petroleum | TRUE | 16211 | City of Rockford- (IA) | 1180 | Rockford | IA | Floyd | 1 | Petroleum Liquids | IC |  | S | 0.4 | 0.8 | 0.4 | 0.4 | 0.1 | N |  |  | N | Electric Utility | 1 | X | DFO
Petroleum Liquids.DFO | petroleum | TRUE | 16211 | City of Rockford- (IA) | 1180 | Rockford | IA | Floyd | 5 | Petroleum Liquids | IC |  | S | 0.9 | 0.8 | 0.9 | 0.9 | 0.1 | N |  |  | N | Electric Utility | 1 | X | DFO
Petroleum Liquids.DFO | petroleum | TRUE | 16211 | City of Rockford- (IA) | 1180 | Rockford | IA | Floyd | 6 | Petroleum Liquids | IC |  | S | 1.6 | 0.8 | 1.6 | 1.6 | 0.2 | N |  |  | N | Electric Utility | 1 | X | DFO
Petroleum Liquids.DFO | petroleum | TRUE | 16206 | Rock Rapids Municipal Utility | 1181 | Rock Rapids | IA | Lyon | 1 | Petroleum Liquids | IC |  | S | 2.5 | 0.8 | 2.5 | 2.5 | 1.8 | N |  |  | N | Electric Utility | 1 | X | DFO
Petroleum Liquids.DFO | petroleum | TRUE | 17141 | City of Sibley - (IA) | 1184 | Sibley One | IA | Osceola | 2 | Petroleum Liquids | IC |  | S | 2 | 1 | 1.9 | 2.1 | 1 | N |  |  | N | Electric Utility | 1 | X | DFO | NG
Petroleum Liquids.DFO | petroleum | TRUE | 17141 | City of Sibley - (IA) | 1184 | Sibley One | IA | Osceola | 3 | Petroleum Liquids | IC |  | S | 1.2 | 1 | 1.1 | 1.2 | 1 | N |  |  | N | Electric Utility | 1 | X | DFO | NG
Petroleum Liquids.DFO | petroleum | TRUE | 17141 | City of Sibley - (IA) | 1184 | Sibley One | IA | Osceola | 5 | Petroleum Liquids | IC |  | S | 2 | 1 | 1.8 | 1.8 | 1 | N |  |  | N | Electric Utility | 1 | X | DFO | NG
Petroleum Liquids.KER | petroleum | TRUE | 17783 | City of Spencer - (IA) | 1186 | Spencer Gas Turbine | IA | Clay | GT1 | Petroleum Liquids | GT |  | S | 23.8 | 0.8 | 17 | 20 | 10 | N |  |  | N | Electric Utility | 1 | X | KER
Petroleum Liquids.DFO | petroleum | TRUE | 18014 | City of State Center - (IA) | 1187 | State Center | IA | Marshall | 1 | Petroleum Liquids | IC |  | S | 0.6 | 0.8 | 0.6 | 0.6 | 0.1 | N |  |  | N | Electric Utility | 1 | X | DFO
Petroleum Liquids.DFO | petroleum | TRUE | 18014 | City of State Center - (IA) | 1187 | State Center | IA | Marshall | 2 | Petroleum Liquids | IC |  | S | 0.6 | 0.8 | 0.6 | 0.6 | 0.1 | N |  |  | N | Electric Utility | 1 | X | DFO
Petroleum Liquids.DFO | petroleum | TRUE | 18014 | City of State Center - (IA) | 1187 | State Center | IA | Marshall | 3 | Petroleum Liquids | IC |  | S | 1.3 | 0.8 | 1.3 | 1.3 | 0.2 | N |  |  | N | Electric Utility | 1 | X | DFO
Petroleum Liquids.DFO | petroleum | TRUE | 18014 | City of State Center - (IA) | 1187 | State Center | IA | Marshall | 4 | Petroleum Liquids | IC |  | S | 1.3 | 0.8 | 1.3 | 1.3 | 0.2 | N |  |  | N | Electric Utility | 1 | X | DFO
Natural Gas Internal Combustion Engine.NG | natural gas peaker | TRUE | 18014 | City of State Center - (IA) | 1187 | State Center | IA | Marshall | 6 | Natural Gas Internal Combustion Engine | IC |  | S | 2.5 | 0.8 | 2.5 | 2.5 | 0.5 | N |  |  | N | Electric Utility | 1 | X | NG | DFO
Petroleum Liquids.DFO | petroleum | TRUE | 18177 | City of Story City - (IA) | 1188 | Story City | IA | Story | 1 | Petroleum Liquids | IC |  | S | 1.3 | 0.8 | 1.3 | 1.3 | 1 | N |  |  | N | Electric Utility | 1 | X | DFO | NG
Petroleum Liquids.DFO | petroleum | TRUE | 18177 | City of Story City - (IA) | 1188 | Story City | IA | Story | 2 | Petroleum Liquids | IC |  | S | 2 | 0.8 | 2 | 2 | 1 | N |  |  | N | Electric Utility | 1 | X | DFO | NG
Petroleum Liquids.DFO | petroleum | TRUE | 18177 | City of Story City - (IA) | 1188 | Story City | IA | Story | 4A | Petroleum Liquids | IC |  | S | 3.5 | 0.8 | 3.1 | 3.2 | 2 | N |  |  | N | Electric Utility | 1 | X | DFO | NG
Petroleum Liquids.DFO | petroleum | TRUE | 18177 | City of Story City - (IA) | 1188 | Story City | IA | Story | 5A | Petroleum Liquids | IC |  | S | 3.1 | 0.8 | 3.1 | 3.1 | 2 | N |  |  | N | Electric Utility | 1 | X | DFO | NG
Petroleum Liquids.DFO | petroleum | TRUE | 18177 | City of Story City - (IA) | 1188 | Story City | IA | Story | 6 | Petroleum Liquids | IC |  | S | 2 | 0.8 | 2 | 2 | 1 | N |  |  | N | Electric Utility | 1 | X | DFO | NG
Petroleum Liquids.DFO | petroleum | TRUE | 18177 | City of Story City - (IA) | 1188 | Story City | IA | Story | 7 | Petroleum Liquids | IC |  | S | 2 | 0.8 | 2 | 2 | 1 | N |  |  | N | Electric Utility | 1 | X | DFO | NG
Petroleum Liquids.DFO | petroleum | TRUE | 18231 | City of Stuart - (IA) | 1190 | Stuart (IA) | IA | Guthrie | 1 | Petroleum Liquids | IC |  | S | 0.6 | 0.9 | 0.6 | 0.6 | 0.3 | N |  |  | N | Electric Utility | 1 | X | DFO | NG
Petroleum Liquids.DFO | petroleum | TRUE | 18231 | City of Stuart - (IA) | 1190 | Stuart (IA) | IA | Guthrie | 2 | Petroleum Liquids | IC |  | S | 1.1 | 0.9 | 1.1 | 1.1 | 0.5 | N |  |  | N | Electric Utility | 1 | X | DFO | NG
Petroleum Liquids.DFO | petroleum | TRUE | 18231 | City of Stuart - (IA) | 1190 | Stuart (IA) | IA | Guthrie | 4 | Petroleum Liquids | IC |  | S | 1.1 | 0.9 | 1 | 1 | 0.5 | N |  |  | N | Electric Utility | 1 | X | DFO | NG
Petroleum Liquids.DFO | petroleum | TRUE | 18301 | City of Sumner - (IA) | 1191 | Sumner | IA | Bremer | G1 | Petroleum Liquids | IC |  | S | 1.8 | 0.9 | 1.8 | 1.8 | 0.5 | N |  |  | N | Electric Utility | 1 | X | DFO
Petroleum Liquids.DFO | petroleum | TRUE | 18301 | City of Sumner - (IA) | 1191 | Sumner | IA | Bremer | G2 | Petroleum Liquids | IC |  | S | 1.8 | 0.9 | 1.8 | 1.8 | 0.5 | N |  |  | N | Electric Utility | 1 | X | DFO
Petroleum Liquids.DFO | petroleum | TRUE | 18301 | City of Sumner - (IA) | 1191 | Sumner | IA | Bremer | G3 | Petroleum Liquids | IC |  | S | 1.8 | 0.9 | 1.8 | 1.8 | 0.5 | N |  |  | N | Electric Utility | 1 | X | DFO
Petroleum Liquids.DFO | petroleum | TRUE | 19062 | City of Traer - (IA) | 1192 | Traer Main | IA | Tama | 3 | Petroleum Liquids | IC |  | S | 1.1 | 0.8 | 1 | 1 | 0.9 | N |  |  | N | Electric Utility | 1 | X | DFO | NG
Petroleum Liquids.DFO | petroleum | TRUE | 19062 | City of Traer - (IA) | 1192 | Traer Main | IA | Tama | 4 | Petroleum Liquids | IC |  | S | 1.1 | 0.8 | 1 | 1 | 0.9 | N |  |  | N | Electric Utility | 1 | X | DFO | NG
Petroleum Liquids.DFO | petroleum | TRUE | 19062 | City of Traer - (IA) | 1192 | Traer Main | IA | Tama | 6 | Petroleum Liquids | IC |  | S | 1.3 | 0.8 | 1.2 | 1.2 | 1.2 | N |  |  | N | Electric Utility | 1 | X | DFO | NG
Petroleum Liquids.DFO | petroleum | TRUE | 19843 | City of Villisca - (IA) | 1193 | Villisca Municipal Power Plant | IA | Montgomery | 5 | Petroleum Liquids | IC |  | S | 2 | 0.8 | 2 | 2 | 0.2 | N |  |  | N | Electric Utility | 1 | X | DFO
Petroleum Liquids.DFO | petroleum | TRUE | 19843 | City of Villisca - (IA) | 1193 | Villisca Municipal Power Plant | IA | Montgomery | 6 | Petroleum Liquids | IC |  | S | 2 | 0.8 | 2 | 2 | 0.2 | N |  |  | N | Electric Utility | 1 | X | DFO
Natural Gas Internal Combustion Engine.NG | natural gas peaker | TRUE | 19865 | City of Vinton - (IA) | 1194 | Vinton | IA | Benton | 1 | Natural Gas Internal Combustion Engine | IC |  | S | 1.3 | 0.8 | 1.3 | 1.3 | 0.6 | N |  |  | N | Electric Utility | 1 | X | NG | DFO
Petroleum Liquids.DFO | petroleum | TRUE | 19865 | City of Vinton - (IA) | 1194 | Vinton | IA | Benton | 10 | Petroleum Liquids | IC |  | S | 0.8 | 0.8 | 0.6 | 0.6 | 0.1 | N |  |  | N | Electric Utility | 1 | X | DFO
Petroleum Liquids.DFO | petroleum | TRUE | 19865 | City of Vinton - (IA) | 1194 | Vinton | IA | Benton | 5 | Petroleum Liquids | IC |  | S | 0.6 | 0.8 | 0.5 | 0.5 | 0.1 | N |  |  | N | Electric Utility | 1 | X | DFO
Natural Gas Internal Combustion Engine.NG | natural gas peaker | TRUE | 19865 | City of Vinton - (IA) | 1194 | Vinton | IA | Benton | 6 | Natural Gas Internal Combustion Engine | IC |  | S | 2.5 | 0.8 | 2.5 | 2.5 | 1.5 | N |  |  | N | Electric Utility | 1 | X | NG | DFO
Natural Gas Internal Combustion Engine.NG | natural gas peaker | TRUE | 19865 | City of Vinton - (IA) | 1194 | Vinton | IA | Benton | 7 | Natural Gas Internal Combustion Engine | IC |  | S | 3.7 | 0.8 | 3.7 | 3.7 | 2 | N |  |  | N | Electric Utility | 1 | X | NG | DFO
Natural Gas Internal Combustion Engine.NG | natural gas peaker | TRUE | 19865 | City of Vinton - (IA) | 1194 | Vinton | IA | Benton | 8 | Natural Gas Internal Combustion Engine | IC |  | S | 5.6 | 0.8 | 5.6 | 5.6 | 3 | N |  |  | N | Electric Utility | 1 | X | NG | DFO
Natural Gas Internal Combustion Engine.NG | natural gas peaker | TRUE | 19865 | City of Vinton - (IA) | 1194 | Vinton | IA | Benton | 9 | Natural Gas Internal Combustion Engine | IC |  | S | 3 | 0.8 | 3 | 3 | 1.6 | N |  |  | N | Electric Utility | 1 | X | NG | DFO
Petroleum Liquids.DFO | petroleum | TRUE | 20259 | City of Webster City - (IA) | 1198 | Webster City | IA | Hamilton | 6 | Petroleum Liquids | GT |  | S | 21.3 | 0.85 | 20.7 | 25 | 5 | N |  |  | N | Electric Utility | 1 | X | DFO
Petroleum Liquids.DFO | petroleum | TRUE | 20364 | City of West Bend | 1199 | West Bend | IA | Palo Alto | 1 | Petroleum Liquids | IC |  | S | 1.1 | 0.9 | 1 | 1 | 0.5 | N |  |  | N | Electric Utility | 1 | X | DFO
Petroleum Liquids.DFO | petroleum | TRUE | 20364 | City of West Bend | 1199 | West Bend | IA | Palo Alto | 3 | Petroleum Liquids | IC |  | S | 0.9 | 0.9 | 0.9 | 0.9 | 0.5 | N |  |  | N | Electric Utility | 1 | X | DFO
Petroleum Liquids.DFO | petroleum | TRUE | 20364 | City of West Bend | 1199 | West Bend | IA | Palo Alto | 4 | Petroleum Liquids | IC |  | S | 2.2 | 0.9 | 2 | 2 | 0.5 | N |  |  | N | Electric Utility | 1 | X | DFO
Petroleum Liquids.DFO | petroleum | TRUE | 20364 | City of West Bend | 1199 | West Bend | IA | Palo Alto | 5 | Petroleum Liquids | IC |  | S | 2.5 | 0.9 | 2.5 | 2.5 | 0.5 | N |  |  | N | Electric Utility | 1 | X | DFO
Petroleum Liquids.DFO | petroleum | TRUE | 20380 | City of West Liberty - (IA) | 1200 | West Liberty | IA | Muscatine | 2 | Petroleum Liquids | IC |  | S | 2.5 | 0.8 | 2.1 | 2.1 | 0.5 | N |  |  | N | Electric Utility | 1 | X | DFO
Petroleum Liquids.DFO | petroleum | TRUE | 20380 | City of West Liberty - (IA) | 1200 | West Liberty | IA | Muscatine | 3 | Petroleum Liquids | IC |  | S | 3 | 0.8 | 2.7 | 2.7 | 0.5 | N |  |  | N | Electric Utility | 1 | X | DFO | NG
Petroleum Liquids.DFO | petroleum | TRUE | 20380 | City of West Liberty - (IA) | 1200 | West Liberty | IA | Muscatine | 5 | Petroleum Liquids | GT |  | S | 5.5 | 0.8 | 5 | 5.5 | 0.3 | N |  |  | N | Electric Utility | 1 | X | DFO
Petroleum Liquids.DFO | petroleum | TRUE | 20380 | City of West Liberty - (IA) | 1200 | West Liberty | IA | Muscatine | 6 | Petroleum Liquids | GT |  | S | 5.5 | 0.8 | 5 | 5.5 | 0.3 | N |  |  | N | Electric Utility | 1 | X | DFO
Petroleum Liquids.DFO | petroleum | TRUE | 20789 | City of Wilton | 1202 | Wilton | IA | Muscatine | 5 | Petroleum Liquids | IC |  | S | 1.6 | 1 | 1.6 | 1.6 | 1.6 | N |  |  | N | Electric Utility | 1 | X | DFO
Petroleum Liquids.DFO | petroleum | TRUE | 20789 | City of Wilton | 1202 | Wilton | IA | Muscatine | 6 | Petroleum Liquids | IC |  | S | 1.6 | 1 | 1.6 | 1.6 | 1.6 | N |  |  | N | Electric Utility | 1 | X | DFO
Petroleum Liquids.DFO | petroleum | TRUE | 20789 | City of Wilton | 1202 | Wilton | IA | Muscatine | 7 | Petroleum Liquids | IC |  | S | 1.6 | 1 | 1.6 | 1.6 | 1.6 | N |  |  | N | Electric Utility | 1 | X | DFO
Petroleum Liquids.DFO | petroleum | TRUE | 20789 | City of Wilton | 1202 | Wilton | IA | Muscatine | 8 | Petroleum Liquids | IC |  | S | 2.2 | 1 | 2.2 | 2.2 | 2.2 | N |  |  | N | Electric Utility | 1 | X | DFO
Petroleum Liquids.DFO | petroleum | TRUE | 20789 | City of Wilton | 1202 | Wilton | IA | Muscatine | 9 | Petroleum Liquids | IC |  | S | 2.2 | 1 | 2.2 | 2.2 | 2.2 | N |  |  | N | Electric Utility | 1 | X | DFO
Petroleum Liquids.DFO | petroleum | TRUE | 20835 | City of Winterset - (IA) | 1203 | Winterset | IA | Madison | 2 | Petroleum Liquids | IC |  | S | 1.5 | 0.8 | 1.5 | 1.5 | 0.5 | N |  |  | N | Electric Utility | 1 | X | DFO | NG
Petroleum Liquids.DFO | petroleum | TRUE | 20835 | City of Winterset - (IA) | 1203 | Winterset | IA | Madison | 3 | Petroleum Liquids | IC |  | S | 1.7 | 0.8 | 1.7 | 1.7 | 0.5 | N |  |  | N | Electric Utility | 1 | X | DFO | NG
Petroleum Liquids.DFO | petroleum | TRUE | 20835 | City of Winterset - (IA) | 1203 | Winterset | IA | Madison | 4 | Petroleum Liquids | IC |  | S | 4.4 | 0.8 | 4.4 | 4.4 | 1.5 | N |  |  | N | Electric Utility | 1 | X | DFO | NG
Petroleum Liquids.DFO | petroleum | TRUE | 20835 | City of Winterset - (IA) | 1203 | Winterset | IA | Madison | 5 | Petroleum Liquids | IC |  | S | 2 | 0.8 | 2 | 2 | 0.5 | N |  |  | N | Electric Utility | 1 | X | DFO
Petroleum Liquids.DFO | petroleum | TRUE | 20835 | City of Winterset - (IA) | 1203 | Winterset | IA | Madison | 6 | Petroleum Liquids | IC |  | S | 2 | 0.8 | 2 | 2 | 0.5 | N |  |  | N | Electric Utility | 1 | X | DFO
Petroleum Liquids.DFO | petroleum | TRUE | 20835 | City of Winterset - (IA) | 1203 | Winterset | IA | Madison | 7 | Petroleum Liquids | IC |  | S | 2 | 0.8 | 2 | 2 | 0.5 | N |  |  | N | Electric Utility | 1 | X | DFO
Petroleum Liquids.DFO | petroleum | TRUE | 20835 | City of Winterset - (IA) | 1203 | Winterset | IA | Madison | 8 | Petroleum Liquids | IC |  | S | 2 | 0.8 | 2 | 2 | 0.5 | N |  |  | N | Electric Utility | 1 | X | DFO
Petroleum Liquids.DFO | petroleum | TRUE | 20835 | City of Winterset - (IA) | 1203 | Winterset | IA | Madison | 9 | Petroleum Liquids | IC |  | S | 2 | 0.8 | 2 | 2 | 0.5 | N |  |  | N | Electric Utility | 1 | X | DFO
Natural Gas Fired Combustion Turbine.NG | natural gas peaker | TRUE | 3258 | Central Iowa Power Cooperative | 1206 | Summit Lake | IA | Union | GT1 | Natural Gas Fired Combustion Turbine | GT |  | S | 27 | 0.85 | 29.2 | 34.9 | 10 | N |  |  | N | Electric Utility | 1 | X | NG | DFO
Natural Gas Fired Combustion Turbine.NG | natural gas peaker | TRUE | 3258 | Central Iowa Power Cooperative | 1206 | Summit Lake | IA | Union | GT2 | Natural Gas Fired Combustion Turbine | GT |  | S | 35.3 | 0.9 | 27.4 | 32.8 | 10 | N |  |  | N | Electric Utility | 1 | X | NG | DFO
Natural Gas Internal Combustion Engine.NG | natural gas peaker | TRUE | 3258 | Central Iowa Power Cooperative | 1206 | Summit Lake | IA | Union | R1 | Natural Gas Internal Combustion Engine | IC |  | S | 18.8 | 0.8 | 18.4 | 18.4 | 5 | N |  |  | N | Electric Utility | 1 | X | NG
Natural Gas Internal Combustion Engine.NG | natural gas peaker | TRUE | 3258 | Central Iowa Power Cooperative | 1206 | Summit Lake | IA | Union | R2 | Natural Gas Internal Combustion Engine | IC |  | S | 18.8 | 0.8 | 18.4 | 18.4 | 5 | N |  |  | N | Electric Utility | 1 | X | NG
Natural Gas Internal Combustion Engine.NG | natural gas peaker | TRUE | 3258 | Central Iowa Power Cooperative | 1206 | Summit Lake | IA | Union | R3 | Natural Gas Internal Combustion Engine | IC |  | S | 18.8 | 0.8 | 18.4 | 18.4 | 5 | N |  |  | N | Electric Utility | 1 | X | NG
Natural Gas Steam Turbine.NG | natural gas steam turbine | TRUE | 4363 | Corn Belt Power Coop | 1217 | Earl F Wisdom | IA | Clay | 1 | Natural Gas Steam Turbine | ST |  | S | 37.5 | 0.85 | 37.5 | 38 | 12 | N |  |  | N | Electric Utility | 1 | X | NG | DFO
Natural Gas Fired Combustion Turbine.NG | natural gas peaker | TRUE | 4363 | Corn Belt Power Coop | 1217 | Earl F Wisdom | IA | Clay | 2 | Natural Gas Fired Combustion Turbine | GT |  | J | 81.6 | 0.85 | 76 | 80 | 45 | N |  |  | N | Electric Utility | 1 | X | NG | DFO
Petroleum Liquids.DFO | petroleum | TRUE | 12524 | Midwest Energy Inc | 1224 | Bird City | KS | Cheyenne | 1 | Petroleum Liquids | IC |  | S | 2 | 0.9 | 2 | 2 | 0.5 | N |  |  | N | Electric Utility | 1 | X | DFO
Petroleum Liquids.DFO | petroleum | TRUE | 12524 | Midwest Energy Inc | 1224 | Bird City | KS | Cheyenne | 2 | Petroleum Liquids | IC |  | S | 2 | 0.9 | 2 | 2 | 0.5 | N |  |  | N | Electric Utility | 1 | X | DFO
Natural Gas Fired Combustion Turbine.NG | natural gas peaker | TRUE | 12524 | Midwest Energy Inc | 1225 | Colby | KS | Thomas | GT1 | Natural Gas Fired Combustion Turbine | GT |  | S | 16 | 0.85 | 13 | 13 | 5 | N |  |  | N | Electric Utility | 1 | X | NG
Natural Gas Steam Turbine.NG | natural gas steam turbine | TRUE | 18315 | Sunflower Electric Power Corp | 1230 | Cimarron River | KS | Seward | 1 | Natural Gas Steam Turbine | ST |  | S | 50 | 0.85 | 53.6 | 53.6 | 23 | N |  |  | N | Electric Utility | 1 | X | NG
Natural Gas Fired Combustion Turbine.NG | natural gas peaker | TRUE | 18315 | Sunflower Electric Power Corp | 1230 | Cimarron River | KS | Seward | 2 | Natural Gas Fired Combustion Turbine | GT |  | S | 15 | 0.85 | 13.7 | 13.7 | 6 | N |  |  | N | Electric Utility | 1 | X | NG
Natural Gas Steam Turbine.NG | natural gas steam turbine | TRUE | 18315 | Sunflower Electric Power Corp | 1233 | Fort Dodge | KS | Ford | 4 | Natural Gas Steam Turbine | ST |  | S | 149 | 0.85 | 148.8 | 148.8 | 30 | N |  |  | N | Electric Utility | 1 | X | NG
Natural Gas Steam Turbine.NG | natural gas steam turbine | TRUE | 18315 | Sunflower Electric Power Corp | 1235 | Great Bend - Sunflower | KS | Barton | 3 | Natural Gas Steam Turbine | ST |  | S | 81.6 | 0.85 | 99.7 | 99.7 | 23 | N |  |  | N | Electric Utility | 1 | X | NG
Natural Gas Fired Combustion Turbine.NG | natural gas peaker | TRUE | 5860 | Empire District Electric Co | 1239 | Riverton | KS | Cherokee | 10 | Natural Gas Fired Combustion Turbine | GT |  | S | 16.3 | 1 | 13 | 16 | 4 | N |  |  | N | Electric Utility | 1 | X | NG | DFO
Natural Gas Fired Combustion Turbine.NG | natural gas peaker | TRUE | 5860 | Empire District Electric Co | 1239 | Riverton | KS | Cherokee | 11 | Natural Gas Fired Combustion Turbine | GT |  | S | 16.3 | 1 | 14 | 16 | 4 | N |  |  | N | Electric Utility | 1 | X | NG | DFO
Natural Gas Fired Combined Cycle.NG | natural gas combined cycle | TRUE | 5860 | Empire District Electric Co | 1239 | Riverton | KS | Cherokee | 12 | Natural Gas Fired Combined Cycle | CT | CC1 | S | 148.8 | 1 | 149 | 180 | 98 | N |  |  | N | Electric Utility | 1 | X | NG
Natural Gas Fired Combined Cycle.NG | natural gas combined cycle | TRUE | 5860 | Empire District Electric Co | 1239 | Riverton | KS | Cherokee | 12-2 | Natural Gas Fired Combined Cycle | CA | CC1 | S | 118.8 | 0.85 | 117 | 117 |  | N |  |  | N | Electric Utility | 1 | X | NG
Petroleum Liquids.DFO | petroleum | TRUE | 10005 | Evergy Kansas South, Inc | 1240 | Gordon Evans Energy Center | KS | Sedgwick | 5 | Petroleum Liquids | IC |  | S | 2.9 | 0.8 | 3 | 3 | 1 | N |  |  | N | Electric Utility | 1 | X | DFO
Natural Gas Fired Combustion Turbine.NG | natural gas peaker | TRUE | 10005 | Evergy Kansas South, Inc | 1240 | Gordon Evans Energy Center | KS | Sedgwick | GT1 | Natural Gas Fired Combustion Turbine | GT |  | S | 98.3 | 0.85 | 71.6 | 71.6 | 65 | N |  |  | N | Electric Utility | 1 | X | NG | DFO
Natural Gas Fired Combustion Turbine.NG | natural gas peaker | TRUE | 10005 | Evergy Kansas South, Inc | 1240 | Gordon Evans Energy Center | KS | Sedgwick | GT2 | Natural Gas Fired Combustion Turbine | GT |  | S | 98.3 | 0.85 | 71.7 | 71.7 | 65 | N |  |  | N | Electric Utility | 1 | X | NG | DFO
Natural Gas Fired Combustion Turbine.NG | natural gas peaker | TRUE | 10005 | Evergy Kansas South, Inc | 1240 | Gordon Evans Energy Center | KS | Sedgwick | GT3 | Natural Gas Fired Combustion Turbine | GT |  | S | 178.5 | 0.85 | 150.4 | 150.4 | 112 | N |  |  | N | Electric Utility | 1 | X | NG | DFO
Conventional Steam Coal.SUB | hard coal | TRUE | 10000 | Evergy Metro | 1241 | La Cygne | KS | Linn | 1 | Conventional Steam Coal | ST |  | J | 873 | 0.9 | 758 | 758 | 404 | N |  |  | N | Electric Utility | 1 | X | SUB | BIT
Conventional Steam Coal.SUB | hard coal | TRUE | 10000 | Evergy Metro | 1241 | La Cygne | KS | Linn | 2 | Conventional Steam Coal | ST |  | J | 725.9 | 0.9 | 668 | 668 | 274 | N |  |  | N | Electric Utility | 1 | X | SUB
Natural Gas Fired Combustion Turbine.NG | natural gas peaker | TRUE | 22500 | Evergy Kansas Central, Inc | 1248 | Hutchinson Energy Center | KS | Reno | GT1 | Natural Gas Fired Combustion Turbine | GT |  | S | 71 | 0.9 | 55.9 | 55.9 | 10 | N |  |  | N | Electric Utility | 1 | X | NG | DFO
Natural Gas Fired Combustion Turbine.NG | natural gas peaker | TRUE | 22500 | Evergy Kansas Central, Inc | 1248 | Hutchinson Energy Center | KS | Reno | GT2 | Natural Gas Fired Combustion Turbine | GT |  | S | 71 | 0.9 | 53.9 | 53.9 | 10 | N |  |  | N | Electric Utility | 1 | X | NG | DFO
Natural Gas Fired Combustion Turbine.NG | natural gas peaker | TRUE | 22500 | Evergy Kansas Central, Inc | 1248 | Hutchinson Energy Center | KS | Reno | GT3 | Natural Gas Fired Combustion Turbine | GT |  | S | 71 | 0.9 | 56.7 | 56.7 | 10 | N |  |  | N | Electric Utility | 1 | X | NG | DFO
Petroleum Liquids.DFO | petroleum | TRUE | 22500 | Evergy Kansas Central, Inc | 1248 | Hutchinson Energy Center | KS | Reno | GT4 | Petroleum Liquids | GT |  | S | 70 | 0.9 | 69.8 | 69.8 | 20 | N |  |  | N | Electric Utility | 1 | X | DFO
Petroleum Liquids.DFO | petroleum | TRUE | 22500 | Evergy Kansas Central, Inc | 1248 | Hutchinson Energy Center | KS | Reno | H1DG | Petroleum Liquids | IC |  | S | 2.7 | 0.8 | 3 | 3 | 3 | N |  |  | N | Electric Utility | 1 | X | DFO
Conventional Steam Coal.SUB | hard coal | TRUE | 22500 | Evergy Kansas Central, Inc | 1250 | Lawrence Energy Center | KS | Douglas | 4 | Conventional Steam Coal | ST |  | S | 114 | 0.85 | 111.3 | 111.3 | 38 | N |  |  | N | Electric Utility | 1 | X | SUB | NG
Conventional Steam Coal.SUB | hard coal | TRUE | 22500 | Evergy Kansas Central, Inc | 1250 | Lawrence Energy Center | KS | Douglas | 5 | Conventional Steam Coal | ST |  | S | 403 | 0.9 | 374 | 374 | 120 | N |  |  | N | Electric Utility | 1 | X | SUB | NG
Natural Gas Internal Combustion Engine.NG | natural gas peaker | TRUE | 701 | City of Anthony - (KS) | 1258 | Anthony | KS | Harper | IC1 | Natural Gas Internal Combustion Engine | IC |  | S | 4.1 | 0.8 | 4.1 | 4.1 | 1 | N |  |  | N | Electric Utility | 1 | X | NG | DFO
Natural Gas Internal Combustion Engine.NG | natural gas peaker | TRUE | 701 | City of Anthony - (KS) | 1258 | Anthony | KS | Harper | IC2 | Natural Gas Internal Combustion Engine | IC |  | S | 3 | 0.8 | 3 | 3 | 1 | N |  |  | N | Electric Utility | 1 | X | NG | DFO
Natural Gas Internal Combustion Engine.NG | natural gas peaker | TRUE | 701 | City of Anthony - (KS) | 1258 | Anthony | KS | Harper | IC3 | Natural Gas Internal Combustion Engine | IC |  | S | 4 | 0.8 | 4 | 4 | 1 | N |  |  | N | Electric Utility | 1 | X | NG | DFO
Natural Gas Internal Combustion Engine.NG | natural gas peaker | TRUE | 911 | City of Ashland - (KS) | 1259 | Ashland | KS | Clark | 1 | Natural Gas Internal Combustion Engine | IC |  | S | 0.6 | 0.9 | 0.6 | 0.6 | 0.2 | N |  |  | N | Electric Utility | 1 | X | NG | DFO
Natural Gas Internal Combustion Engine.NG | natural gas peaker | TRUE | 911 | City of Ashland - (KS) | 1259 | Ashland | KS | Clark | 2 | Natural Gas Internal Combustion Engine | IC |  | S | 0.9 | 0.9 | 0.7 | 0.7 | 0.3 | N |  |  | N | Electric Utility | 1 | X | NG | DFO
Petroleum Liquids.DFO | petroleum | TRUE | 911 | City of Ashland - (KS) | 1259 | Ashland | KS | Clark | 3 | Petroleum Liquids | IC |  | S | 1.2 | 0.9 | 1.1 | 1.1 | 0.6 | N |  |  | N | Electric Utility | 1 | X | DFO
Petroleum Liquids.DFO | petroleum | TRUE | 911 | City of Ashland - (KS) | 1259 | Ashland | KS | Clark | 4B | Petroleum Liquids | IC |  | S | 2 | 0.9 | 1.8 | 1.8 | 1 | N |  |  | N | Electric Utility | 1 | X | DFO
Petroleum Liquids.DFO | petroleum | TRUE | 911 | City of Ashland - (KS) | 1259 | Ashland | KS | Clark | 5 | Petroleum Liquids | IC |  | S | 0.9 | 0.9 | 0.7 | 0.7 | 0.3 | N |  |  | N | Electric Utility | 1 | X | DFO
Natural Gas Internal Combustion Engine.NG | natural gas peaker | TRUE | 998 | City of Augusta - (KS) | 1261 | Augusta Electric Plant No 1 | KS | Butler | 1 | Natural Gas Internal Combustion Engine | IC |  | S | 1.1 | 0.8 | 1.1 | 1.1 | 0.5 | N |  |  | N | Electric Utility | 1 | X | NG | DFO
Petroleum Liquids.DFO | petroleum | TRUE | 998 | City of Augusta - (KS) | 1261 | Augusta Electric Plant No 1 | KS | Butler | 2 | Petroleum Liquids | IC |  | S | 0.3 | 0.8 | 0.3 | 0.3 | 0.2 | N |  |  | N | Electric Utility | 1 | X | DFO
Natural Gas Internal Combustion Engine.NG | natural gas peaker | TRUE | 998 | City of Augusta - (KS) | 1261 | Augusta Electric Plant No 1 | KS | Butler | 3 | Natural Gas Internal Combustion Engine | IC |  | S | 1 | 0.8 | 1 | 1 | 0.5 | N |  |  | N | Electric Utility | 1 | X | NG | DFO
Petroleum Liquids.DFO | petroleum | TRUE | 998 | City of Augusta - (KS) | 1261 | Augusta Electric Plant No 1 | KS | Butler | 4 | Petroleum Liquids | IC |  | S | 0.7 | 0.8 | 0.7 | 0.7 | 0.4 | N |  |  | N | Electric Utility | 1 | X | DFO
Natural Gas Internal Combustion Engine.NG | natural gas peaker | TRUE | 998 | City of Augusta - (KS) | 1261 | Augusta Electric Plant No 1 | KS | Butler | 5 | Natural Gas Internal Combustion Engine | IC |  | S | 2.2 | 0.8 | 2.2 | 2.2 | 1.5 | N |  |  | N | Electric Utility | 1 | X | NG | DFO
Natural Gas Internal Combustion Engine.NG | natural gas peaker | TRUE | 998 | City of Augusta - (KS) | 1261 | Augusta Electric Plant No 1 | KS | Butler | 6 | Natural Gas Internal Combustion Engine | IC |  | S | 2.2 | 0.8 | 2.2 | 2.2 | 1.5 | N |  |  | N | Electric Utility | 1 | X | NG | DFO
Natural Gas Internal Combustion Engine.NG | natural gas peaker | TRUE | 998 | City of Augusta - (KS) | 1261 | Augusta Electric Plant No 1 | KS | Butler | 7 | Natural Gas Internal Combustion Engine | IC |  | S | 2 | 0.8 | 2 | 2 | 0.7 | N |  |  | N | Electric Utility | 1 | X | NG | DFO
Petroleum Liquids.DFO | petroleum | TRUE | 998 | City of Augusta - (KS) | 1261 | Augusta Electric Plant No 1 | KS | Butler | 8 | Petroleum Liquids | IC |  | S | 2 | 0.8 | 2 | 2 | 0.3 | N |  |  | N | Electric Utility | 1 | X | DFO
Petroleum Liquids.DFO | petroleum | TRUE | 1148 | City of Baldwin City- (KS) | 1262 | Baldwin City Plant No 1 | KS | Douglas | 4 | Petroleum Liquids | IC |  | S | 2 | 0.8 | 1.5 | 1.5 | 1 | N |  |  | N | Electric Utility | 1 | X | DFO | NG
Petroleum Liquids.DFO | petroleum | TRUE | 1148 | City of Baldwin City- (KS) | 1262 | Baldwin City Plant No 1 | KS | Douglas | 5 | Petroleum Liquids | IC |  | S | 1.1 | 0.8 | 0.7 | 0.7 | 0.5 | N |  |  | N | Electric Utility | 1 | X | DFO | NG
Petroleum Liquids.DFO | petroleum | TRUE | 1148 | City of Baldwin City- (KS) | 1262 | Baldwin City Plant No 1 | KS | Douglas | 6 | Petroleum Liquids | IC |  | S | 1.1 | 0.8 | 0.7 | 0.7 | 0.5 | N |  |  | N | Electric Utility | 1 | X | DFO | NG
Natural Gas Internal Combustion Engine.NG | natural gas peaker | TRUE | 1512 | City of Belleville - (KS) | 1263 | Belleville | KS | Republic | 4 | Natural Gas Internal Combustion Engine | IC |  | S | 1 | 0.8 | 1 | 1 | 0.5 | N |  |  | N | Electric Utility | 1 | X | NG | DFO
Natural Gas Internal Combustion Engine.NG | natural gas peaker | TRUE | 1512 | City of Belleville - (KS) | 1263 | Belleville | KS | Republic | 5 | Natural Gas Internal Combustion Engine | IC |  | S | 1.7 | 0.8 | 1.7 | 1.7 | 1 | N |  |  | N | Electric Utility | 1 | X | NG | DFO
Natural Gas Internal Combustion Engine.NG | natural gas peaker | TRUE | 1512 | City of Belleville - (KS) | 1263 | Belleville | KS | Republic | 6 | Natural Gas Internal Combustion Engine | IC |  | S | 3.7 | 0.8 | 3.7 | 3.7 | 2 | N |  |  | N | Electric Utility | 1 | X | NG | DFO
Natural Gas Internal Combustion Engine.NG | natural gas peaker | TRUE | 1512 | City of Belleville - (KS) | 1263 | Belleville | KS | Republic | 7 | Natural Gas Internal Combustion Engine | IC |  | S | 5.1 | 0.8 | 5.1 | 5.1 | 3 | N |  |  | N | Electric Utility | 1 | X | NG | DFO
Petroleum Liquids.DFO | petroleum | TRUE | 1512 | City of Belleville - (KS) | 1263 | Belleville | KS | Republic | 8 | Petroleum Liquids | IC |  | S | 2.8 | 0.8 | 2.8 | 2.8 | 1.6 | N |  |  | N | Electric Utility | 1 | X | DFO
Natural Gas Internal Combustion Engine.NG | natural gas peaker | TRUE | 1525 | City of Beloit - (KS) | 1264 | Beloit | KS | Mitchell | 1 | Natural Gas Internal Combustion Engine | IC |  | S | 1.5 | 0.8 | 1.1 | 1.1 | 0.5 | N |  |  | N | Electric Utility | 1 | X | NG | DFO
Natural Gas Internal Combustion Engine.NG | natural gas peaker | TRUE | 1525 | City of Beloit - (KS) | 1264 | Beloit | KS | Mitchell | 2 | Natural Gas Internal Combustion Engine | IC |  | S | 1.5 | 0.8 | 1.1 | 1.1 | 0.5 | N |  |  | N | Electric Utility | 1 | X | NG | DFO
Natural Gas Internal Combustion Engine.NG | natural gas peaker | TRUE | 1525 | City of Beloit - (KS) | 1264 | Beloit | KS | Mitchell | 3 | Natural Gas Internal Combustion Engine | IC |  | S | 2 | 0.8 | 1.8 | 1.8 | 1 | N |  |  | N | Electric Utility | 1 | X | NG | DFO
Natural Gas Internal Combustion Engine.NG | natural gas peaker | TRUE | 1525 | City of Beloit - (KS) | 1264 | Beloit | KS | Mitchell | 4 | Natural Gas Internal Combustion Engine | IC |  | S | 3.5 | 0.8 | 3 | 3 | 2.2 | N |  |  | N | Electric Utility | 1 | X | NG | DFO
Natural Gas Internal Combustion Engine.NG | natural gas peaker | TRUE | 1525 | City of Beloit - (KS) | 1264 | Beloit | KS | Mitchell | 5 | Natural Gas Internal Combustion Engine | IC |  | S | 0.7 | 0.8 | 0.6 | 0.6 | 0.3 | N |  |  | N | Electric Utility | 1 | X | NG | DFO
Natural Gas Internal Combustion Engine.NG | natural gas peaker | TRUE | 1525 | City of Beloit - (KS) | 1264 | Beloit | KS | Mitchell | 6 | Natural Gas Internal Combustion Engine | IC |  | S | 4.1 | 0.8 | 3.5 | 3.5 | 2 | N |  |  | N | Electric Utility | 1 | X | NG | DFO
Natural Gas Internal Combustion Engine.NG | natural gas peaker | TRUE | 1525 | City of Beloit - (KS) | 1264 | Beloit | KS | Mitchell | 7 | Natural Gas Internal Combustion Engine | IC |  | S | 6 | 0.8 | 5.5 | 5.5 | 3 | N |  |  | N | Electric Utility | 1 | X | NG | DFO
Natural Gas Internal Combustion Engine.NG | natural gas peaker | TRUE | 2547 | City of Burlingame - (KS) | 1265 | Burlingame | KS | Osage | 1 | Natural Gas Internal Combustion Engine | IC |  | S | 1.1 | 0.99 | 1 | 1.1 | 0.8 | N |  |  | N | Electric Utility | 1 | X | NG | DFO
Natural Gas Internal Combustion Engine.NG | natural gas peaker | TRUE | 2547 | City of Burlingame - (KS) | 1265 | Burlingame | KS | Osage | 3 | Natural Gas Internal Combustion Engine | IC |  | S | 0.9 | 0.99 | 0.8 | 0.8 | 0.6 | N |  |  | N | Electric Utility | 1 | X | NG | DFO
Natural Gas Internal Combustion Engine.NG | natural gas peaker | TRUE | 2547 | City of Burlingame - (KS) | 1265 | Burlingame | KS | Osage | 4 | Natural Gas Internal Combustion Engine | IC |  | S | 1.1 | 0.99 | 1 | 1.1 | 0.8 | N |  |  | N | Electric Utility | 1 | X | NG | DFO
Natural Gas Internal Combustion Engine.NG | natural gas peaker | TRUE | 2547 | City of Burlingame - (KS) | 1265 | Burlingame | KS | Osage | 5 | Natural Gas Internal Combustion Engine | IC |  | S | 0.9 | 0.99 | 0.8 | 0.8 | 0.6 | N |  |  | N | Electric Utility | 1 | X | NG | DFO
Petroleum Liquids.DFO | petroleum | TRUE | 2551 | City of Burlington - (KS) | 1266 | Burlington (KS) | KS | Coffey | 1A | Petroleum Liquids | IC |  | S | 2 | 1 | 2 | 2 | 0.7 | N |  |  | N | Electric Utility | 1 | X | DFO
Petroleum Liquids.DFO | petroleum | TRUE | 2551 | City of Burlington - (KS) | 1266 | Burlington (KS) | KS | Coffey | 2 | Petroleum Liquids | IC |  | S | 1.3 | 1 | 1.3 | 1.3 | 0.5 | N |  |  | N | Electric Utility | 1 | X | DFO | NG
Petroleum Liquids.DFO | petroleum | TRUE | 2551 | City of Burlington - (KS) | 1266 | Burlington (KS) | KS | Coffey | 4A | Petroleum Liquids | IC |  | S | 2.3 | 1 | 2.3 | 2.3 | 0.8 | N |  |  | N | Electric Utility | 1 | X | DFO | NG
Natural Gas Internal Combustion Engine.NG | natural gas peaker | TRUE | 2551 | City of Burlington - (KS) | 1266 | Burlington (KS) | KS | Coffey | IC6 | Natural Gas Internal Combustion Engine | IC |  | S | 4.8 | 1 | 4.8 | 4.8 | 1 | N |  |  | N | Electric Utility | 1 | X | NG | DFO
Natural Gas Fired Combustion Turbine.NG | natural gas peaker | TRUE | 3355 | City of Chanute | 1268 | Chanute 2 | KS | Neosho | 14 | Natural Gas Fired Combustion Turbine | GT |  | S | 60 | 0.85 | 42 | 52 | 30 | N |  |  | N | Electric Utility | 1 | X | NG
Natural Gas Internal Combustion Engine.NG | natural gas peaker | TRUE | 3355 | City of Chanute | 1268 | Chanute 2 | KS | Neosho | 7 | Natural Gas Internal Combustion Engine | IC |  | S | 2 | 0.8 | 2 | 2 | 1 | N |  |  | N | Electric Utility | 1 | X | NG | DFO
Natural Gas Internal Combustion Engine.NG | natural gas peaker | TRUE | 3355 | City of Chanute | 1268 | Chanute 2 | KS | Neosho | 8 | Natural Gas Internal Combustion Engine | IC |  | S | 2 | 0.8 | 2 | 2 | 1 | N |  |  | N | Electric Utility | 1 | X | NG | DFO
Natural Gas Steam Turbine.NG | natural gas steam turbine | TRUE | 3710 | City of Clay Center - (KS) | 1270 | Clay Center | KS | Clay | 5 | Natural Gas Steam Turbine | ST |  | S | 3 | 1 | 3 | 3 | 1 | N |  |  | N | Electric Utility | 1 | X | NG | DFO
Natural Gas Steam Turbine.NG | natural gas steam turbine | TRUE | 3710 | City of Clay Center - (KS) | 1270 | Clay Center | KS | Clay | 6 | Natural Gas Steam Turbine | ST |  | S | 5 | 1 | 5 | 5 | 1 | N |  |  | N | Electric Utility | 1 | X | NG | DFO
Natural Gas Internal Combustion Engine.NG | natural gas peaker | TRUE | 3710 | City of Clay Center - (KS) | 1270 | Clay Center | KS | Clay | IC1 | Natural Gas Internal Combustion Engine | IC |  | S | 0.9 | 1 | 0.9 | 0.9 | 0.5 | N |  |  | N | Electric Utility | 1 | X | NG | DFO
Natural Gas Internal Combustion Engine.NG | natural gas peaker | TRUE | 3710 | City of Clay Center - (KS) | 1270 | Clay Center | KS | Clay | IC2 | Natural Gas Internal Combustion Engine | IC |  | S | 2.1 | 1 | 2 | 2 | 0.5 | N |  |  | N | Electric Utility | 1 | X | NG | DFO
Natural Gas Internal Combustion Engine.NG | natural gas peaker | TRUE | 3710 | City of Clay Center - (KS) | 1270 | Clay Center | KS | Clay | IC3 | Natural Gas Internal Combustion Engine | IC |  | S | 5.1 | 1 | 5 | 5 | 0.5 | N |  |  | N | Electric Utility | 1 | X | NG | DFO
Natural Gas Internal Combustion Engine.NG | natural gas peaker | TRUE | 3710 | City of Clay Center - (KS) | 1270 | Clay Center | KS | Clay | IC4 | Natural Gas Internal Combustion Engine | IC |  | S | 3.5 | 1 | 3.5 | 3.5 | 0.5 | N |  |  | N | Electric Utility | 1 | X | NG | DFO
Natural Gas Internal Combustion Engine.NG | natural gas peaker | TRUE | 3710 | City of Clay Center - (KS) | 1270 | Clay Center | KS | Clay | IC5 | Natural Gas Internal Combustion Engine | IC |  | S | 3.5 | 1 | 3.5 | 3.5 | 0.5 | N |  |  | N | Electric Utility | 1 | X | NG | DFO
Natural Gas Internal Combustion Engine.NG | natural gas peaker | TRUE | 3710 | City of Clay Center - (KS) | 1270 | Clay Center | KS | Clay | IC6 | Natural Gas Internal Combustion Engine | IC |  | S | 6.8 | 1 | 6.8 | 6.8 | 0.5 | N |  |  | N | Electric Utility | 1 | X | NG | DFO
Petroleum Liquids.DFO | petroleum | TRUE | 3892 | City of Coffeyville - (KS) | 1271 | Coffeyville | KS | Montgomery | 1 | Petroleum Liquids | IC |  | S | 2 | 0.8 | 2 | 2 | 0.5 | N |  |  | N | Electric Utility | 1 | X | DFO
Petroleum Liquids.DFO | petroleum | TRUE | 3892 | City of Coffeyville - (KS) | 1271 | Coffeyville | KS | Montgomery | 2 | Petroleum Liquids | IC |  | S | 2 | 0.8 | 2 | 2 | 0.5 | N |  |  | N | Electric Utility | 1 | X | DFO
Natural Gas Steam Turbine.NG | natural gas steam turbine | TRUE | 3892 | City of Coffeyville - (KS) | 1271 | Coffeyville | KS | Montgomery | 7 | Natural Gas Steam Turbine | ST |  | S | 40 | 0.9 | 37 | 38.2 | 9 | N |  |  | N | Electric Utility | 1 | X | NG
Petroleum Liquids.DFO | petroleum | TRUE | 3913 | City of Colby - (KS) | 1272 | Colby City of | KS | Thomas | 4 | Petroleum Liquids | IC |  | S | 1.7 | 0.8 | 1.2 | 1.2 | 1.2 | N |  |  | N | Electric Utility | 1 | X | DFO | NG
Petroleum Liquids.DFO | petroleum | TRUE | 3913 | City of Colby - (KS) | 1272 | Colby City of | KS | Thomas | 5 | Petroleum Liquids | IC |  | S | 1.3 | 0.8 | 1 | 1 | 1 | N |  |  | N | Electric Utility | 1 | X | DFO | NG
Petroleum Liquids.DFO | petroleum | TRUE | 3913 | City of Colby - (KS) | 1272 | Colby City of | KS | Thomas | 6 | Petroleum Liquids | IC |  | S | 4.5 | 0.8 | 3.5 | 3.5 | 3.5 | N |  |  | N | Electric Utility | 1 | X | DFO | NG
Petroleum Liquids.DFO | petroleum | TRUE | 3913 | City of Colby - (KS) | 1272 | Colby City of | KS | Thomas | 7 | Petroleum Liquids | IC |  | S | 4.5 | 0.8 | 3.5 | 3.5 | 3.5 | N |  |  | N | Electric Utility | 1 | X | DFO | NG
Petroleum Liquids.DFO | petroleum | TRUE | 3913 | City of Colby - (KS) | 1272 | Colby City of | KS | Thomas | 8 | Petroleum Liquids | IC |  | S | 2.7 | 0.8 | 2.5 | 2.5 | 2.5 | N |  |  | N | Electric Utility | 1 | X | DFO | NG
Petroleum Liquids.DFO | petroleum | TRUE | 3913 | City of Colby - (KS) | 1272 | Colby City of | KS | Thomas | 9 | Petroleum Liquids | IC |  | S | 3 | 0.8 | 3 | 3 | 2.5 | N |  |  | N | Electric Utility | 1 | X | DFO
Petroleum Liquids.DFO | petroleum | TRUE | 5802 | City of Ellinwood - (KS) | 1274 | Ellinwood | KS | Barton | 1 | Petroleum Liquids | IC |  | S | 2.1 | 0.8 | 1.8 | 1.8 | 1.5 | N |  |  | N | Electric Utility | 1 | X | DFO | NG
Petroleum Liquids.DFO | petroleum | TRUE | 5802 | City of Ellinwood - (KS) | 1274 | Ellinwood | KS | Barton | 2 | Petroleum Liquids | IC |  | S | 1.4 | 0.8 | 1.3 | 1.3 | 0.8 | N |  |  | N | Electric Utility | 1 | X | DFO | NG
Petroleum Liquids.DFO | petroleum | TRUE | 5802 | City of Ellinwood - (KS) | 1274 | Ellinwood | KS | Barton | 3 | Petroleum Liquids | IC |  | S | 0.6 | 0.8 | 0.4 | 0.4 | 0.2 | N |  |  | N | Electric Utility | 1 | X | DFO | NG
Petroleum Liquids.DFO | petroleum | TRUE | 5802 | City of Ellinwood - (KS) | 1274 | Ellinwood | KS | Barton | 4 | Petroleum Liquids | IC |  | S | 1.1 | 0.8 | 1 | 1 | 0.5 | N |  |  | N | Electric Utility | 1 | X | DFO | NG
Petroleum Liquids.DFO | petroleum | TRUE | 5802 | City of Ellinwood - (KS) | 1274 | Ellinwood | KS | Barton | 5 | Petroleum Liquids | IC |  | S | 3.3 | 0.8 | 2.7 | 2.7 | 2 | N |  |  | N | Electric Utility | 1 | X | DFO | NG
Petroleum Liquids.DFO | petroleum | TRUE | 5957 | City of Erie - (KS) | 1276 | Erie | KS | Neosho | 3 | Petroleum Liquids | IC |  | S | 1 | 0.8 | 0.9 | 0.9 | 0.5 | N |  |  | N | Electric Utility | 1 | X | DFO
Petroleum Liquids.DFO | petroleum | TRUE | 5957 | City of Erie - (KS) | 1276 | Erie | KS | Neosho | 6 | Petroleum Liquids | IC |  | S | 1.1 | 0.8 | 1 | 1 | 0.5 | N |  |  | N | Electric Utility | 1 | X | DFO
Petroleum Liquids.DFO | petroleum | TRUE | 5957 | City of Erie - (KS) | 1276 | Erie | KS | Neosho | 7 | Petroleum Liquids | IC |  | S | 1.1 | 0.8 | 1 | 1 | 0.5 | N |  |  | N | Electric Utility | 1 | X | DFO
Petroleum Liquids.DFO | petroleum | TRUE | 5957 | City of Erie - (KS) | 1276 | Erie | KS | Neosho | 8 | Petroleum Liquids | IC |  | S | 1.1 | 0.8 | 1 | 1 | 0.5 | N |  |  | N | Electric Utility | 1 | X | DFO
Petroleum Liquids.DFO | petroleum | TRUE | 6965 | City of Garnett - (KS) | 1278 | Garnett Municipal | KS | Anderson | 1 | Petroleum Liquids | IC |  | S | 1.5 | 1 | 1.3 | 1.3 | 0.8 | N |  |  | N | Electric Utility | 1 | X | DFO | NG
Petroleum Liquids.DFO | petroleum | TRUE | 6965 | City of Garnett - (KS) | 1278 | Garnett Municipal | KS | Anderson | 2 | Petroleum Liquids | IC |  | S | 0.4 | 1 | 0.3 | 0.3 | 0.3 | N |  |  | N | Electric Utility | 1 | X | DFO | NG
Petroleum Liquids.DFO | petroleum | TRUE | 6965 | City of Garnett - (KS) | 1278 | Garnett Municipal | KS | Anderson | 3 | Petroleum Liquids | IC |  | S | 1.5 | 1 | 1.3 | 1.3 | 0.8 | N |  |  | N | Electric Utility | 1 | X | DFO | NG
Petroleum Liquids.DFO | petroleum | TRUE | 6965 | City of Garnett - (KS) | 1278 | Garnett Municipal | KS | Anderson | 4 | Petroleum Liquids | IC |  | S | 0.9 | 1 | 0.8 | 0.8 | 0.4 | N |  |  | N | Electric Utility | 1 | X | DFO | NG
Petroleum Liquids.DFO | petroleum | TRUE | 6965 | City of Garnett - (KS) | 1278 | Garnett Municipal | KS | Anderson | 7 | Petroleum Liquids | IC |  | S | 2.5 | 1 | 2.2 | 2.2 | 1.5 | N |  |  | N | Electric Utility | 1 | X | DFO | NG
Petroleum Liquids.DFO | petroleum | TRUE | 6965 | City of Garnett - (KS) | 1278 | Garnett Municipal | KS | Anderson | IC5 | Petroleum Liquids | IC |  | S | 2.4 | 1 | 2.1 | 2.1 | 1 | N |  |  | N | Electric Utility | 1 | X | DFO | NG
Petroleum Liquids.DFO | petroleum | TRUE | 6965 | City of Garnett - (KS) | 1278 | Garnett Municipal | KS | Anderson | IC6 | Petroleum Liquids | IC |  | S | 2.5 | 1 | 2.2 | 2.2 | 1.5 | N |  |  | N | Electric Utility | 1 | X | DFO | NG
Natural Gas Internal Combustion Engine.NG | natural gas peaker | TRUE | 7257 | City of Girard - (KS) | 1279 | Girard | KS | Crawford | 1 | Natural Gas Internal Combustion Engine | IC |  | S | 1.4 | 0.8 | 1.1 | 1.1 | 1 | N |  |  | N | Electric Utility | 1 | X | NG | DFO
Natural Gas Internal Combustion Engine.NG | natural gas peaker | TRUE | 7257 | City of Girard - (KS) | 1279 | Girard | KS | Crawford | 4 | Natural Gas Internal Combustion Engine | IC |  | S | 2.2 | 0.8 | 1.8 | 1.8 | 1.2 | N |  |  | N | Electric Utility | 1 | X | NG | DFO
Natural Gas Internal Combustion Engine.NG | natural gas peaker | TRUE | 7257 | City of Girard - (KS) | 1279 | Girard | KS | Crawford | 6 | Natural Gas Internal Combustion Engine | IC |  | S | 3.5 | 0.8 | 3.2 | 3.3 | 3 | N |  |  | N | Electric Utility | 1 | X | NG | DFO
Natural Gas Internal Combustion Engine.NG | natural gas peaker | TRUE | 7257 | City of Girard - (KS) | 1279 | Girard | KS | Crawford | 7 | Natural Gas Internal Combustion Engine | IC |  | S | 3.7 | 0.8 | 3.4 | 3.4 | 3.2 | N |  |  | N | Electric Utility | 1 | X | NG | DFO
Natural Gas Internal Combustion Engine.NG | natural gas peaker | TRUE | 7374 | City of Goodland - (KS) | 1280 | Goodland | KS | Sherman | 10 | Natural Gas Internal Combustion Engine | IC |  | S | 2 | 0.8 | 1.8 | 2 | 1.5 | N |  |  | N | Electric Utility | 1 | X | NG | DFO
Natural Gas Internal Combustion Engine.NG | natural gas peaker | TRUE | 7374 | City of Goodland - (KS) | 1280 | Goodland | KS | Sherman | 11 | Natural Gas Internal Combustion Engine | IC |  | S | 4.3 | 0.8 | 3.5 | 3.8 | 3.2 | N |  |  | N | Electric Utility | 1 | X | NG | DFO
Natural Gas Internal Combustion Engine.NG | natural gas peaker | TRUE | 7374 | City of Goodland - (KS) | 1280 | Goodland | KS | Sherman | 12 | Natural Gas Internal Combustion Engine | IC |  | S | 1 | 0.8 | 0.8 | 0.9 | 0.6 | N |  |  | N | Electric Utility | 1 | X | NG | DFO
Natural Gas Internal Combustion Engine.NG | natural gas peaker | TRUE | 7374 | City of Goodland - (KS) | 1280 | Goodland | KS | Sherman | 13 | Natural Gas Internal Combustion Engine | IC |  | S | 1.3 | 0.8 | 1.1 | 1.3 | 1 | N |  |  | N | Electric Utility | 1 | X | NG | DFO
Petroleum Liquids.DFO | petroleum | TRUE | 7374 | City of Goodland - (KS) | 1280 | Goodland | KS | Sherman | 3 | Petroleum Liquids | IC |  | S | 0.7 | 0.8 | 0.7 | 0.7 | 0.5 | N |  |  | N | Electric Utility | 1 | X | DFO
Natural Gas Internal Combustion Engine.NG | natural gas peaker | TRUE | 7374 | City of Goodland - (KS) | 1280 | Goodland | KS | Sherman | 6 | Natural Gas Internal Combustion Engine | IC |  | S | 2.2 | 0.8 | 1.8 | 2.1 | 1.7 | N |  |  | N | Electric Utility | 1 | X | NG | DFO
Natural Gas Internal Combustion Engine.NG | natural gas peaker | TRUE | 7374 | City of Goodland - (KS) | 1280 | Goodland | KS | Sherman | 7 | Natural Gas Internal Combustion Engine | IC |  | S | 2.2 | 0.8 | 1.8 | 2.1 | 1.7 | N |  |  | N | Electric Utility | 1 | X | NG | DFO
Natural Gas Internal Combustion Engine.NG | natural gas peaker | TRUE | 7374 | City of Goodland - (KS) | 1280 | Goodland | KS | Sherman | 8 | Natural Gas Internal Combustion Engine | IC |  | S | 5 | 0.8 | 4.6 | 4.8 | 3.5 | N |  |  | N | Electric Utility | 1 | X | NG | DFO
Petroleum Liquids.DFO | petroleum | TRUE | 8490 | City of Herington - (KS) | 1283 | Herington | KS | Dickinson | 4B | Petroleum Liquids | IC |  | S | 1.6 | 0.8 | 1.5 | 1.5 | 0.5 | N |  |  | N | Electric Utility | 1 | X | DFO
Petroleum Liquids.DFO | petroleum | TRUE | 8599 | City of Hill City | 1285 | Hill City | KS | Graham | 1 | Petroleum Liquids | IC |  | S | 1.3 | 0.8 | 1.1 | 1.2 | 0.9 | N |  |  | N | Electric Utility | 1 | X | DFO | NG
Petroleum Liquids.DFO | petroleum | TRUE | 8599 | City of Hill City | 1285 | Hill City | KS | Graham | 2 | Petroleum Liquids | IC |  | S | 1.3 | 0.8 | 1.1 | 1.2 | 0.9 | N |  |  | N | Electric Utility | 1 | X | DFO | NG
Petroleum Liquids.DFO | petroleum | TRUE | 8599 | City of Hill City | 1285 | Hill City | KS | Graham | 3 | Petroleum Liquids | IC |  | S | 0.6 | 0.8 | 0.6 | 0.6 | 0.4 | N |  |  | N | Electric Utility | 1 | X | DFO | NG
Petroleum Liquids.DFO | petroleum | TRUE | 8599 | City of Hill City | 1285 | Hill City | KS | Graham | 4 | Petroleum Liquids | IC |  | S | 1.1 | 0.8 | 1 | 1 | 0.8 | N |  |  | N | Electric Utility | 1 | X | DFO | NG
Petroleum Liquids.DFO | petroleum | TRUE | 8599 | City of Hill City | 1285 | Hill City | KS | Graham | 5 | Petroleum Liquids | IC |  | S | 1.3 | 0.8 | 1.2 | 1.2 | 0.9 | N |  |  | N | Electric Utility | 1 | X | DFO | NG
Petroleum Liquids.DFO | petroleum | TRUE | 8599 | City of Hill City | 1285 | Hill City | KS | Graham | 6 | Petroleum Liquids | IC |  | S | 1.3 | 0.8 | 1.2 | 1.2 | 0.9 | N |  |  | N | Electric Utility | 1 | X | DFO | NG
Petroleum Liquids.DFO | petroleum | TRUE | 8703 | City of Hoisington - (KS) | 1286 | Hoisington | KS | Barton | 2A | Petroleum Liquids | IC |  | S | 1 | 0.8 | 1.1 | 1.1 | 0.7 | N |  |  | N | Electric Utility | 1 | X | DFO
Natural Gas Internal Combustion Engine.NG | natural gas peaker | TRUE | 8703 | City of Hoisington - (KS) | 1286 | Hoisington | KS | Barton | 6 | Natural Gas Internal Combustion Engine | IC |  | S | 2 | 0.8 | 2 | 2 | 1.8 | N |  |  | N | Electric Utility | 1 | X | NG | DFO
Natural Gas Internal Combustion Engine.NG | natural gas peaker | TRUE | 8703 | City of Hoisington - (KS) | 1286 | Hoisington | KS | Barton | 7 | Natural Gas Internal Combustion Engine | IC |  | S | 4 | 0.8 | 4 | 4 | 2.9 | N |  |  | N | Electric Utility | 1 | X | NG | DFO
Petroleum Liquids.DFO | petroleum | TRUE | 8770 | City of Holton - (KS) | 1287 | Holton | KS | Jackson | 10 | Petroleum Liquids | IC |  | S | 2 | 0.8 | 1.8 | 2 | 1 | N |  |  | N | Electric Utility | 1 | X | DFO | NG
Petroleum Liquids.DFO | petroleum | TRUE | 8770 | City of Holton - (KS) | 1287 | Holton | KS | Jackson | 11 | Petroleum Liquids | IC |  | S | 2.4 | 0.8 | 2.2 | 2.4 | 1.7 | N |  |  | N | Electric Utility | 1 | X | DFO | NG
Natural Gas Internal Combustion Engine.NG | natural gas peaker | TRUE | 8770 | City of Holton - (KS) | 1287 | Holton | KS | Jackson | 12 | Natural Gas Internal Combustion Engine | IC |  | S | 3.1 | 0.8 | 3 | 3.1 | 2.5 | N |  |  | N | Electric Utility | 1 | X | NG | DFO
Natural Gas Internal Combustion Engine.NG | natural gas peaker | TRUE | 8770 | City of Holton - (KS) | 1287 | Holton | KS | Jackson | 13 | Natural Gas Internal Combustion Engine | IC |  | S | 3.1 | 0.8 | 3 | 3.1 | 2.5 | N |  |  | N | Electric Utility | 1 | X | NG | DFO
Petroleum Liquids.DFO | petroleum | TRUE | 8770 | City of Holton - (KS) | 1287 | Holton | KS | Jackson | 6 | Petroleum Liquids | IC |  | S | 1.8 | 0.8 | 1.4 | 1.7 | 0.9 | N |  |  | N | Electric Utility | 1 | X | DFO | NG
Petroleum Liquids.DFO | petroleum | TRUE | 8770 | City of Holton - (KS) | 1287 | Holton | KS | Jackson | 7 | Petroleum Liquids | IC |  | S | 2.8 | 0.8 | 2.4 | 2.6 | 1.2 | N |  |  | N | Electric Utility | 1 | X | DFO | NG
Petroleum Liquids.DFO | petroleum | TRUE | 8770 | City of Holton - (KS) | 1287 | Holton | KS | Jackson | 8 | Petroleum Liquids | IC |  | S | 4.3 | 0.8 | 3.8 | 4 | 2.6 | N |  |  | N | Electric Utility | 1 | X | DFO | NG
Petroleum Liquids.DFO | petroleum | TRUE | 8770 | City of Holton - (KS) | 1287 | Holton | KS | Jackson | 9 | Petroleum Liquids | IC |  | S | 2 | 0.8 | 1.8 | 2 | 1 | N |  |  | N | Electric Utility | 1 | X | DFO | NG
Natural Gas Internal Combustion Engine.NG | natural gas peaker | TRUE | 9418 | City of Iola - (KS) | 1291 | Iola | KS | Allen | 1 | Natural Gas Internal Combustion Engine | IC |  | S | 5 | 1 | 5 | 5 | 2.5 | N |  |  | N | Electric Utility | 1 | X | NG
Petroleum Liquids.DFO | petroleum | TRUE | 9418 | City of Iola - (KS) | 1291 | Iola | KS | Allen | 10 | Petroleum Liquids | IC |  | S | 2.7 | 1 | 2.9 | 2.9 | 2 | N |  |  | N | Electric Utility | 1 | X | DFO
Petroleum Liquids.DFO | petroleum | TRUE | 9418 | City of Iola - (KS) | 1291 | Iola | KS | Allen | 14 | Petroleum Liquids | IC |  | S | 2 | 1 | 2 | 2 | 1 | N |  |  | N | Electric Utility | 1 | X | DFO
Petroleum Liquids.DFO | petroleum | TRUE | 9418 | City of Iola - (KS) | 1291 | Iola | KS | Allen | 15 | Petroleum Liquids | IC |  | S | 2 | 1 | 2 | 2 | 1 | N |  |  | N | Electric Utility | 1 | X | DFO
Petroleum Liquids.DFO | petroleum | TRUE | 9418 | City of Iola - (KS) | 1291 | Iola | KS | Allen | 16 | Petroleum Liquids | IC |  | S | 1.8 | 1 | 1.8 | 1.8 | 1 | N |  |  | N | Electric Utility | 1 | X | DFO
Natural Gas Internal Combustion Engine.NG | natural gas peaker | TRUE | 9418 | City of Iola - (KS) | 1291 | Iola | KS | Allen | 2 | Natural Gas Internal Combustion Engine | IC |  | S | 5 | 1 | 5 | 5 | 2.5 | N |  |  | N | Electric Utility | 1 | X | NG
Petroleum Liquids.DFO | petroleum | TRUE | 9418 | City of Iola - (KS) | 1291 | Iola | KS | Allen | 6 | Petroleum Liquids | IC |  | S | 2.7 | 1 | 2.9 | 2.9 | 2 | N |  |  | N | Electric Utility | 1 | X | DFO
Petroleum Liquids.DFO | petroleum | TRUE | 9418 | City of Iola - (KS) | 1291 | Iola | KS | Allen | 7 | Petroleum Liquids | IC |  | S | 2.7 | 1 | 2.9 | 2.9 | 2 | N |  |  | N | Electric Utility | 1 | X | DFO
Petroleum Liquids.DFO | petroleum | TRUE | 9418 | City of Iola - (KS) | 1291 | Iola | KS | Allen | 8 | Petroleum Liquids | IC |  | S | 2.7 | 1 | 2.9 | 2.9 | 2 | N |  |  | N | Electric Utility | 1 | X | DFO
Petroleum Liquids.DFO | petroleum | TRUE | 9418 | City of Iola - (KS) | 1291 | Iola | KS | Allen | 9 | Petroleum Liquids | IC |  | S | 2.7 | 1 | 2.9 | 2.9 | 2 | N |  |  | N | Electric Utility | 1 | X | DFO
Petroleum Liquids.DFO | petroleum | TRUE | 9732 | City of Jetmore | 1292 | Jetmore | KS | Hodgeman | 8 | Petroleum Liquids | IC |  | S | 2.5 | 0.8 | 2.5 | 2.5 | 1 | N |  |  | N | Electric Utility | 1 | X | DFO
Natural Gas Steam Turbine.NG | natural gas steam turbine | TRUE | 9996 | City of Kansas City - (KS) | 1294 | Kaw | KS | Wyandotte | 1 | Natural Gas Steam Turbine | ST |  | S | 50.1 | 0.97 | 41.9 | 41.9 | 30 | N |  |  | N | Electric Utility | 1 | X | NG
Natural Gas Steam Turbine.NG | natural gas steam turbine | TRUE | 9996 | City of Kansas City - (KS) | 1294 | Kaw | KS | Wyandotte | 2 | Natural Gas Steam Turbine | ST |  | S | 50.1 | 0.97 | 41.9 | 41.9 | 30 | N |  |  | N | Electric Utility | 1 | X | NG
Natural Gas Steam Turbine.NG | natural gas steam turbine | TRUE | 9996 | City of Kansas City - (KS) | 1294 | Kaw | KS | Wyandotte | 3 | Natural Gas Steam Turbine | ST |  | S | 65.5 | 0.97 | 56.5 | 56.5 | 30 | N |  |  | N | Electric Utility | 1 | X | NG
Petroleum Liquids.DFO | petroleum | TRUE | 9996 | City of Kansas City - (KS) | 1295 | Quindaro | KS | Wyandotte | GT2 | Petroleum Liquids | GT |  | S | 72.4 | 0.9 | 56 | 56 | 20 | N |  |  | N | Electric Utility | 1 | X | DFO
Petroleum Liquids.DFO | petroleum | TRUE | 9996 | City of Kansas City - (KS) | 1295 | Quindaro | KS | Wyandotte | GT3 | Petroleum Liquids | GT |  | S | 71.2 | 0.9 | 46 | 46 | 20 | N |  |  | N | Electric Utility | 1 | X | DFO
Natural Gas Steam Turbine.NG | natural gas steam turbine | TRUE | 9996 | City of Kansas City - (KS) | 1295 | Quindaro | KS | Wyandotte | ST1 | Natural Gas Steam Turbine | ST |  | S | 81.6 | 0.97 | 72 | 72 | 35 | N |  |  | N | Electric Utility | 1 | X | NG
Natural Gas Steam Turbine.NG | natural gas steam turbine | TRUE | 9996 | City of Kansas City - (KS) | 1295 | Quindaro | KS | Wyandotte | ST2 | Natural Gas Steam Turbine | ST |  | S | 157.5 | 0.97 | 85 | 85 | 55 | N |  |  | N | Electric Utility | 1 | X | NG
Natural Gas Internal Combustion Engine.NG | natural gas peaker | TRUE | 10321 | City of Kingman - (KS) | 1296 | Kingman Municipal Power and Light Plant | KS | Kingman | 2 | Natural Gas Internal Combustion Engine | IC |  | S | 2.2 | 0.8 | 1.9 | 2 | 1 | N |  |  | N | Electric Utility | 1 | X | NG | DFO
Natural Gas Internal Combustion Engine.NG | natural gas peaker | TRUE | 10321 | City of Kingman - (KS) | 1296 | Kingman Municipal Power and Light Plant | KS | Kingman | 4 | Natural Gas Internal Combustion Engine | IC |  | S | 2.2 | 0.8 | 1.9 | 2 | 1.2 | N |  |  | N | Electric Utility | 1 | X | NG | DFO
Natural Gas Internal Combustion Engine.NG | natural gas peaker | TRUE | 10321 | City of Kingman - (KS) | 1296 | Kingman Municipal Power and Light Plant | KS | Kingman | 6 | Natural Gas Internal Combustion Engine | IC |  | S | 3.5 | 0.8 | 3.4 | 3.4 | 2.5 | N |  |  | N | Electric Utility | 1 | X | NG | DFO
Natural Gas Internal Combustion Engine.NG | natural gas peaker | TRUE | 10321 | City of Kingman - (KS) | 1296 | Kingman Municipal Power and Light Plant | KS | Kingman | 7 | Natural Gas Internal Combustion Engine | IC |  | S | 2.4 | 0.8 | 2.1 | 2.1 | 1.2 | N |  |  | N | Electric Utility | 1 | X | NG | DFO
Natural Gas Internal Combustion Engine.NG | natural gas peaker | TRUE | 10321 | City of Kingman - (KS) | 1296 | Kingman Municipal Power and Light Plant | KS | Kingman | 8 | Natural Gas Internal Combustion Engine | IC |  | S | 2.5 | 0.8 | 2.4 | 2.4 | 1.6 | N |  |  | N | Electric Utility | 1 | X | NG | DFO
Natural Gas Internal Combustion Engine.NG | natural gas peaker | TRUE | 10321 | City of Kingman - (KS) | 1296 | Kingman Municipal Power and Light Plant | KS | Kingman | 9 | Natural Gas Internal Combustion Engine | IC |  | S | 6.3 | 0.8 | 6.3 | 6.3 | 4 | N |  |  | N | Electric Utility | 1 | X | NG | DFO
Petroleum Liquids.DFO | petroleum | TRUE | 10559 | City of La Crosse - (KS) | 1297 | La Crosse | KS | Rush | 1 | Petroleum Liquids | IC |  | S | 1.1 | 0.8 | 1.1 | 1.1 | 0.5 | N |  |  | N | Electric Utility | 1 | X | DFO | NG
Petroleum Liquids.DFO | petroleum | TRUE | 10559 | City of La Crosse - (KS) | 1297 | La Crosse | KS | Rush | 2 | Petroleum Liquids | IC |  | S | 1.1 | 0.8 | 1.1 | 1.1 | 0.5 | N |  |  | N | Electric Utility | 1 | X | DFO | NG
Petroleum Liquids.DFO | petroleum | TRUE | 10559 | City of La Crosse - (KS) | 1297 | La Crosse | KS | Rush | 5 | Petroleum Liquids | IC |  | S | 1.5 | 0.8 | 1.5 | 1.5 | 0.5 | N |  |  | N | Electric Utility | 1 | X | DFO | NG
Petroleum Liquids.DFO | petroleum | TRUE | 10559 | City of La Crosse - (KS) | 1297 | La Crosse | KS | Rush | 6 | Petroleum Liquids | IC |  | S | 1.8 | 0.8 | 1.8 | 1.8 | 0.5 | N |  |  | N | Electric Utility | 1 | X | DFO | NG
Petroleum Liquids.DFO | petroleum | TRUE | 10713 | City of Larned - (KS) | 1299 | Larned | KS | Pawnee | CAT | Petroleum Liquids | IC |  | S | 2 | 1 | 2 | 2 | 0.2 | N |  |  | N | Electric Utility | 1 | X | DFO
Petroleum Liquids.DFO | petroleum | TRUE | 10713 | City of Larned - (KS) | 1299 | Larned | KS | Pawnee | CAT1 | Petroleum Liquids | IC |  | S | 2 | 1 | 2 | 2 | 0.2 | N |  |  | N | Electric Utility | 1 | X | DFO
Petroleum Liquids.DFO | petroleum | TRUE | 10713 | City of Larned - (KS) | 1299 | Larned | KS | Pawnee | CAT2 | Petroleum Liquids | IC |  | S | 2 | 1 | 2 | 2 | 0.2 | N |  |  | N | Electric Utility | 1 | X | DFO
Petroleum Liquids.DFO | petroleum | TRUE | 10713 | City of Larned - (KS) | 1299 | Larned | KS | Pawnee | CAT3 | Petroleum Liquids | IC |  | S | 2 | 1 | 2 | 2 | 0.2 | N |  |  | N | Electric Utility | 1 | X | DFO
Petroleum Liquids.DFO | petroleum | TRUE | 10713 | City of Larned - (KS) | 1299 | Larned | KS | Pawnee | CAT4 | Petroleum Liquids | IC |  | S | 2 | 1 | 2 | 2 | 0.2 | N |  |  | N | Electric Utility | 1 | X | DFO
Petroleum Liquids.DFO | petroleum | TRUE | 10713 | City of Larned - (KS) | 1299 | Larned | KS | Pawnee | IC5 | Petroleum Liquids | IC |  | S | 6.4 | 1 | 6 | 6 | 0.5 | N |  |  | N | Electric Utility | 1 | X | DFO | NG
Petroleum Liquids.DFO | petroleum | TRUE | 11017 | City of Lincoln Center - (KS) | 1300 | Lincoln | KS | Lincoln | 1 | Petroleum Liquids | IC |  | S | 1.3 | 0.8 | 1.1 | 1.1 | 0.7 | N |  |  | N | Electric Utility | 1 | X | DFO | NG
Petroleum Liquids.DFO | petroleum | TRUE | 11017 | City of Lincoln Center - (KS) | 1300 | Lincoln | KS | Lincoln | 2 | Petroleum Liquids | IC |  | S | 1.3 | 0.8 | 1.1 | 1.1 | 0.7 | N |  |  | N | Electric Utility | 1 | X | DFO | NG
Petroleum Liquids.DFO | petroleum | TRUE | 11017 | City of Lincoln Center - (KS) | 1300 | Lincoln | KS | Lincoln | 4 | Petroleum Liquids | IC |  | S | 0.7 | 0.8 | 0.6 | 0.6 | 0.4 | N |  |  | N | Electric Utility | 1 | X | DFO
Petroleum Liquids.DFO | petroleum | TRUE | 11017 | City of Lincoln Center - (KS) | 1300 | Lincoln | KS | Lincoln | 7 | Petroleum Liquids | IC |  | S | 3.5 | 0.8 | 3 | 3 | 1.5 | N |  |  | N | Electric Utility | 1 | X | DFO | NG
Petroleum Liquids.DFO | petroleum | TRUE | 11017 | City of Lincoln Center - (KS) | 1300 | Lincoln | KS | Lincoln | 8 | Petroleum Liquids | IC |  | S | 2 | 0.8 | 1.8 | 1.8 | 1.8 | N |  |  | N | Electric Utility | 1 | X | DFO
Natural Gas Fired Combustion Turbine.NG | natural gas peaker | TRUE | 12208 | City of McPherson - (KS) | 1305 | McPherson 2 | KS | McPherson | GT1 | Natural Gas Fired Combustion Turbine | GT |  | S | 72.4 | 0.9 | 50.5 | 60 | 22 | N |  |  | N | Electric Utility | 1 | X | NG | DFO
Petroleum Liquids.DFO | petroleum | TRUE | 12208 | City of McPherson - (KS) | 1305 | McPherson 2 | KS | McPherson | GT2 | Petroleum Liquids | GT |  | S | 71.2 | 0.9 | 51.8 | 60 | 22 | N |  |  | N | Electric Utility | 1 | X | DFO
Natural Gas Fired Combustion Turbine.NG | natural gas peaker | TRUE | 12208 | City of McPherson - (KS) | 1305 | McPherson 2 | KS | McPherson | GT3 | Natural Gas Fired Combustion Turbine | GT |  | S | 71.2 | 0.9 | 51.7 | 60 | 22 | N |  |  | N | Electric Utility | 1 | X | NG | DFO
Natural Gas Internal Combustion Engine.NG | natural gas peaker | TRUE | 12242 | City of Meade - (KS) | 1306 | Meade | KS | Meade | 2 | Natural Gas Internal Combustion Engine | IC |  | S | 0.9 | 0.9 | 0.8 | 0.8 | 0.4 | N |  |  | N | Electric Utility | 1 | X | NG | DFO
Natural Gas Internal Combustion Engine.NG | natural gas peaker | TRUE | 12242 | City of Meade - (KS) | 1306 | Meade | KS | Meade | 3 | Natural Gas Internal Combustion Engine | IC |  | S | 1.1 | 0.9 | 1.1 | 1.1 | 0.6 | N |  |  | N | Electric Utility | 1 | X | NG | DFO
Natural Gas Internal Combustion Engine.NG | natural gas peaker | TRUE | 12242 | City of Meade - (KS) | 1306 | Meade | KS | Meade | 4 | Natural Gas Internal Combustion Engine | IC |  | S | 1.4 | 0.9 | 1.3 | 1.4 | 0.8 | N |  |  | N | Electric Utility | 1 | X | NG | DFO
Natural Gas Internal Combustion Engine.NG | natural gas peaker | TRUE | 12242 | City of Meade - (KS) | 1306 | Meade | KS | Meade | 5 | Natural Gas Internal Combustion Engine | IC |  | S | 2.1 | 0.9 | 1.5 | 1.7 | 1.2 | N |  |  | N | Electric Utility | 1 | X | NG | DFO
Natural Gas Internal Combustion Engine.NG | natural gas peaker | TRUE | 12242 | City of Meade - (KS) | 1306 | Meade | KS | Meade | 6 | Natural Gas Internal Combustion Engine | IC |  | S | 2.7 | 0.9 | 1.9 | 2 | 1.2 | N |  |  | N | Electric Utility | 1 | X | NG | DFO
Natural Gas Internal Combustion Engine.NG | natural gas peaker | TRUE | 21533 | City of Minneapolis - (KS) | 1307 | Minneapolis City of | KS | Ottawa | 3 | Natural Gas Internal Combustion Engine | IC |  | S | 1.3 | 0.8 | 1.2 | 1.2 | 0.6 | N |  |  | N | Electric Utility | 1 | X | NG | DFO
Natural Gas Internal Combustion Engine.NG | natural gas peaker | TRUE | 21533 | City of Minneapolis - (KS) | 1307 | Minneapolis City of | KS | Ottawa | 4 | Natural Gas Internal Combustion Engine | IC |  | S | 0.7 | 0.8 | 0.5 | 0.5 | 0.3 | N |  |  | N | Electric Utility | 1 | X | NG | DFO
Natural Gas Internal Combustion Engine.NG | natural gas peaker | TRUE | 21533 | City of Minneapolis - (KS) | 1307 | Minneapolis City of | KS | Ottawa | 5 | Natural Gas Internal Combustion Engine | IC |  | S | 2.1 | 0.8 | 1.8 | 1.8 | 1 | N |  |  | N | Electric Utility | 1 | X | NG | DFO
Natural Gas Internal Combustion Engine.NG | natural gas peaker | TRUE | 21533 | City of Minneapolis - (KS) | 1307 | Minneapolis City of | KS | Ottawa | 6 | Natural Gas Internal Combustion Engine | IC |  | S | 3 | 0.8 | 2.7 | 2.7 | 1.5 | N |  |  | N | Electric Utility | 1 | X | NG | DFO
Petroleum Liquids.DFO | petroleum | TRUE | 21533 | City of Minneapolis - (KS) | 1307 | Minneapolis City of | KS | Ottawa | 7 | Petroleum Liquids | IC |  | S | 2 | 0.8 | 1.8 | 1.8 | 1 | N |  |  | N | Electric Utility | 1 | X | DFO
Petroleum Liquids.DFO | petroleum | TRUE | 13948 | City of Oberlin - (KS) | 1312 | Oberlin (KS) | KS | Decatur | 1 | Petroleum Liquids | IC |  | S | 1.1 | 0.9 | 0.9 | 0.9 | 0.6 | N | 9 | 2026 | N | Electric Utility | 1 | X | DFO | NG
Petroleum Liquids.DFO | petroleum | TRUE | 13948 | City of Oberlin - (KS) | 1312 | Oberlin (KS) | KS | Decatur | 2 | Petroleum Liquids | IC |  | S | 0.8 | 0.9 | 0.6 | 0.6 | 0.4 | N | 9 | 2026 | N | Electric Utility | 1 | X | DFO | NG
Petroleum Liquids.DFO | petroleum | TRUE | 13948 | City of Oberlin - (KS) | 1312 | Oberlin (KS) | KS | Decatur | 4 | Petroleum Liquids | IC |  | S | 1.5 | 0.9 | 1.2 | 1.2 | 0.8 | N | 9 | 2026 | N | Electric Utility | 1 | X | DFO | NG
Petroleum Liquids.DFO | petroleum | TRUE | 13948 | City of Oberlin - (KS) | 1312 | Oberlin (KS) | KS | Decatur | 5 | Petroleum Liquids | IC |  | S | 2 | 0.9 | 1.3 | 1.3 | 1 | N | 9 | 2026 | N | Electric Utility | 1 | X | DFO | NG
Petroleum Liquids.DFO | petroleum | TRUE | 13948 | City of Oberlin - (KS) | 1312 | Oberlin (KS) | KS | Decatur | 6 | Petroleum Liquids | IC |  | S | 1.5 | 0.9 | 1.2 | 1.2 | 0.8 | N | 9 | 2026 | N | Electric Utility | 1 | X | DFO | NG
Natural Gas Internal Combustion Engine.NG | natural gas peaker | TRUE | 14199 | City of Osage City - (KS) | 1313 | Osage City | KS | Osage | 1 | Natural Gas Internal Combustion Engine | IC |  | S | 1.1 | 0.8 | 0.9 | 0.9 | 0.5 | N |  |  | N | Electric Utility | 1 | X | NG | DFO
Natural Gas Internal Combustion Engine.NG | natural gas peaker | TRUE | 14199 | City of Osage City - (KS) | 1313 | Osage City | KS | Osage | 2 | Natural Gas Internal Combustion Engine | IC |  | S | 1.2 | 0.8 | 1.1 | 1.1 | 0.5 | N |  |  | N | Electric Utility | 1 | X | NG | DFO
Natural Gas Internal Combustion Engine.NG | natural gas peaker | TRUE | 14199 | City of Osage City - (KS) | 1313 | Osage City | KS | Osage | 4 | Natural Gas Internal Combustion Engine | IC |  | S | 2 | 0.8 | 1.9 | 1.9 | 1.1 | N |  |  | N | Electric Utility | 1 | X | NG | DFO
Natural Gas Internal Combustion Engine.NG | natural gas peaker | TRUE | 14199 | City of Osage City - (KS) | 1313 | Osage City | KS | Osage | 5 | Natural Gas Internal Combustion Engine | IC |  | S | 2 | 0.8 | 1.9 | 1.9 | 1.1 | N |  |  | N | Electric Utility | 1 | X | NG | DFO
Natural Gas Internal Combustion Engine.NG | natural gas peaker | TRUE | 14199 | City of Osage City - (KS) | 1313 | Osage City | KS | Osage | 7 | Natural Gas Internal Combustion Engine | IC |  | S | 1.7 | 0.8 | 1.5 | 1.5 | 1 | N |  |  | N | Electric Utility | 1 | X | NG | DFO
Natural Gas Internal Combustion Engine.NG | natural gas peaker | TRUE | 14199 | City of Osage City - (KS) | 1313 | Osage City | KS | Osage | IC3 | Natural Gas Internal Combustion Engine | IC |  | S | 2 | 0.8 | 1.9 | 1.9 | 1.1 | N |  |  | N | Electric Utility | 1 | X | NG | DFO
Natural Gas Internal Combustion Engine.NG | natural gas peaker | TRUE | 14199 | City of Osage City - (KS) | 1313 | Osage City | KS | Osage | IC6 | Natural Gas Internal Combustion Engine | IC |  | S | 1.1 | 0.8 | 0.9 | 0.9 | 0.6 | N |  |  | N | Electric Utility | 1 | X | NG | DFO
Petroleum Liquids.DFO | petroleum | TRUE | 14203 | City of Osawatomie - (KS) | 1314 | Osawatomie City of | KS | Miami | 2 | Petroleum Liquids | IC |  | S | 2.3 | 0.8 | 1.8 | 1.8 | 0.5 | N |  |  | N | Electric Utility | 1 | X | DFO | NG
Petroleum Liquids.DFO | petroleum | TRUE | 14203 | City of Osawatomie - (KS) | 1314 | Osawatomie City of | KS | Miami | 4 | Petroleum Liquids | IC |  | S | 1.2 | 0.8 | 1 | 1 | 0.2 | N |  |  | N | Electric Utility | 1 | X | DFO | NG
Petroleum Liquids.DFO | petroleum | TRUE | 14203 | City of Osawatomie - (KS) | 1314 | Osawatomie City of | KS | Miami | 5 | Petroleum Liquids | IC |  | S | 3.1 | 0.8 | 2.8 | 2.8 | 1.3 | N |  |  | N | Electric Utility | 1 | X | DFO | NG
Petroleum Liquids.DFO | petroleum | TRUE | 14214 | City of Osborne - (KS) | 1315 | Osborne | KS | Osborne | 1 | Petroleum Liquids | IC |  | S | 2.3 | 0.8 | 1.4 | 1.6 | 0.5 | N |  |  | N | Electric Utility | 1 | X | DFO | NG
Petroleum Liquids.DFO | petroleum | TRUE | 14214 | City of Osborne - (KS) | 1315 | Osborne | KS | Osborne | 2 | Petroleum Liquids | IC |  | S | 2 | 0.8 | 1.2 | 1.4 | 0.5 | N |  |  | N | Electric Utility | 1 | X | DFO | NG
Petroleum Liquids.DFO | petroleum | TRUE | 14214 | City of Osborne - (KS) | 1315 | Osborne | KS | Osborne | 3 | Petroleum Liquids | IC |  | S | 1.1 | 0.8 | 0.6 | 0.7 | 0.5 | N |  |  | N | Electric Utility | 1 | X | DFO | NG
Natural Gas Internal Combustion Engine.NG | natural gas peaker | TRUE | 14214 | City of Osborne - (KS) | 1315 | Osborne | KS | Osborne | 6 | Natural Gas Internal Combustion Engine | IC |  | S | 0.5 | 0.8 | 0.4 | 0.4 | 0.2 | N |  |  | N | Electric Utility | 1 | X | NG
Natural Gas Internal Combustion Engine.NG | natural gas peaker | TRUE | 14214 | City of Osborne - (KS) | 1315 | Osborne | KS | Osborne | 7 | Natural Gas Internal Combustion Engine | IC |  | S | 0.5 | 0.8 | 0.4 | 0.4 | 0.2 | N |  |  | N | Electric Utility | 1 | X | NG
Natural Gas Internal Combustion Engine.NG | natural gas peaker | TRUE | 14214 | City of Osborne - (KS) | 1315 | Osborne | KS | Osborne | 8 | Natural Gas Internal Combustion Engine | IC |  | S | 0.7 | 0.8 | 0.6 | 0.6 | 0.2 | N |  |  | N | Electric Utility | 1 | X | NG
Natural Gas Internal Combustion Engine.NG | natural gas peaker | TRUE | 14229 | City of Ottawa - (KS) | 1316 | Ottawa | KS | Franklin | IC3 | Natural Gas Internal Combustion Engine | IC |  | S | 3.7 | 0.8 | 3.2 | 3.2 | 2 | N |  |  | N | Electric Utility | 1 | X | NG | DFO
Natural Gas Internal Combustion Engine.NG | natural gas peaker | TRUE | 14229 | City of Ottawa - (KS) | 1316 | Ottawa | KS | Franklin | IC4 | Natural Gas Internal Combustion Engine | IC |  | S | 3.5 | 0.8 | 3 | 3 | 2 | N |  |  | N | Electric Utility | 1 | X | NG | DFO
Natural Gas Internal Combustion Engine.NG | natural gas peaker | TRUE | 14229 | City of Ottawa - (KS) | 1316 | Ottawa | KS | Franklin | IC6 | Natural Gas Internal Combustion Engine | IC |  | S | 6 | 0.8 | 5.9 | 5.9 | 3 | N |  |  | N | Electric Utility | 1 | X | NG | DFO
Natural Gas Internal Combustion Engine.NG | natural gas peaker | TRUE | 14229 | City of Ottawa - (KS) | 1316 | Ottawa | KS | Franklin | IC7 | Natural Gas Internal Combustion Engine | IC |  | S | 6 | 0.8 | 5.9 | 5.9 | 3 | N |  |  | N | Electric Utility | 1 | X | NG | DFO
Natural Gas Steam Turbine.NG | natural gas steam turbine | TRUE | 15321 | City of Pratt- (KS) | 1317 | Pratt | KS | Pratt | 5 | Natural Gas Steam Turbine | ST |  | S | 14 | 0.85 | 13 | 13 | 5 | N |  |  | N | Electric Utility | 1 | X | NG
Petroleum Liquids.DFO | petroleum | TRUE | 15321 | City of Pratt- (KS) | 1317 | Pratt | KS | Pratt | IC1 | Petroleum Liquids | IC |  | S | 1.5 | 0.8 | 1.5 | 1.5 | 0.5 | N |  |  | N | Electric Utility | 1 | X | DFO
Natural Gas Internal Combustion Engine.NG | natural gas peaker | TRUE | 16440 | City of Russell - (KS) | 1319 | Russell Downtown | KS | Russell | 11 | Natural Gas Internal Combustion Engine | IC |  | S | 3.6 | 0.8 | 3.2 | 3.2 | 3 | N |  |  | N | Electric Utility | 1 | X | NG | DFO
Natural Gas Internal Combustion Engine.NG | natural gas peaker | TRUE | 16440 | City of Russell - (KS) | 1319 | Russell Downtown | KS | Russell | 12 | Natural Gas Internal Combustion Engine | IC |  | S | 3.6 | 0.8 | 3.2 | 3.2 | 3 | N |  |  | N | Electric Utility | 1 | X | NG | DFO
Natural Gas Internal Combustion Engine.NG | natural gas peaker | TRUE | 16440 | City of Russell - (KS) | 1319 | Russell Downtown | KS | Russell | 7 | Natural Gas Internal Combustion Engine | IC |  | S | 3.5 | 0.8 | 3 | 3 | 3 | N |  |  | N | Electric Utility | 1 | X | NG | DFO
Petroleum Liquids.DFO | petroleum | TRUE | 16440 | City of Russell - (KS) | 1319 | Russell Downtown | KS | Russell | 8 | Petroleum Liquids | IC |  | S | 2.5 | 0.8 | 2.5 | 2.5 | 1.8 | N |  |  | N | Electric Utility | 1 | X | DFO
Petroleum Liquids.DFO | petroleum | TRUE | 16440 | City of Russell - (KS) | 1319 | Russell Downtown | KS | Russell | 9 | Petroleum Liquids | IC |  | S | 2.5 | 0.8 | 2.5 | 2.5 | 1.8 | N |  |  | N | Electric Utility | 1 | X | DFO
Petroleum Liquids.DFO | petroleum | TRUE | 16518 | City of Sabetha - (KS) | 1320 | Sabetha Power Plant | KS | Nemaha | 11 | Petroleum Liquids | IC |  | S | 3 | 0.8 | 2.7 | 2.7 | 1.5 | N |  |  | N | Electric Utility | 1 | X | DFO | NG
Natural Gas Internal Combustion Engine.NG | natural gas peaker | TRUE | 16518 | City of Sabetha - (KS) | 1320 | Sabetha Power Plant | KS | Nemaha | 12 | Natural Gas Internal Combustion Engine | IC |  | S | 4.4 | 0.8 | 4.1 | 4.1 | 2.5 | N |  |  | N | Electric Utility | 1 | X | NG | DFO
Petroleum Liquids.DFO | petroleum | TRUE | 16518 | City of Sabetha - (KS) | 1320 | Sabetha Power Plant | KS | Nemaha | 2 | Petroleum Liquids | IC |  | S | 1.5 | 0.8 | 1.2 | 1.2 | 1 | N |  |  | N | Electric Utility | 1 | X | DFO | NG
Petroleum Liquids.DFO | petroleum | TRUE | 16518 | City of Sabetha - (KS) | 1320 | Sabetha Power Plant | KS | Nemaha | 3 | Petroleum Liquids | IC |  | S | 0.8 | 1 | 0.6 | 0.6 | 0.5 | N |  |  | N | Electric Utility | 1 | X | DFO | NG
Petroleum Liquids.DFO | petroleum | TRUE | 16518 | City of Sabetha - (KS) | 1320 | Sabetha Power Plant | KS | Nemaha | 4 | Petroleum Liquids | IC |  | S | 1 | 1 | 0.7 | 0.7 | 0.2 | N |  |  | N | Electric Utility | 1 | X | DFO | NG
Petroleum Liquids.DFO | petroleum | TRUE | 16518 | City of Sabetha - (KS) | 1320 | Sabetha Power Plant | KS | Nemaha | 5 | Petroleum Liquids | IC |  | S | 1.4 | 0.8 | 1.2 | 1.2 | 0.8 | N |  |  | N | Electric Utility | 1 | X | DFO | NG
Petroleum Liquids.DFO | petroleum | TRUE | 16518 | City of Sabetha - (KS) | 1320 | Sabetha Power Plant | KS | Nemaha | 6 | Petroleum Liquids | IC |  | S | 1.4 | 0.8 | 1.2 | 1.2 | 0.8 | N |  |  | N | Electric Utility | 1 | X | DFO | NG
Petroleum Liquids.DFO | petroleum | TRUE | 16518 | City of Sabetha - (KS) | 1320 | Sabetha Power Plant | KS | Nemaha | 7 | Petroleum Liquids | IC |  | S | 2.2 | 0.8 | 1.8 | 1.8 | 1 | N |  |  | N | Electric Utility | 1 | X | DFO | NG
Petroleum Liquids.DFO | petroleum | TRUE | 16518 | City of Sabetha - (KS) | 1320 | Sabetha Power Plant | KS | Nemaha | 8 | Petroleum Liquids | IC |  | S | 2.5 | 0.8 | 2.1 | 2.1 | 0.8 | N |  |  | N | Electric Utility | 1 | X | DFO | NG
Petroleum Liquids.DFO | petroleum | TRUE | 16518 | City of Sabetha - (KS) | 1320 | Sabetha Power Plant | KS | Nemaha | IC10 | Petroleum Liquids | IC |  | S | 2.5 | 0.8 | 2.1 | 2.1 | 1.5 | N |  |  | N | Electric Utility | 1 | X | DFO | NG
Petroleum Liquids.DFO | petroleum | TRUE | 16518 | City of Sabetha - (KS) | 1320 | Sabetha Power Plant | KS | Nemaha | IC9 | Petroleum Liquids | IC |  | S | 1.1 | 0.8 | 1 | 1 | 0.8 | N |  |  | N | Electric Utility | 1 | X | DFO | NG
Petroleum Liquids.DFO | petroleum | TRUE | 17872 | City of St Francis - (KS) | 1321 | St Francis | KS | Cheyenne | 2 | Petroleum Liquids | IC |  | S | 1.5 | 0.8 | 1.5 | 1.5 | 0.4 | N |  |  | N | Electric Utility | 1 | X | DFO | NG
Petroleum Liquids.DFO | petroleum | TRUE | 17872 | City of St Francis - (KS) | 1321 | St Francis | KS | Cheyenne | 4 | Petroleum Liquids | IC |  | S | 2.7 | 0.8 | 2.7 | 2.7 | 0.4 | N |  |  | N | Electric Utility | 1 | X | DFO | NG
Petroleum Liquids.DFO | petroleum | TRUE | 17872 | City of St Francis - (KS) | 1321 | St Francis | KS | Cheyenne | 5 | Petroleum Liquids | IC |  | S | 0.9 | 0.8 | 0.9 | 0.9 | 0.4 | N |  |  | N | Electric Utility | 1 | X | DFO | NG
Petroleum Liquids.DFO | petroleum | TRUE | 17879 | City of St. John - (KS) | 1322 | St John | KS | Stafford | 2 | Petroleum Liquids | IC |  | S | 1.3 | 0.8 | 1.3 | 1.3 | 0.8 | N |  |  | N | Electric Utility | 1 | X | DFO
Petroleum Liquids.DFO | petroleum | TRUE | 17879 | City of St. John - (KS) | 1322 | St John | KS | Stafford | 4 | Petroleum Liquids | IC |  | S | 1.7 | 0.8 | 1.7 | 1.7 | 0.8 | N |  |  | N | Electric Utility | 1 | X | DFO
Petroleum Liquids.DFO | petroleum | TRUE | 17879 | City of St. John - (KS) | 1322 | St John | KS | Stafford | 5 | Petroleum Liquids | IC |  | S | 2 | 0.8 | 2 | 2 | 1.3 | N |  |  | N | Electric Utility | 1 | X | DFO
Natural Gas Internal Combustion Engine.NG | natural gas peaker | TRUE | 16988 | City of Sharon Springs - (KS) | 1324 | Sharon Spring | KS | Wallace | 1 | Natural Gas Internal Combustion Engine | IC |  | S | 1 | 0.8 | 1 | 1 | 0.7 | N |  |  | N | Electric Utility | 1 | X | NG | DFO
Natural Gas Internal Combustion Engine.NG | natural gas peaker | TRUE | 16988 | City of Sharon Springs - (KS) | 1324 | Sharon Spring | KS | Wallace | 2 | Natural Gas Internal Combustion Engine | IC |  | S | 1 | 0.8 | 1 | 1 | 0.7 | N |  |  | N | Electric Utility | 1 | X | NG | DFO
Natural Gas Internal Combustion Engine.NG | natural gas peaker | TRUE | 16988 | City of Sharon Springs - (KS) | 1324 | Sharon Spring | KS | Wallace | 3 | Natural Gas Internal Combustion Engine | IC |  | S | 0.4 | 0.8 | 0.4 | 0.4 | 0.2 | N |  |  | N | Electric Utility | 1 | X | NG | DFO
Natural Gas Internal Combustion Engine.NG | natural gas peaker | TRUE | 16988 | City of Sharon Springs - (KS) | 1324 | Sharon Spring | KS | Wallace | 4 | Natural Gas Internal Combustion Engine | IC |  | S | 0.6 | 0.8 | 0.6 | 0.6 | 0.4 | N |  |  | N | Electric Utility | 1 | X | NG | DFO
Petroleum Liquids.DFO | petroleum | TRUE | 17924 | City of Stafford - (KS) | 1325 | Stafford | KS | Stafford | 4 | Petroleum Liquids | IC |  | S | 1.4 | 0.97 | 1.4 | 1.4 | 0.9 | N |  |  | N | Electric Utility | 1 | X | DFO | NG
Petroleum Liquids.DFO | petroleum | TRUE | 17924 | City of Stafford - (KS) | 1325 | Stafford | KS | Stafford | 5 | Petroleum Liquids | IC |  | S | 1.1 | 0.97 | 1.1 | 1.1 | 0.9 | N |  |  | N | Electric Utility | 1 | X | DFO | NG
Petroleum Liquids.DFO | petroleum | TRUE | 18086 | City of Sterling - (KS) | 1326 | Sterling | KS | Rice | 1 | Petroleum Liquids | IC |  | S | 1.5 | 0.8 | 1.3 | 1.3 | 0.9 | N |  |  | N | Electric Utility | 1 | X | DFO | NG
Petroleum Liquids.DFO | petroleum | TRUE | 18086 | City of Sterling - (KS) | 1326 | Sterling | KS | Rice | 2 | Petroleum Liquids | IC |  | S | 0.5 | 0.8 | 0.4 | 0.4 | 0.2 | N |  |  | N | Electric Utility | 1 | X | DFO | NG
Petroleum Liquids.DFO | petroleum | TRUE | 18086 | City of Sterling - (KS) | 1326 | Sterling | KS | Rice | 3 | Petroleum Liquids | IC |  | S | 3 | 0.8 | 2.2 | 2.2 | 1 | N |  |  | N | Electric Utility | 1 | X | DFO | NG
Petroleum Liquids.DFO | petroleum | TRUE | 18086 | City of Sterling - (KS) | 1326 | Sterling | KS | Rice | 4 | Petroleum Liquids | IC |  | S | 1.1 | 0.8 | 0.8 | 0.8 | 0.6 | N |  |  | N | Electric Utility | 1 | X | DFO | NG
Petroleum Liquids.DFO | petroleum | TRUE | 18086 | City of Sterling - (KS) | 1326 | Sterling | KS | Rice | 5 | Petroleum Liquids | IC |  | S | 1.4 | 0.8 | 1.2 | 1.2 | 0.9 | N |  |  | N | Electric Utility | 1 | X | DFO | NG
Petroleum Liquids.DFO | petroleum | TRUE | 18086 | City of Sterling - (KS) | 1326 | Sterling | KS | Rice | 6 | Petroleum Liquids | IC |  | S | 1.4 | 0.8 | 1.2 | 1.2 | 0.9 | N |  |  | N | Electric Utility | 1 | X | DFO | NG
Petroleum Liquids.DFO | petroleum | TRUE | 18086 | City of Sterling - (KS) | 1326 | Sterling | KS | Rice | 7 | Petroleum Liquids | IC |  | S | 1.4 | 0.8 | 1.2 | 1.2 | 0.9 | N |  |  | N | Electric Utility | 1 | X | DFO | NG
Natural Gas Internal Combustion Engine.NG | natural gas peaker | TRUE | 18137 | City of Stockton - (KS) | 1327 | Stockton | KS | Rooks | 1 | Natural Gas Internal Combustion Engine | IC |  | S | 1.1 | 0.8 | 0.9 | 0.9 | 0.6 | N |  |  | N | Electric Utility | 1 | X | NG | DFO
Natural Gas Internal Combustion Engine.NG | natural gas peaker | TRUE | 18137 | City of Stockton - (KS) | 1327 | Stockton | KS | Rooks | 2 | Natural Gas Internal Combustion Engine | IC |  | S | 1.1 | 0.8 | 0.9 | 0.9 | 0.6 | N |  |  | N | Electric Utility | 1 | X | NG | DFO
Natural Gas Internal Combustion Engine.NG | natural gas peaker | TRUE | 18137 | City of Stockton - (KS) | 1327 | Stockton | KS | Rooks | 3 | Natural Gas Internal Combustion Engine | IC |  | S | 2 | 0.8 | 1.7 | 1.7 | 1.5 | N |  |  | N | Electric Utility | 1 | X | NG | DFO
Natural Gas Internal Combustion Engine.NG | natural gas peaker | TRUE | 18137 | City of Stockton - (KS) | 1327 | Stockton | KS | Rooks | 5 | Natural Gas Internal Combustion Engine | IC |  | S | 1.3 | 0.8 | 1 | 1 | 0.8 | N |  |  | N | Electric Utility | 1 | X | NG | DFO
Petroleum Liquids.DFO | petroleum | TRUE | 18137 | City of Stockton - (KS) | 1327 | Stockton | KS | Rooks | 6 | Petroleum Liquids | IC |  | S | 3.1 | 0.8 | 2.8 | 2.8 | 0.5 | N |  |  | N | Electric Utility | 1 | X | DFO
Natural Gas Internal Combustion Engine.NG | natural gas peaker | TRUE | 20069 | City of Wamego - (KS) | 1328 | Wamego | KS | Pottawatomie | 1 | Natural Gas Internal Combustion Engine | IC |  | S | 1.3 | 0.92 | 1.3 | 1.3 | 0.9 | N |  |  | N | Electric Utility | 1 | X | NG | DFO
Natural Gas Internal Combustion Engine.NG | natural gas peaker | TRUE | 20069 | City of Wamego - (KS) | 1328 | Wamego | KS | Pottawatomie | 10 | Natural Gas Internal Combustion Engine | IC |  | S | 3.2 | 0.92 | 3.2 | 3.2 | 1.7 | N |  |  | N | Electric Utility | 1 | X | NG | DFO
Natural Gas Internal Combustion Engine.NG | natural gas peaker | TRUE | 20069 | City of Wamego - (KS) | 1328 | Wamego | KS | Pottawatomie | 3 | Natural Gas Internal Combustion Engine | IC |  | S | 1.3 | 0.92 | 1.3 | 1.3 | 0.9 | N |  |  | N | Electric Utility | 1 | X | NG | DFO
Natural Gas Internal Combustion Engine.NG | natural gas peaker | TRUE | 20069 | City of Wamego - (KS) | 1328 | Wamego | KS | Pottawatomie | 4 | Natural Gas Internal Combustion Engine | IC |  | S | 1.1 | 0.92 | 1.1 | 1.1 | 0.5 | N |  |  | N | Electric Utility | 1 | X | NG | DFO
Natural Gas Internal Combustion Engine.NG | natural gas peaker | TRUE | 20069 | City of Wamego - (KS) | 1328 | Wamego | KS | Pottawatomie | 5 | Natural Gas Internal Combustion Engine | IC |  | S | 2 | 0.92 | 2 | 2 | 1.5 | N |  |  | N | Electric Utility | 1 | X | NG | DFO
Natural Gas Internal Combustion Engine.NG | natural gas peaker | TRUE | 20069 | City of Wamego - (KS) | 1328 | Wamego | KS | Pottawatomie | 6 | Natural Gas Internal Combustion Engine | IC |  | S | 2.4 | 0.92 | 2.4 | 2.4 | 1.5 | N |  |  | N | Electric Utility | 1 | X | NG | DFO
Natural Gas Internal Combustion Engine.NG | natural gas peaker | TRUE | 20069 | City of Wamego - (KS) | 1328 | Wamego | KS | Pottawatomie | 7 | Natural Gas Internal Combustion Engine | IC |  | S | 1.3 | 0.92 | 1.3 | 1.3 | 0.9 | N |  |  | N | Electric Utility | 1 | X | NG | DFO
Natural Gas Internal Combustion Engine.NG | natural gas peaker | TRUE | 20069 | City of Wamego - (KS) | 1328 | Wamego | KS | Pottawatomie | 8 | Natural Gas Internal Combustion Engine | IC |  | S | 1.3 | 0.92 | 1.3 | 1.3 | 0.9 | N |  |  | N | Electric Utility | 1 | X | NG | DFO
Natural Gas Internal Combustion Engine.NG | natural gas peaker | TRUE | 20069 | City of Wamego - (KS) | 1328 | Wamego | KS | Pottawatomie | 9 | Natural Gas Internal Combustion Engine | IC |  | S | 1.3 | 0.92 | 1.3 | 1.3 | 0.9 | N |  |  | N | Electric Utility | 1 | X | NG | DFO
Petroleum Liquids.DFO | petroleum | TRUE | 20141 | City of Washington - (KS) | 1329 | Washington | KS | Washington | 1 | Petroleum Liquids | IC |  | S | 1.2 | 0.8 | 1 | 1 | 0.8 | N |  |  | N | Electric Utility | 1 | X | DFO | NG
Petroleum Liquids.DFO | petroleum | TRUE | 20141 | City of Washington - (KS) | 1329 | Washington | KS | Washington | 2 | Petroleum Liquids | IC |  | S | 1 | 0.8 | 0.8 | 0.8 | 0.4 | N |  |  | N | Electric Utility | 1 | X | DFO | NG
Petroleum Liquids.DFO | petroleum | TRUE | 20141 | City of Washington - (KS) | 1329 | Washington | KS | Washington | 3 | Petroleum Liquids | IC |  | S | 0.9 | 0.8 | 0.7 | 0.8 | 0.4 | N |  |  | N | Electric Utility | 1 | X | DFO | NG
Petroleum Liquids.DFO | petroleum | TRUE | 20141 | City of Washington - (KS) | 1329 | Washington | KS | Washington | 6 | Petroleum Liquids | IC |  | S | 1.5 | 0.8 | 1.3 | 1.4 | 0.7 | N |  |  | N | Electric Utility | 1 | X | DFO | NG
Petroleum Liquids.DFO | petroleum | TRUE | 20141 | City of Washington - (KS) | 1329 | Washington | KS | Washington | IC4 | Petroleum Liquids | IC |  | S | 2.6 | 0.8 | 2.3 | 2.4 | 1.8 | N |  |  | N | Electric Utility | 1 | X | DFO
Natural Gas Steam Turbine.NG | natural gas steam turbine | TRUE | 20315 | City of Wellington - (KS) | 1330 | Wellington 1 | KS | Sumner | 4 | Natural Gas Steam Turbine | ST |  | S | 20 | 0.85 | 19.5 | 19.5 | 4 | N |  |  | N | Electric Utility | 1 | X | NG
Petroleum Liquids.DFO | petroleum | TRUE | 20315 | City of Wellington - (KS) | 1330 | Wellington 1 | KS | Sumner | 7 | Petroleum Liquids | IC |  | S | 2 | 0.8 | 2 | 2 | 1.6 | N |  |  | N | Electric Utility | 1 | X | DFO
Petroleum Liquids.DFO | petroleum | TRUE | 20315 | City of Wellington - (KS) | 1330 | Wellington 1 | KS | Sumner | 8 | Petroleum Liquids | IC |  | S | 2 | 0.8 | 2 | 2 | 1.6 | N |  |  | N | Electric Utility | 1 | X | DFO
Natural Gas Fired Combustion Turbine.NG | natural gas peaker | TRUE | 20813 | City of Winfield - (KS) | 1332 | West 14th Street | KS | Cowley | GT1 | Natural Gas Fired Combustion Turbine | GT |  | S | 11 | 0.9 | 11.1 | 11.2 | 3 | N |  |  | N | Electric Utility | 1 | X | NG
Natural Gas Steam Turbine.NG | natural gas steam turbine | TRUE | 18315 | Sunflower Electric Power Corp | 1336 | Garden City | KS | Finney | S2 | Natural Gas Steam Turbine | ST |  | S | 97.9 | 0.85 | 97.6 | 97.6 | 23 | N |  |  | N | Electric Utility | 1 | X | NG
Natural Gas Fired Combustion Turbine.NG | natural gas peaker | TRUE | 18315 | Sunflower Electric Power Corp | 1336 | Garden City | KS | Finney | S3 | Natural Gas Fired Combustion Turbine | GT |  | S | 16 | 0.85 | 12.8 | 12.8 | 10 | N |  |  | N | Electric Utility | 1 | X | NG
Natural Gas Fired Combustion Turbine.NG | natural gas peaker | TRUE | 18315 | Sunflower Electric Power Corp | 1336 | Garden City | KS | Finney | S4 | Natural Gas Fired Combustion Turbine | GT |  | S | 71.2 | 0.9 | 57.1 | 57.1 | 20 | N |  |  | N | Electric Utility | 1 | X | NG
Natural Gas Fired Combustion Turbine.NG | natural gas peaker | TRUE | 18315 | Sunflower Electric Power Corp | 1336 | Garden City | KS | Finney | S5 | Natural Gas Fired Combustion Turbine | GT |  | S | 71.2 | 0.9 | 53.8 | 53.8 | 20 | N |  |  | N | Electric Utility | 1 | X | NG
Natural Gas Steam Turbine.NG | natural gas steam turbine | TRUE | 22053 | Kentucky Power Co | 1353 | Big Sandy | KY | Lawrence | 1 | Natural Gas Steam Turbine | ST |  | S | 280.5 | 0.85 | 260 | 260 | 100 | N |  |  | N | Electric Utility | 1 | X | NG
Conventional Hydroelectric.WAT | hydro | TRUE | 10171 | Kentucky Utilities Co | 1354 | Dix Dam | KY | Mercer | 1 | Conventional Hydroelectric | HY |  | S | 9.4 | 0.8 | 10.5 | 10.5 | 2 | N |  |  | N | Electric Utility | 1 | X | WAT
Conventional Hydroelectric.WAT | hydro | TRUE | 10171 | Kentucky Utilities Co | 1354 | Dix Dam | KY | Mercer | 2 | Conventional Hydroelectric | HY |  | S | 9.4 | 0.8 | 10.5 | 10.5 | 2 | N |  |  | N | Electric Utility | 1 | X | WAT
Conventional Hydroelectric.WAT | hydro | TRUE | 10171 | Kentucky Utilities Co | 1354 | Dix Dam | KY | Mercer | 3 | Conventional Hydroelectric | HY |  | S | 9.4 | 0.8 | 10.5 | 10.5 | 2 | N |  |  | N | Electric Utility | 1 | X | WAT
Natural Gas Fired Combustion Turbine.NG | natural gas peaker | TRUE | 10171 | Kentucky Utilities Co | 1355 | E W Brown | KY | Mercer | 10 | Natural Gas Fired Combustion Turbine | GT |  | S | 126 | 0.85 | 121 | 138 | 50 | N |  |  | N | Electric Utility | 1 | X | NG | DFO
Natural Gas Fired Combustion Turbine.NG | natural gas peaker | TRUE | 10171 | Kentucky Utilities Co | 1355 | E W Brown | KY | Mercer | 11 | Natural Gas Fired Combustion Turbine | GT |  | S | 126 | 0.85 | 121 | 128 | 50 | N |  |  | N | Electric Utility | 1 | X | NG | DFO
Conventional Steam Coal.BIT | hard coal | TRUE | 10171 | Kentucky Utilities Co | 1355 | E W Brown | KY | Mercer | 3 | Conventional Steam Coal | ST |  | S | 464 | 0.9 | 412 | 416 | 155 | N |  |  | N | Electric Utility | 1 | X | BIT
Natural Gas Fired Combustion Turbine.NG | natural gas peaker | TRUE | 10171 | Kentucky Utilities Co | 1355 | E W Brown | KY | Mercer | 5 | Natural Gas Fired Combustion Turbine | GT |  | J | 123 | 0.85 | 130 | 130 | 50 | N |  |  | N | Electric Utility | 1 | X | NG
Natural Gas Fired Combustion Turbine.NG | natural gas peaker | TRUE | 10171 | Kentucky Utilities Co | 1355 | E W Brown | KY | Mercer | 6 | Natural Gas Fired Combustion Turbine | GT |  | J | 176.8 | 0.85 | 146 | 171 | 90 | N |  |  | N | Electric Utility | 1 | X | NG
Natural Gas Fired Combustion Turbine.NG | natural gas peaker | TRUE | 10171 | Kentucky Utilities Co | 1355 | E W Brown | KY | Mercer | 7 | Natural Gas Fired Combustion Turbine | GT |  | J | 176.8 | 0.85 | 146 | 171 | 105 | N |  |  | N | Electric Utility | 1 | X | NG
Natural Gas Fired Combustion Turbine.NG | natural gas peaker | TRUE | 10171 | Kentucky Utilities Co | 1355 | E W Brown | KY | Mercer | 8 | Natural Gas Fired Combustion Turbine | GT |  | S | 126 | 0.85 | 121 | 128 | 50 | N |  |  | N | Electric Utility | 1 | X | NG | DFO
Natural Gas Fired Combustion Turbine.NG | natural gas peaker | TRUE | 10171 | Kentucky Utilities Co | 1355 | E W Brown | KY | Mercer | 9 | Natural Gas Fired Combustion Turbine | GT |  | S | 126 | 0.85 | 121 | 138 | 50 | N |  |  | N | Electric Utility | 1 | X | NG | DFO
Solar Photovoltaic.SUN | solar PV | TRUE | 10171 | Kentucky Utilities Co | 1355 | E W Brown | KY | Mercer | SOLAR | Solar Photovoltaic | PV |  | J | 13 |  | 10 | 10 |  | N |  |  | N | Electric Utility | 1 | X | SUN
Conventional Steam Coal.BIT | hard coal | TRUE | 10171 | Kentucky Utilities Co | 1356 | Ghent | KY | Carroll | 1 | Conventional Steam Coal | ST |  | S | 556.9 | 0.9 | 474 | 476 | 218 | N |  |  | N | Electric Utility | 1 | X | BIT
Conventional Steam Coal.BIT | hard coal | TRUE | 10171 | Kentucky Utilities Co | 1356 | Ghent | KY | Carroll | 2 | Conventional Steam Coal | ST |  | S | 556.3 | 0.9 | 495 | 477 | 225 | N |  |  | N | Electric Utility | 1 | X | BIT
Conventional Steam Coal.BIT | hard coal | TRUE | 10171 | Kentucky Utilities Co | 1356 | Ghent | KY | Carroll | 3 | Conventional Steam Coal | ST |  | S | 556.5 | 0.9 | 485 | 478 | 210 | N |  |  | N | Electric Utility | 1 | X | BIT
Conventional Steam Coal.BIT | hard coal | TRUE | 10171 | Kentucky Utilities Co | 1356 | Ghent | KY | Carroll | 4 | Conventional Steam Coal | ST |  | S | 556.2 | 0.9 | 465 | 487 | 215 | N |  |  | N | Electric Utility | 1 | X | BIT
Natural Gas Fired Combustion Turbine.NG | natural gas peaker | TRUE | 10171 | Kentucky Utilities Co | 1358 | Haefling | KY | Fayette | 1 | Natural Gas Fired Combustion Turbine | GT |  | S | 20.7 | 0.85 | 12 | 14 | 2 | N |  |  | N | Electric Utility | 1 | X | NG
Natural Gas Fired Combustion Turbine.NG | natural gas peaker | TRUE | 10171 | Kentucky Utilities Co | 1358 | Haefling | KY | Fayette | 2 | Natural Gas Fired Combustion Turbine | GT |  | S | 20.7 | 0.85 | 12 | 14 | 2 | N |  |  | N | Electric Utility | 1 | X | NG
Conventional Hydroelectric.WAT | hydro | TRUE | 54775 | Lock 7 Hydro Partners LLC | 1359 | Mother Ann Lee | KY | Mercer | 1 | Conventional Hydroelectric | HY |  | S | 0.7 | 0.8 | 0.7 | 0.7 | 0.1 | N |  |  | N | IPP Non-CHP | 2 | X | WAT
Conventional Hydroelectric.WAT | hydro | TRUE | 54775 | Lock 7 Hydro Partners LLC | 1359 | Mother Ann Lee | KY | Mercer | 2 | Conventional Hydroelectric | HY |  | S | 0.7 | 0.8 | 0.9 | 0.9 | 0.1 | N |  |  | N | IPP Non-CHP | 2 | X | WAT
Conventional Hydroelectric.WAT | hydro | TRUE | 54775 | Lock 7 Hydro Partners LLC | 1359 | Mother Ann Lee | KY | Mercer | 3 | Conventional Hydroelectric | HY |  | S | 0.7 | 0.8 | 0.7 | 0.7 | 0.1 | N |  |  | N | IPP Non-CHP | 2 | X | WAT
Natural Gas Fired Combined Cycle.NG | natural gas combined cycle | TRUE | 11249 | Louisville Gas & Electric Co | 1363 | Cane Run | KY | Jefferson | 7A | Natural Gas Fired Combined Cycle | CT | 7ABS | J | 260 | 1 | 213 | 226 | 95 | N |  |  | N | Electric Utility | 1 | X | NG
Natural Gas Fired Combined Cycle.NG | natural gas combined cycle | TRUE | 11249 | Louisville Gas & Electric Co | 1363 | Cane Run | KY | Jefferson | 7B | Natural Gas Fired Combined Cycle | CT | 7ABS | J | 260 | 1 | 213 | 226 | 95 | N |  |  | N | Electric Utility | 1 | X | NG
Natural Gas Fired Combined Cycle.NG | natural gas combined cycle | TRUE | 11249 | Louisville Gas & Electric Co | 1363 | Cane Run | KY | Jefferson | 7S | Natural Gas Fired Combined Cycle | CA | 7ABS | J | 287 | 1 | 237 | 231 | 38 | N |  |  | N | Electric Utility | 1 | X | NG
Conventional Steam Coal.BIT | hard coal | TRUE | 11249 | Louisville Gas & Electric Co | 1364 | Mill Creek (KY) | KY | Jefferson | 1 | Conventional Steam Coal | ST |  | S | 355.5 | 0.9 | 300 | 300 | 115 | N |  |  | N | Electric Utility | 1 | X | BIT
Conventional Steam Coal.BIT | hard coal | TRUE | 11249 | Louisville Gas & Electric Co | 1364 | Mill Creek (KY) | KY | Jefferson | 2 | Conventional Steam Coal | ST |  | S | 355.5 | 0.9 | 297 | 297 | 115 | N |  |  | N | Electric Utility | 1 | X | BIT
Conventional Steam Coal.BIT | hard coal | TRUE | 11249 | Louisville Gas & Electric Co | 1364 | Mill Creek (KY) | KY | Jefferson | 3 | Conventional Steam Coal | ST |  | S | 462.6 | 0.9 | 391 | 394 | 170 | N |  |  | N | Electric Utility | 1 | X | BIT
Conventional Steam Coal.BIT | hard coal | TRUE | 11249 | Louisville Gas & Electric Co | 1364 | Mill Creek (KY) | KY | Jefferson | 4 | Conventional Steam Coal | ST |  | S | 543.6 | 0.9 | 477 | 486 | 175 | N |  |  | N | Electric Utility | 1 | X | BIT
Conventional Hydroelectric.WAT | hydro | TRUE | 11249 | Louisville Gas & Electric Co | 1365 | Ohio Falls | KY | Jefferson | 1 | Conventional Hydroelectric | HY |  | S | 13.7 | 0.93 | 12.6 | 12.6 | 2 | N |  |  | N | Electric Utility | 1 | X | WAT
Conventional Hydroelectric.WAT | hydro | TRUE | 11249 | Louisville Gas & Electric Co | 1365 | Ohio Falls | KY | Jefferson | 2 | Conventional Hydroelectric | HY |  | S | 13.7 | 0.93 | 12.6 | 12.6 | 2 | N |  |  | N | Electric Utility | 1 | X | WAT
Conventional Hydroelectric.WAT | hydro | TRUE | 11249 | Louisville Gas & Electric Co | 1365 | Ohio Falls | KY | Jefferson | 3 | Conventional Hydroelectric | HY |  | S | 13.7 | 0.93 | 12.6 | 12.6 | 2 | N |  |  | N | Electric Utility | 1 | X | WAT
Conventional Hydroelectric.WAT | hydro | TRUE | 11249 | Louisville Gas & Electric Co | 1365 | Ohio Falls | KY | Jefferson | 4 | Conventional Hydroelectric | HY |  | S | 13.7 | 0.93 | 12.6 | 12.6 | 2 | N |  |  | N | Electric Utility | 1 | X | WAT
Conventional Hydroelectric.WAT | hydro | TRUE | 11249 | Louisville Gas & Electric Co | 1365 | Ohio Falls | KY | Jefferson | 5 | Conventional Hydroelectric | HY |  | S | 13.7 | 0.93 | 12.6 | 12.6 | 2 | N |  |  | N | Electric Utility | 1 | X | WAT
Conventional Hydroelectric.WAT | hydro | TRUE | 11249 | Louisville Gas & Electric Co | 1365 | Ohio Falls | KY | Jefferson | 6 | Conventional Hydroelectric | HY |  | S | 13.7 | 0.93 | 12.6 | 12.6 | 2 | N |  |  | N | Electric Utility | 1 | X | WAT
Conventional Hydroelectric.WAT | hydro | TRUE | 11249 | Louisville Gas & Electric Co | 1365 | Ohio Falls | KY | Jefferson | 7 | Conventional Hydroelectric | HY |  | S | 13.7 | 0.93 | 12.6 | 12.6 | 2 | N |  |  | N | Electric Utility | 1 | X | WAT
Conventional Hydroelectric.WAT | hydro | TRUE | 11249 | Louisville Gas & Electric Co | 1365 | Ohio Falls | KY | Jefferson | 8 | Conventional Hydroelectric | HY |  | S | 13.7 | 0.8 | 12.6 | 12.6 | 2 | N |  |  | N | Electric Utility | 1 | X | WAT
Natural Gas Fired Combustion Turbine.NG | natural gas peaker | TRUE | 11249 | Louisville Gas & Electric Co | 1366 | Paddys Run | KY | Jefferson | 12 | Natural Gas Fired Combustion Turbine | GT |  | S | 32.6 | 0.85 | 23 | 28 | 23 | N |  |  | N | Electric Utility | 1 | X | NG
Natural Gas Fired Combustion Turbine.NG | natural gas peaker | TRUE | 11249 | Louisville Gas & Electric Co | 1366 | Paddys Run | KY | Jefferson | 13 | Natural Gas Fired Combustion Turbine | GT |  | J | 178 | 0.85 | 147 | 175 | 81 | N |  |  | N | Electric Utility | 1 | X | NG
Conventional Hydroelectric.WAT | hydro | TRUE | 19462 | USCE-Nashville District | 1371 | Barkley | KY | Lyon | 1 | Conventional Hydroelectric | HY |  | S | 32.5 | 0.9 | 37 | 37 | 32.5 | N |  |  | N | Electric Utility | 1 | X | WAT
Conventional Hydroelectric.WAT | hydro | TRUE | 19462 | USCE-Nashville District | 1371 | Barkley | KY | Lyon | 2 | Conventional Hydroelectric | HY |  | S | 32.5 | 0.9 | 37 | 37 | 32.5 | N |  |  | N | Electric Utility | 1 | X | WAT
Conventional Hydroelectric.WAT | hydro | TRUE | 19462 | USCE-Nashville District | 1371 | Barkley | KY | Lyon | 3 | Conventional Hydroelectric | HY |  | S | 32.5 | 0.9 | 37 | 37 | 32.5 | N |  |  | N | Electric Utility | 1 | X | WAT
Conventional Hydroelectric.WAT | hydro | TRUE | 19462 | USCE-Nashville District | 1371 | Barkley | KY | Lyon | 4 | Conventional Hydroelectric | HY |  | S | 32.5 | 0.9 | 37 | 37 | 32.5 | N |  |  | N | Electric Utility | 1 | X | WAT
Petroleum Liquids.DFO | petroleum | TRUE | 14459 | City of Paris - (KY) | 1376 | Paris (KY) | KY | Bourbon | 1 | Petroleum Liquids | IC |  | S | 1.3 | 0.8 | 1.4 | 1.4 | 0.2 | N |  |  | N | Electric Utility | 1 | X | DFO
Petroleum Liquids.DFO | petroleum | TRUE | 14459 | City of Paris - (KY) | 1376 | Paris (KY) | KY | Bourbon | 2 | Petroleum Liquids | IC |  | S | 1.3 | 0.8 | 1.4 | 1.4 | 0.2 | N |  |  | N | Electric Utility | 1 | X | DFO
Petroleum Liquids.DFO | petroleum | TRUE | 14459 | City of Paris - (KY) | 1376 | Paris (KY) | KY | Bourbon | 3 | Petroleum Liquids | IC |  | S | 0.7 | 0.8 | 0.8 | 0.8 | 0.2 | N |  |  | N | Electric Utility | 1 | X | DFO
Petroleum Liquids.DFO | petroleum | TRUE | 14459 | City of Paris - (KY) | 1376 | Paris (KY) | KY | Bourbon | 4 | Petroleum Liquids | IC |  | S | 0.9 | 0.8 | 1.1 | 1.1 | 0.2 | N |  |  | N | Electric Utility | 1 | X | DFO
Petroleum Liquids.DFO | petroleum | TRUE | 14459 | City of Paris - (KY) | 1376 | Paris (KY) | KY | Bourbon | 5 | Petroleum Liquids | IC |  | S | 1.1 | 0.8 | 1.2 | 1.2 | 0.2 | N |  |  | N | Electric Utility | 1 | X | DFO
Petroleum Liquids.DFO | petroleum | TRUE | 14459 | City of Paris - (KY) | 1376 | Paris (KY) | KY | Bourbon | 6 | Petroleum Liquids | IC |  | S | 3.1 | 0.8 | 3 | 3 | 0.2 | N |  |  | N | Electric Utility | 1 | X | DFO
Petroleum Liquids.DFO | petroleum | TRUE | 14459 | City of Paris - (KY) | 1376 | Paris (KY) | KY | Bourbon | 7 | Petroleum Liquids | IC |  | S | 3.1 | 0.8 | 3 | 3 | 0.2 | N |  |  | N | Electric Utility | 1 | X | DFO
Conventional Hydroelectric.WAT | hydro | TRUE | 18642 | Tennessee Valley Authority | 1377 | Kentucky Dam | KY | Marshall | 1 | Conventional Hydroelectric | HY |  | S | 44.6 | 0.92 | 44 | 37 | 18.9 | N |  |  | N | Electric Utility | 1 | X | WAT
Conventional Hydroelectric.WAT | hydro | TRUE | 18642 | Tennessee Valley Authority | 1377 | Kentucky Dam | KY | Marshall | 2 | Conventional Hydroelectric | HY |  | S | 42.4 | 0.92 | 45.4 | 37 | 18.9 | N |  |  | N | Electric Utility | 1 | X | WAT
Conventional Hydroelectric.WAT | hydro | TRUE | 18642 | Tennessee Valley Authority | 1377 | Kentucky Dam | KY | Marshall | 3 | Conventional Hydroelectric | HY |  | S | 42.4 | 0.92 | 44.9 | 37.2 | 18.9 | N |  |  | N | Electric Utility | 1 | X | WAT
Conventional Hydroelectric.WAT | hydro | TRUE | 18642 | Tennessee Valley Authority | 1377 | Kentucky Dam | KY | Marshall | 4 | Conventional Hydroelectric | HY |  | S | 44.6 | 0.92 | 43.1 | 35.4 | 18.9 | N |  |  | N | Electric Utility | 1 | X | WAT
Conventional Hydroelectric.WAT | hydro | TRUE | 18642 | Tennessee Valley Authority | 1377 | Kentucky Dam | KY | Marshall | 5 | Conventional Hydroelectric | HY |  | S | 44.6 | 0.92 | 45.1 | 36.5 | 18.9 | N |  |  | N | Electric Utility | 1 | X | WAT
Natural Gas Fired Combined Cycle.NG | natural gas combined cycle | TRUE | 18642 | Tennessee Valley Authority | 1378 | Paradise | KY | Muhlenberg | CTG1 | Natural Gas Fired Combined Cycle | CT | CC1 | S | 231 | 0.85 | 211 | 231 | 150 | N |  |  | N | Electric Utility | 1 | X | NG
Natural Gas Fired Combined Cycle.NG | natural gas combined cycle | TRUE | 18642 | Tennessee Valley Authority | 1378 | Paradise | KY | Muhlenberg | CTG2 | Natural Gas Fired Combined Cycle | CT | CC1 | S | 231 | 0.85 | 211 | 231 | 150 | N |  |  | N | Electric Utility | 1 | X | NG
Natural Gas Fired Combined Cycle.NG | natural gas combined cycle | TRUE | 18642 | Tennessee Valley Authority | 1378 | Paradise | KY | Muhlenberg | CTG3 | Natural Gas Fired Combined Cycle | CT | CC1 | S | 231 | 0.85 | 211 | 231 | 150 | N |  |  | N | Electric Utility | 1 | X | NG
Natural Gas Fired Combined Cycle.NG | natural gas combined cycle | TRUE | 18642 | Tennessee Valley Authority | 1378 | Paradise | KY | Muhlenberg | STG1 | Natural Gas Fired Combined Cycle | CA | CC1 | S | 467 | 0.85 | 467 | 467 | 70 | N |  |  | N | Electric Utility | 1 | X | NG
Conventional Steam Coal.SUB | hard coal | TRUE | 18642 | Tennessee Valley Authority | 1379 | Shawnee | KY | McCracken | 1 | Conventional Steam Coal | ST |  | S | 175 | 0.9 | 134 | 138 | 51 | N | 12 | 2033 | N | Electric Utility | 1 | X | SUB | DFO
Conventional Steam Coal.SUB | hard coal | TRUE | 18642 | Tennessee Valley Authority | 1379 | Shawnee | KY | McCracken | 2 | Conventional Steam Coal | ST |  | S | 175 | 0.9 | 134 | 138 | 51 | N | 12 | 2033 | N | Electric Utility | 1 | X | SUB | DFO
Conventional Steam Coal.SUB | hard coal | TRUE | 18642 | Tennessee Valley Authority | 1379 | Shawnee | KY | McCracken | 3 | Conventional Steam Coal | ST |  | S | 175 | 0.9 | 134 | 138 | 51 | N |  |  | N | Electric Utility | 1 | X | SUB | DFO
Conventional Steam Coal.SUB | hard coal | TRUE | 18642 | Tennessee Valley Authority | 1379 | Shawnee | KY | McCracken | 4 | Conventional Steam Coal | ST |  | S | 175 | 0.9 | 134 | 138 | 51 | N | 12 | 2033 | N | Electric Utility | 1 | X | SUB | DFO
Conventional Steam Coal.SUB | hard coal | TRUE | 18642 | Tennessee Valley Authority | 1379 | Shawnee | KY | McCracken | 5 | Conventional Steam Coal | ST |  | S | 175 | 0.9 | 134 | 138 | 51 | N | 12 | 2033 | N | Electric Utility | 1 | X | SUB | DFO
Conventional Steam Coal.SUB | hard coal | TRUE | 18642 | Tennessee Valley Authority | 1379 | Shawnee | KY | McCracken | 6 | Conventional Steam Coal | ST |  | S | 175 | 0.9 | 134 | 138 | 51 | N | 12 | 2033 | N | Electric Utility | 1 | X | SUB | DFO
Conventional Steam Coal.SUB | hard coal | TRUE | 18642 | Tennessee Valley Authority | 1379 | Shawnee | KY | McCracken | 7 | Conventional Steam Coal | ST |  | S | 175 | 0.9 | 134 | 138 | 51 | N | 12 | 2033 | N | Electric Utility | 1 | X | SUB | DFO
Conventional Steam Coal.SUB | hard coal | TRUE | 18642 | Tennessee Valley Authority | 1379 | Shawnee | KY | McCracken | 8 | Conventional Steam Coal | ST |  | S | 175 | 0.9 | 134 | 138 | 51 | N | 12 | 2033 | N | Electric Utility | 1 | X | SUB | DFO
Conventional Steam Coal.SUB | hard coal | TRUE | 18642 | Tennessee Valley Authority | 1379 | Shawnee | KY | McCracken | 9 | Conventional Steam Coal | ST |  | S | 175 | 0.9 | 134 | 138 | 51 | N | 12 | 2033 | N | Electric Utility | 1 | X | SUB | DFO
Conventional Hydroelectric.WAT | hydro | TRUE | 19462 | USCE-Nashville District | 1380 | Wolf Creek | KY | Russell | 1 | Conventional Hydroelectric | HY |  | S | 45 | 0.9 | 52 | 52 | 45 | N |  |  | N | Electric Utility | 1 | X | WAT
Conventional Hydroelectric.WAT | hydro | TRUE | 19462 | USCE-Nashville District | 1380 | Wolf Creek | KY | Russell | 2 | Conventional Hydroelectric | HY |  | S | 45 | 0.9 | 52 | 52 | 45 | N |  |  | N | Electric Utility | 1 | X | WAT
Conventional Hydroelectric.WAT | hydro | TRUE | 19462 | USCE-Nashville District | 1380 | Wolf Creek | KY | Russell | 3 | Conventional Hydroelectric | HY |  | S | 45 | 0.9 | 40 | 40 | 40 | N |  |  | N | Electric Utility | 1 | X | WAT
Conventional Hydroelectric.WAT | hydro | TRUE | 19462 | USCE-Nashville District | 1380 | Wolf Creek | KY | Russell | 4 | Conventional Hydroelectric | HY |  | S | 45 | 0.9 | 52 | 52 | 45 | N |  |  | N | Electric Utility | 1 | X | WAT
Conventional Hydroelectric.WAT | hydro | TRUE | 19462 | USCE-Nashville District | 1380 | Wolf Creek | KY | Russell | 5 | Conventional Hydroelectric | HY |  | S | 45 | 0.9 | 52 | 52 | 45 | N |  |  | N | Electric Utility | 1 | X | WAT
Conventional Hydroelectric.WAT | hydro | TRUE | 19462 | USCE-Nashville District | 1380 | Wolf Creek | KY | Russell | 6 | Conventional Hydroelectric | HY |  | S | 45 | 0.9 | 52 | 52 | 45 | N |  |  | N | Electric Utility | 1 | X | WAT
Natural Gas Fired Combustion Turbine.NG | natural gas peaker | TRUE | 1692 | Big Rivers Electric Corp | 1383 | Robert A Reid | KY | Webster | GEN2 | Natural Gas Fired Combustion Turbine | GT |  | S | 98.8 | 0.9 | 58 | 65 | 20 | N |  |  | N | Electric Utility | 1 | X | NG | DFO
Conventional Steam Coal.BIT | hard coal | TRUE | 5580 | East Kentucky Power Coop, Inc | 1384 | Cooper | KY | Pulaski | 1 | Conventional Steam Coal | ST |  | S | 113.6 | 0.928 | 116 | 116 | 30 | N |  |  | N | Electric Utility | 1 | X | BIT | WDS
Conventional Steam Coal.BIT | hard coal | TRUE | 5580 | East Kentucky Power Coop, Inc | 1384 | Cooper | KY | Pulaski | 2 | Conventional Steam Coal | ST |  | S | 230.4 | 0.938 | 225 | 225 | 100 | N |  |  | N | Electric Utility | 1 | X | BIT
Other Gases.OG | other | FALSE | 11241 | Entergy Louisiana LLC | 1391 | Louisiana 1 | LA | East Baton Rouge | 1A | Other Gases | ST |  | S | 23 | 0.85 | 18 | 18 | 2 | N |  |  | Y | Industrial CHP | 7 | B | OG | NG | DFO
Other Gases.OG | other | FALSE | 11241 | Entergy Louisiana LLC | 1391 | Louisiana 1 | LA | East Baton Rouge | 2A | Other Gases | ST |  | S | 62.5 | 0.85 | 55 | 55 | 20 | N |  |  | Y | Industrial CHP | 7 | T | OG | NG | DFO
Other Gases.OG | other | FALSE | 11241 | Entergy Louisiana LLC | 1391 | Louisiana 1 | LA | East Baton Rouge | 3A | Other Gases | ST |  | S | 63 | 0.85 | 55 | 55 | 20 | N |  |  | Y | Industrial CHP | 7 | T | OG | NG | DFO
Natural Gas Fired Combustion Turbine.NG | natural gas peaker | FALSE | 11241 | Entergy Louisiana LLC | 1391 | Louisiana 1 | LA | East Baton Rouge | 4A | Natural Gas Fired Combustion Turbine | GT |  | S | 129.1 | 0.9 | 100 | 100 | 30 | N |  |  | Y | Industrial CHP | 7 | T | NG | OG | DFO
Natural Gas Fired Combustion Turbine.NG | natural gas peaker | FALSE | 11241 | Entergy Louisiana LLC | 1391 | Louisiana 1 | LA | East Baton Rouge | 5A | Natural Gas Fired Combustion Turbine | GT |  | W | 173.3 | 0.85 | 154.4 | 164.4 | 16 | N |  |  | Y | Industrial CHP | 7 | T | NG | OG | DFO
Natural Gas Steam Turbine.NG | natural gas steam turbine | TRUE | 11241 | Entergy Louisiana LLC | 1392 | Louisiana 2 | LA | East Baton Rouge | 10 | Natural Gas Steam Turbine | ST |  | S | 50 | 0.85 | 40 | 40 | 5 | N |  |  | N | Electric Utility | 1 | X | NG
Natural Gas Steam Turbine.NG | natural gas steam turbine | TRUE | 11241 | Entergy Louisiana LLC | 1392 | Louisiana 2 | LA | East Baton Rouge | 11 | Natural Gas Steam Turbine | ST |  | S | 50 | 0.85 | 40 | 40 | 5 | N |  |  | N | Electric Utility | 1 | X | NG
Natural Gas Steam Turbine.NG | natural gas steam turbine | TRUE | 11241 | Entergy Louisiana LLC | 1392 | Louisiana 2 | LA | East Baton Rouge | 12 | Natural Gas Steam Turbine | ST |  | S | 75 | 0.85 | 58 | 58 | 10 | N |  |  | N | Electric Utility | 1 | X | NG
Petroleum Coke.PC | petroleum | TRUE | 11241 | Entergy Louisiana LLC | 1393 | R S Nelson | LA | Calcasieu | 1 | Petroleum Coke | ST |  | J | 113.6 | 0.85 | 97.2 | 109 | 80 | N |  |  | Y | Electric Utility | 1 | T | PC
Petroleum Coke.PC | petroleum | TRUE | 11241 | Entergy Louisiana LLC | 1393 | R S Nelson | LA | Calcasieu | 2 | Petroleum Coke | ST |  | J | 113.6 | 0.85 | 93.2 | 108 | 80 | N |  |  | Y | Electric Utility | 1 | T | PC
Natural Gas Steam Turbine.NG | natural gas steam turbine | TRUE | 11241 | Entergy Louisiana LLC | 1393 | R S Nelson | LA | Calcasieu | 4 | Natural Gas Steam Turbine | ST |  | S | 591.8 | 0.87 | 424.7 | 434.3 | 163 | N |  |  | N | Electric Utility | 1 | X | NG
Conventional Steam Coal.SUB | hard coal | TRUE | 11241 | Entergy Louisiana LLC | 1393 | R S Nelson | LA | Calcasieu | 6 | Conventional Steam Coal | ST |  | J | 614.6 | 0.87 | 517.5 | 536.9 | 150 | N |  |  | N | Electric Utility | 1 | X | SUB
Natural Gas Fired Combined Cycle.NG | natural gas combined cycle | TRUE | 3265 | Cleco Power LLC | 1396 | Coughlin Power Station | LA | Evangeline | 6 | Natural Gas Fired Combined Cycle | CA | CC6 | S | 113.6 | 0.85 | 104.4 |  | 50 | N |  |  | N | Electric Utility | 1 | X | NG
Natural Gas Fired Combined Cycle.NG | natural gas combined cycle | TRUE | 3265 | Cleco Power LLC | 1396 | Coughlin Power Station | LA | Evangeline | 7 | Natural Gas Fired Combined Cycle | CA | CC7 | S | 243.1 | 0.85 | 184 |  | 50 | N |  |  | N | Electric Utility | 1 | X | NG
Natural Gas Fired Combined Cycle.NG | natural gas combined cycle | TRUE | 3265 | Cleco Power LLC | 1396 | Coughlin Power Station | LA | Evangeline | U6CT | Natural Gas Fired Combined Cycle | CT | CC6 | S | 188.7 | 0.85 | 150.2 |  | 120 | N |  |  | N | Electric Utility | 1 | X | NG
Natural Gas Fired Combined Cycle.NG | natural gas combined cycle | TRUE | 3265 | Cleco Power LLC | 1396 | Coughlin Power Station | LA | Evangeline | U72 | Natural Gas Fired Combined Cycle | CT | CC7 | S | 188.7 | 0.85 | 150 |  | 120 | N |  |  | N | Electric Utility | 1 | X | NG
Natural Gas Fired Combined Cycle.NG | natural gas combined cycle | TRUE | 3265 | Cleco Power LLC | 1396 | Coughlin Power Station | LA | Evangeline | U7CT | Natural Gas Fired Combined Cycle | CT | CC7 | S | 188.7 | 0.85 | 150.6 |  | 120 | N |  |  | N | Electric Utility | 1 | X | NG
Natural Gas Steam Turbine.NG | natural gas steam turbine | TRUE | 3265 | Cleco Power LLC | 1400 | Teche | LA | St Mary | 3 | Natural Gas Steam Turbine | ST |  | S | 348.5 | 0.85 | 260 | 328 | 65 | N |  |  | N | Electric Utility | 1 | X | NG
Natural Gas Fired Combustion Turbine.NG | natural gas peaker | TRUE | 3265 | Cleco Power LLC | 1400 | Teche | LA | St Mary | 4 | Natural Gas Fired Combustion Turbine | GT |  | S | 42.2 | 0.85 | 34 | 34 | 30 | N |  |  | N | Electric Utility | 1 | X | NG
Natural Gas Steam Turbine.NG | natural gas steam turbine | TRUE | 11241 | Entergy Louisiana LLC | 1402 | Little Gypsy | LA | St Charles | 2 | Natural Gas Steam Turbine | ST |  | S | 420.7 | 0.85 | 365.9 | 373.9 | 24 | N | 6 | 2026 | N | Electric Utility | 1 | X | NG | DFO
Natural Gas Steam Turbine.NG | natural gas steam turbine | TRUE | 11241 | Entergy Louisiana LLC | 1402 | Little Gypsy | LA | St Charles | 3 | Natural Gas Steam Turbine | ST |  | S | 582.2 | 0.85 | 501.1 | 514 | 150 | N | 6 | 2029 | N | Electric Utility | 1 | X | NG | DFO
Natural Gas Steam Turbine.NG | natural gas steam turbine | TRUE | 11241 | Entergy Louisiana LLC | 1403 | Nine Mile Point | LA | Jefferson | 5 | Natural Gas Steam Turbine | ST |  | S | 895.1 | 0.9 | 740.9 | 745.8 | 190 | N | 6 | 2033 | N | Electric Utility | 1 | X | NG | DFO
Natural Gas Steam Turbine.NG | natural gas steam turbine | TRUE | 11241 | Entergy Louisiana LLC | 1403 | Nine Mile Point | LA | Jefferson | 6(4) | Natural Gas Steam Turbine | ST |  | S | 895.1 | 0.9 | 741 | 752.2 | 190 | N | 6 | 2031 | N | Electric Utility | 1 | X | NG | DFO
Natural Gas Fired Combined Cycle.NG | natural gas combined cycle | TRUE | 11241 | Entergy Louisiana LLC | 1403 | Nine Mile Point | LA | Jefferson | 6A | Natural Gas Fired Combined Cycle | CT | PB01 | S | 194.7 | 0.85 | 168 | 180 | 17 | N |  |  | N | Electric Utility | 1 | X | NG | DFO
Natural Gas Fired Combined Cycle.NG | natural gas combined cycle | TRUE | 11241 | Entergy Louisiana LLC | 1403 | Nine Mile Point | LA | Jefferson | 6B | Natural Gas Fired Combined Cycle | CT | PB01 | S | 194.7 | 0.85 | 168 | 180 | 17 | N |  |  | N | Electric Utility | 1 | X | NG | DFO
Natural Gas Fired Combined Cycle.NG | natural gas combined cycle | TRUE | 11241 | Entergy Louisiana LLC | 1403 | Nine Mile Point | LA | Jefferson | 6C | Natural Gas Fired Combined Cycle | CA | PB01 | S | 260.1 | 0.85 | 554.9 | 597.3 | 50 | N |  |  | N | Electric Utility | 1 | X | NG | DFO
Natural Gas Fired Combustion Turbine.NG | natural gas peaker | TRUE | 11241 | Entergy Louisiana LLC | 1404 | Sterlington | LA | Ouachita | 7A | Natural Gas Fired Combustion Turbine | GT | PB01 | S | 59.3 | 0.9 | 45.5 | 50 | 5 | N |  |  | N | Electric Utility | 1 | X | NG | DFO
Natural Gas Steam Turbine.NG | natural gas steam turbine | TRUE | 17698 | Southwestern Electric Power Co | 1416 | Arsenal Hill | LA | Caddo | 5 | Natural Gas Steam Turbine | ST |  | S | 125 | 0.85 | 110 | 110 | 35 | N | 12 | 2025 | N | Electric Utility | 1 | X | NG
Natural Gas Steam Turbine.NG | natural gas steam turbine | TRUE | 17698 | Southwestern Electric Power Co | 1417 | Lieberman | LA | Caddo | 3 | Natural Gas Steam Turbine | ST |  | S | 114 | 0.85 | 100 | 100 | 35 | N |  |  | N | Electric Utility | 1 | X | NG
Natural Gas Steam Turbine.NG | natural gas steam turbine | TRUE | 17698 | Southwestern Electric Power Co | 1417 | Lieberman | LA | Caddo | 4 | Natural Gas Steam Turbine | ST |  | S | 114 | 0.85 | 108 | 108 | 35 | N |  |  | N | Electric Utility | 1 | X | NG
Natural Gas Steam Turbine.NG | natural gas steam turbine | TRUE | 8884 | Terrebonne Parish Consol Gov't | 1439 | Houma | LA | Terrebonne | 14 | Natural Gas Steam Turbine | ST |  | S | 12.6 | 0.85 | 10 | 10 | 3.9 | N |  |  | N | Electric Utility | 1 | X | NG
Natural Gas Steam Turbine.NG | natural gas steam turbine | TRUE | 8884 | Terrebonne Parish Consol Gov't | 1439 | Houma | LA | Terrebonne | 15 | Natural Gas Steam Turbine | ST |  | S | 25.5 | 0.85 | 23.5 | 23.5 | 8 | N |  |  | N | Electric Utility | 1 | X | NG
Natural Gas Steam Turbine.NG | natural gas steam turbine | TRUE | 8884 | Terrebonne Parish Consol Gov't | 1439 | Houma | LA | Terrebonne | 16 | Natural Gas Steam Turbine | ST |  | S | 40.8 | 0.85 | 34 | 34 | 9 | N |  |  | N | Electric Utility | 1 | X | NG
Petroleum Liquids.DFO | petroleum | TRUE | 13483 | City of New Roads - (LA) | 1453 | New Roads | LA | Pointe Coupee | 1 | Petroleum Liquids | IC |  | S | 2.3 | 0.9 | 1.8 | 1.8 | 0.3 | N |  |  | N | Electric Utility | 1 | X | DFO | NG
Petroleum Liquids.DFO | petroleum | TRUE | 13483 | City of New Roads - (LA) | 1453 | New Roads | LA | Pointe Coupee | 2 | Petroleum Liquids | IC |  | S | 0.6 | 0.9 | 0.6 | 0.6 | 0.3 | N |  |  | N | Electric Utility | 1 | X | DFO | NG
Petroleum Liquids.DFO | petroleum | TRUE | 13483 | City of New Roads - (LA) | 1453 | New Roads | LA | Pointe Coupee | 3 | Petroleum Liquids | IC |  | S | 1.1 | 0.9 | 0.7 | 0.7 | 0.3 | N |  |  | N | Electric Utility | 1 | X | DFO | NG
Petroleum Liquids.DFO | petroleum | TRUE | 13483 | City of New Roads - (LA) | 1453 | New Roads | LA | Pointe Coupee | 4 | Petroleum Liquids | IC |  | S | 1.7 | 0.9 | 1.2 | 1.2 | 0.3 | N |  |  | N | Electric Utility | 1 | X | DFO | NG
Petroleum Liquids.DFO | petroleum | TRUE | 13483 | City of New Roads - (LA) | 1453 | New Roads | LA | Pointe Coupee | 5 | Petroleum Liquids | IC |  | S | 1.7 | 0.9 | 1.2 | 1.2 | 0.3 | N |  |  | N | Electric Utility | 1 | X | DFO | NG
Petroleum Liquids.DFO | petroleum | TRUE | 13483 | City of New Roads - (LA) | 1453 | New Roads | LA | Pointe Coupee | 6 | Petroleum Liquids | IC |  | S | 2 | 0.9 | 1.5 | 1.5 | 0.3 | N |  |  | N | Electric Utility | 1 | X | DFO | NG
Petroleum Liquids.DFO | petroleum | TRUE | 26253 | Louisiana Energy & Power Authority | 1456 | Rayne | LA | Acadia | 8 | Petroleum Liquids | IC |  | W | 4.1 | 0.9 | 3.4 | 3.4 | 0.2 | N |  |  | N | Electric Utility | 1 | X | DFO
Petroleum Liquids.DFO | petroleum | TRUE | 26253 | Louisiana Energy & Power Authority | 1456 | Rayne | LA | Acadia | 9 | Petroleum Liquids | IC |  | W | 4.1 | 0.9 | 3.6 | 3.6 | 0.2 | N |  |  | N | Electric Utility | 1 | X | DFO
Natural Gas Steam Turbine.NG | natural gas steam turbine | TRUE | 11252 | Louisiana Generating LLC | 1464 | Big Cajun 1 | LA | Pointe Coupee | 1 | Natural Gas Steam Turbine | ST |  | S | 113.6 | 0.85 | 85.6 | 85.6 | 35 | N |  |  | N | IPP Non-CHP | 2 | X | NG
Natural Gas Steam Turbine.NG | natural gas steam turbine | TRUE | 11252 | Louisiana Generating LLC | 1464 | Big Cajun 1 | LA | Pointe Coupee | 2 | Natural Gas Steam Turbine | ST |  | S | 113.6 | 0.85 | 89.6 | 89.6 | 35 | N |  |  | N | IPP Non-CHP | 2 | X | NG
Natural Gas Fired Combustion Turbine.NG | natural gas peaker | TRUE | 11252 | Louisiana Generating LLC | 1464 | Big Cajun 1 | LA | Pointe Coupee | 3 | Natural Gas Fired Combustion Turbine | GT |  | S | 132.8 | 0.9 | 97.1 | 97.1 | 70 | N |  |  | N | IPP Non-CHP | 2 | X | NG
Natural Gas Fired Combustion Turbine.NG | natural gas peaker | TRUE | 11252 | Louisiana Generating LLC | 1464 | Big Cajun 1 | LA | Pointe Coupee | 4 | Natural Gas Fired Combustion Turbine | GT |  | S | 132.8 | 0.9 | 97.7 | 97.7 | 70 | N |  |  | N | IPP Non-CHP | 2 | X | NG
Conventional Hydroelectric.WAT | hydro | TRUE | 59178 | Brookfield Black Bear Hydro, LLC | 1469 | Ellsworth Hydro Station | ME | Hancock | EL01 | Conventional Hydroelectric | HY |  | S | 2.5 | 0.8 | 2.6 | 2.5 | 1 | N |  |  | N | IPP Non-CHP | 2 | X | WAT
Conventional Hydroelectric.WAT | hydro | TRUE | 59178 | Brookfield Black Bear Hydro, LLC | 1469 | Ellsworth Hydro Station | ME | Hancock | EL02 | Conventional Hydroelectric | HY |  | S | 2 | 0.8 | 2.1 | 2 | 0.5 | N |  |  | N | IPP Non-CHP | 2 | X | WAT
Conventional Hydroelectric.WAT | hydro | TRUE | 59178 | Brookfield Black Bear Hydro, LLC | 1469 | Ellsworth Hydro Station | ME | Hancock | EL03 | Conventional Hydroelectric | HY |  | S | 2 | 0.8 | 2.1 | 2 | 0.5 | N |  |  | N | IPP Non-CHP | 2 | X | WAT
Conventional Hydroelectric.WAT | hydro | TRUE | 59178 | Brookfield Black Bear Hydro, LLC | 1469 | Ellsworth Hydro Station | ME | Hancock | EL04 | Conventional Hydroelectric | HY |  | S | 2.4 | 0.8 | 2.5 | 2.4 | 1 | N |  |  | N | IPP Non-CHP | 2 | X | WAT
Conventional Hydroelectric.WAT | hydro | TRUE | 59178 | Brookfield Black Bear Hydro, LLC | 1475 | Milford Hydro Station | ME | Penobscot | MF01 | Conventional Hydroelectric | HY |  | S | 0.7 | 0.9 | 0.7 | 0.7 | 0.2 | N |  |  | N | IPP Non-CHP | 2 | X | WAT
Conventional Hydroelectric.WAT | hydro | TRUE | 59178 | Brookfield Black Bear Hydro, LLC | 1475 | Milford Hydro Station | ME | Penobscot | MF02 | Conventional Hydroelectric | HY |  | S | 0.7 | 0.9 | 0.7 | 0.7 | 0.2 | N |  |  | N | IPP Non-CHP | 2 | X | WAT
Conventional Hydroelectric.WAT | hydro | TRUE | 59178 | Brookfield Black Bear Hydro, LLC | 1475 | Milford Hydro Station | ME | Penobscot | MF03 | Conventional Hydroelectric | HY |  | S | 1.6 | 0.8 | 1.6 | 1.6 | 1.2 | N |  |  | N | IPP Non-CHP | 2 | X | WAT
Conventional Hydroelectric.WAT | hydro | TRUE | 59178 | Brookfield Black Bear Hydro, LLC | 1475 | Milford Hydro Station | ME | Penobscot | MF04 | Conventional Hydroelectric | HY |  | S | 1.6 | 0.8 | 1.6 | 1.6 | 0.8 | N |  |  | N | IPP Non-CHP | 2 | X | WAT
Conventional Hydroelectric.WAT | hydro | TRUE | 59178 | Brookfield Black Bear Hydro, LLC | 1475 | Milford Hydro Station | ME | Penobscot | MF05 | Conventional Hydroelectric | HY |  | S | 1.6 | 0.8 | 1.6 | 1.6 | 0.7 | N |  |  | N | IPP Non-CHP | 2 | X | WAT
Conventional Hydroelectric.WAT | hydro | TRUE | 59178 | Brookfield Black Bear Hydro, LLC | 1475 | Milford Hydro Station | ME | Penobscot | MF06 | Conventional Hydroelectric | HY |  | S | 1.6 | 0.8 | 1.6 | 1.6 | 0.7 | N |  |  | N | IPP Non-CHP | 2 | X | WAT
Conventional Hydroelectric.WAT | hydro | TRUE | 59178 | Brookfield Black Bear Hydro, LLC | 1478 | Stillwater Hydro Station | ME | Penobscot | SW01 | Conventional Hydroelectric | HY |  | S | 0.4 | 0.8 | 0.5 | 0.5 | 0.2 | N |  |  | N | IPP Non-CHP | 2 | X | WAT
Conventional Hydroelectric.WAT | hydro | TRUE | 59178 | Brookfield Black Bear Hydro, LLC | 1478 | Stillwater Hydro Station | ME | Penobscot | SW02 | Conventional Hydroelectric | HY |  | S | 0.4 | 0.8 | 0.5 | 0.5 | 0.2 | N |  |  | N | IPP Non-CHP | 2 | X | WAT
Conventional Hydroelectric.WAT | hydro | TRUE | 59178 | Brookfield Black Bear Hydro, LLC | 1478 | Stillwater Hydro Station | ME | Penobscot | SW03 | Conventional Hydroelectric | HY |  | S | 0.4 | 0.8 | 0.5 | 0.5 | 0.2 | N |  |  | N | IPP Non-CHP | 2 | X | WAT
Conventional Hydroelectric.WAT | hydro | TRUE | 59178 | Brookfield Black Bear Hydro, LLC | 1478 | Stillwater Hydro Station | ME | Penobscot | SW04 | Conventional Hydroelectric | HY |  | S | 0.6 | 0.8 | 0.6 | 0.6 | 0.2 | N |  |  | N | IPP Non-CHP | 2 | X | WAT
Conventional Hydroelectric.WAT | hydro | TRUE | 39006 | Brookfield White Pine Hydro LLC | 1482 | Bonny Eagle | ME | York | 1 | Conventional Hydroelectric | HY |  | S | 1.2 | 0.9 | 1.5 | 1.5 | 0.1 | N |  |  | N | IPP Non-CHP | 2 | X | WAT
Conventional Hydroelectric.WAT | hydro | TRUE | 39006 | Brookfield White Pine Hydro LLC | 1482 | Bonny Eagle | ME | York | 2 | Conventional Hydroelectric | HY |  | S | 1.2 | 0.9 | 1.5 | 1.5 | 0.1 | N |  |  | N | IPP Non-CHP | 2 | X | WAT
Conventional Hydroelectric.WAT | hydro | TRUE | 39006 | Brookfield White Pine Hydro LLC | 1482 | Bonny Eagle | ME | York | 3 | Conventional Hydroelectric | HY |  | S | 1.2 | 0.9 | 1.5 | 1.5 | 0.1 | N |  |  | N | IPP Non-CHP | 2 | X | WAT
Conventional Hydroelectric.WAT | hydro | TRUE | 39006 | Brookfield White Pine Hydro LLC | 1482 | Bonny Eagle | ME | York | 4 | Conventional Hydroelectric | HY |  | S | 1.2 | 0.9 | 1.5 | 1.5 | 0.1 | N |  |  | N | IPP Non-CHP | 2 | X | WAT
Conventional Hydroelectric.WAT | hydro | TRUE | 39006 | Brookfield White Pine Hydro LLC | 1482 | Bonny Eagle | ME | York | 5 | Conventional Hydroelectric | HY |  | S | 1.2 | 0.9 | 1.5 | 1.5 | 0.1 | N |  |  | N | IPP Non-CHP | 2 | X | WAT
Conventional Hydroelectric.WAT | hydro | TRUE | 39006 | Brookfield White Pine Hydro LLC | 1482 | Bonny Eagle | ME | York | 6 | Conventional Hydroelectric | HY |  | S | 1.2 | 0.9 | 1.5 | 1.5 | 0.1 | N |  |  | N | IPP Non-CHP | 2 | X | WAT
Conventional Hydroelectric.WAT | hydro | TRUE | 39006 | Brookfield White Pine Hydro LLC | 1483 | Brunswick Hydro | ME | Cumberland | B1 | Conventional Hydroelectric | HY |  | S | 12.6 | 0.9 | 13 | 13 | 0.1 | N |  |  | N | IPP Non-CHP | 2 | X | WAT
Conventional Hydroelectric.WAT | hydro | TRUE | 39006 | Brookfield White Pine Hydro LLC | 1483 | Brunswick Hydro | ME | Cumberland | B2 | Conventional Hydroelectric | HY |  | S | 3.5 | 0.9 | 3.5 | 3.5 | 0.1 | N |  |  | N | IPP Non-CHP | 2 | X | WAT
Conventional Hydroelectric.WAT | hydro | TRUE | 39006 | Brookfield White Pine Hydro LLC | 1483 | Brunswick Hydro | ME | Cumberland | B3 | Conventional Hydroelectric | HY |  | S | 3.5 | 0.9 | 3.5 | 3.5 | 0.1 | N |  |  | N | IPP Non-CHP | 2 | X | WAT
Petroleum Liquids.DFO | petroleum | TRUE | 14876 | FPL Energy Cape LLC | 1484 | Cape Gas Turbine | ME | Cumberland | GT4 | Petroleum Liquids | GT |  | S | 17.5 | 0.85 | 16 | 20 | 2 | N |  |  | N | IPP Non-CHP | 2 | X | DFO
Petroleum Liquids.DFO | petroleum | TRUE | 14876 | FPL Energy Cape LLC | 1484 | Cape Gas Turbine | ME | Cumberland | GT5 | Petroleum Liquids | GT |  | S | 17.5 | 0.85 | 16 | 20 | 2 | N |  |  | N | IPP Non-CHP | 2 | X | DFO
Conventional Hydroelectric.WAT | hydro | TRUE | 39006 | Brookfield White Pine Hydro LLC | 1486 | Cataract Hydro | ME | York | 1 | Conventional Hydroelectric | HY |  | S | 6.6 | 0.8 | 8 | 8 | 0.5 | N |  |  | N | IPP Non-CHP | 2 | X | WAT
Conventional Hydroelectric.WAT | hydro | TRUE | 39006 | Brookfield White Pine Hydro LLC | 1488 | Deer Rips | ME | Androscoggin | DR1 | Conventional Hydroelectric | HY |  | S | 0.6 | 0.8 | 0.7 | 0.7 | 0.1 | N |  |  | N | IPP Non-CHP | 2 | X | WAT
Conventional Hydroelectric.WAT | hydro | TRUE | 39006 | Brookfield White Pine Hydro LLC | 1488 | Deer Rips | ME | Androscoggin | DR2 | Conventional Hydroelectric | HY |  | S | 0.6 | 0.8 | 0.7 | 0.7 | 0.1 | N |  |  | N | IPP Non-CHP | 2 | X | WAT
Conventional Hydroelectric.WAT | hydro | TRUE | 39006 | Brookfield White Pine Hydro LLC | 1488 | Deer Rips | ME | Androscoggin | DR3 | Conventional Hydroelectric | HY |  | S | 0.9 | 0.8 | 0.8 | 0.8 | 0.1 | N |  |  | N | IPP Non-CHP | 2 | X | WAT
Conventional Hydroelectric.WAT | hydro | TRUE | 39006 | Brookfield White Pine Hydro LLC | 1488 | Deer Rips | ME | Androscoggin | DR4 | Conventional Hydroelectric | HY |  | S | 0.8 | 0.8 | 0.7 | 0.7 | 0.1 | N |  |  | N | IPP Non-CHP | 2 | X | WAT
Conventional Hydroelectric.WAT | hydro | TRUE | 39006 | Brookfield White Pine Hydro LLC | 1488 | Deer Rips | ME | Androscoggin | DR5 | Conventional Hydroelectric | HY |  | S | 0.8 | 0.8 | 0.7 | 0.7 | 0.1 | N |  |  | N | IPP Non-CHP | 2 | X | WAT
Conventional Hydroelectric.WAT | hydro | TRUE | 39006 | Brookfield White Pine Hydro LLC | 1488 | Deer Rips | ME | Androscoggin | DR6 | Conventional Hydroelectric | HY |  | S | 1.8 | 0.8 | 1.7 | 1.7 | 0.1 | N |  |  | N | IPP Non-CHP | 2 | X | WAT
Conventional Hydroelectric.WAT | hydro | TRUE | 39006 | Brookfield White Pine Hydro LLC | 1488 | Deer Rips | ME | Androscoggin | DR7 | Conventional Hydroelectric | HY |  | S | 1 | 0.8 | 0.9 | 0.9 | 0.1 | N |  |  | N | IPP Non-CHP | 2 | X | WAT
Conventional Hydroelectric.WAT | hydro | TRUE | 39006 | Brookfield White Pine Hydro LLC | 1491 | Gulf Island | ME | Androscoggin | GI1 | Conventional Hydroelectric | HY |  | S | 6.4 | 0.8 | 7.2 | 7.2 | 0.5 | N |  |  | N | IPP Non-CHP | 2 | X | WAT
Conventional Hydroelectric.WAT | hydro | TRUE | 39006 | Brookfield White Pine Hydro LLC | 1491 | Gulf Island | ME | Androscoggin | GI2 | Conventional Hydroelectric | HY |  | S | 6.4 | 0.8 | 8.1 | 8.1 | 0.5 | N |  |  | N | IPP Non-CHP | 2 | X | WAT
Conventional Hydroelectric.WAT | hydro | TRUE | 39006 | Brookfield White Pine Hydro LLC | 1491 | Gulf Island | ME | Androscoggin | GI3 | Conventional Hydroelectric | HY |  | S | 6.4 | 0.8 | 7.9 | 7.9 | 0.5 | N |  |  | N | IPP Non-CHP | 2 | X | WAT
Conventional Hydroelectric.WAT | hydro | TRUE | 39006 | Brookfield White Pine Hydro LLC | 1492 | Harris Hydro | ME | Somerset | HA1 | Conventional Hydroelectric | HY |  | S | 15 | 0.9 | 16.8 | 16.8 | 2 | N |  |  | N | IPP Non-CHP | 2 | X | WAT
Conventional Hydroelectric.WAT | hydro | TRUE | 39006 | Brookfield White Pine Hydro LLC | 1492 | Harris Hydro | ME | Somerset | HA2 | Conventional Hydroelectric | HY |  | S | 30 | 0.9 | 35 | 34.9 | 15 | N |  |  | N | IPP Non-CHP | 2 | X | WAT
Conventional Hydroelectric.WAT | hydro | TRUE | 39006 | Brookfield White Pine Hydro LLC | 1492 | Harris Hydro | ME | Somerset | HA3 | Conventional Hydroelectric | HY |  | S | 30 | 0.9 | 34.2 | 34.2 | 15 | N |  |  | N | IPP Non-CHP | 2 | X | WAT
Conventional Hydroelectric.WAT | hydro | TRUE | 39006 | Brookfield White Pine Hydro LLC | 1492 | Harris Hydro | ME | Somerset | HA4 | Conventional Hydroelectric | HY |  | S | 1.4 | 0.9 | 1.4 | 1.4 | 0.1 | N |  |  | N | IPP Non-CHP | 2 | X | WAT
Conventional Hydroelectric.WAT | hydro | TRUE | 39006 | Brookfield White Pine Hydro LLC | 1493 | Hiram | ME | Cumberland | 1 | Conventional Hydroelectric | HY |  | S | 2.4 | 0.9 | 3.1 | 3.1 | 0.1 | N |  |  | N | IPP Non-CHP | 2 | X | WAT
Conventional Hydroelectric.WAT | hydro | TRUE | 39006 | Brookfield White Pine Hydro LLC | 1493 | Hiram | ME | Cumberland | 2 | Conventional Hydroelectric | HY |  | S | 8.1 | 0.9 | 8.5 | 8.5 | 0.1 | N |  |  | N | IPP Non-CHP | 2 | X | WAT
Conventional Hydroelectric.WAT | hydro | TRUE | 56854 | Messalonskee Stream Hydro LLC | 1497 | Messalonskee 2 (Oakland) | ME | Kennebec | 1 | Conventional Hydroelectric | HY |  | S | 2.8 | 0.8 | 2.8 | 2.8 | 0.3 | N |  |  | N | IPP Non-CHP | 2 | X | WAT
Conventional Hydroelectric.WAT | hydro | TRUE | 56854 | Messalonskee Stream Hydro LLC | 1498 | Messalonskee 3 | ME | Kennebec | 1 | Conventional Hydroelectric | HY |  | S | 1.6 | 0.8 | 1.6 | 1.6 | 0.3 | N |  |  | N | IPP Non-CHP | 2 | X | WAT
Conventional Hydroelectric.WAT | hydro | TRUE | 56854 | Messalonskee Stream Hydro LLC | 1500 | Messalonskee 5 | ME | Kennebec | 1 | Conventional Hydroelectric | HY |  | S | 1.8 | 0.8 | 1.8 | 1.8 | 0.3 | N |  |  | N | IPP Non-CHP | 2 | X | WAT
Conventional Hydroelectric.WAT | hydro | TRUE | 39006 | Brookfield White Pine Hydro LLC | 1501 | North Gorham | ME | Cumberland | 1 | Conventional Hydroelectric | HY |  | S | 1.1 | 0.9 | 1 | 1 | 0.1 | N |  |  | N | IPP Non-CHP | 2 | X | WAT
Conventional Hydroelectric.WAT | hydro | TRUE | 39006 | Brookfield White Pine Hydro LLC | 1501 | North Gorham | ME | Cumberland | 2 | Conventional Hydroelectric | HY |  | S | 1.1 | 0.9 | 1 | 1 | 0.1 | N |  |  | N | IPP Non-CHP | 2 | X | WAT
Conventional Hydroelectric.WAT | hydro | TRUE | 39006 | Brookfield White Pine Hydro LLC | 1504 | Shawmut | ME | Somerset | SH1 | Conventional Hydroelectric | HY |  | S | 0.7 | 0.9 | 0.9 | 0.9 | 0.1 | N |  |  | N | IPP Non-CHP | 2 | X | WAT
Conventional Hydroelectric.WAT | hydro | TRUE | 39006 | Brookfield White Pine Hydro LLC | 1504 | Shawmut | ME | Somerset | SH2 | Conventional Hydroelectric | HY |  | S | 0.7 | 0.9 | 0.9 | 0.9 | 0.1 | N |  |  | N | IPP Non-CHP | 2 | X | WAT
Conventional Hydroelectric.WAT | hydro | TRUE | 39006 | Brookfield White Pine Hydro LLC | 1504 | Shawmut | ME | Somerset | SH3 | Conventional Hydroelectric | HY |  | S | 0.7 | 0.9 | 0.9 | 0.9 | 0.1 | N |  |  | N | IPP Non-CHP | 2 | X | WAT
Conventional Hydroelectric.WAT | hydro | TRUE | 39006 | Brookfield White Pine Hydro LLC | 1504 | Shawmut | ME | Somerset | SH4 | Conventional Hydroelectric | HY |  | S | 0.7 | 0.9 | 0.9 | 0.9 | 0.1 | N |  |  | N | IPP Non-CHP | 2 | X | WAT
Conventional Hydroelectric.WAT | hydro | TRUE | 39006 | Brookfield White Pine Hydro LLC | 1504 | Shawmut | ME | Somerset | SH5 | Conventional Hydroelectric | HY |  | S | 0.7 | 0.9 | 0.9 | 0.9 | 0.1 | N |  |  | N | IPP Non-CHP | 2 | X | WAT
Conventional Hydroelectric.WAT | hydro | TRUE | 39006 | Brookfield White Pine Hydro LLC | 1504 | Shawmut | ME | Somerset | SH6 | Conventional Hydroelectric | HY |  | S | 0.9 | 0.9 | 0.9 | 0.9 | 0.1 | N |  |  | N | IPP Non-CHP | 2 | X | WAT
Conventional Hydroelectric.WAT | hydro | TRUE | 39006 | Brookfield White Pine Hydro LLC | 1504 | Shawmut | ME | Somerset | SH7 | Conventional Hydroelectric | HY |  | S | 2.2 | 0.9 | 1.9 | 1.9 | 0.1 | N |  |  | N | IPP Non-CHP | 2 | X | WAT
Conventional Hydroelectric.WAT | hydro | TRUE | 39006 | Brookfield White Pine Hydro LLC | 1504 | Shawmut | ME | Somerset | SH8 | Conventional Hydroelectric | HY |  | S | 2.2 | 0.9 | 1.9 | 1.9 | 0.1 | N |  |  | N | IPP Non-CHP | 2 | X | WAT
Conventional Hydroelectric.WAT | hydro | TRUE | 39006 | Brookfield White Pine Hydro LLC | 1505 | Skelton | ME | York | 1 | Conventional Hydroelectric | HY |  | S | 8.4 | 0.9 | 10.8 | 10.8 | 0.5 | N |  |  | N | IPP Non-CHP | 2 | X | WAT
Conventional Hydroelectric.WAT | hydro | TRUE | 39006 | Brookfield White Pine Hydro LLC | 1505 | Skelton | ME | York | 2 | Conventional Hydroelectric | HY |  | S | 8.4 | 0.9 | 10.8 | 10.8 | 0.5 | N |  |  | N | IPP Non-CHP | 2 | X | WAT
Petroleum Liquids.RFO | petroleum | TRUE | 31719 | FPL Energy Wyman LLC | 1507 | William F Wyman Hybrid | ME | Cumberland | 1 | Petroleum Liquids | ST |  | S | 50 | 0.85 | 50.1 | 49.5 | 10 | N |  |  | N | IPP Non-CHP | 2 | X | RFO
Petroleum Liquids.RFO | petroleum | TRUE | 31719 | FPL Energy Wyman LLC | 1507 | William F Wyman Hybrid | ME | Cumberland | 2 | Petroleum Liquids | ST |  | S | 50 | 0.85 | 47.8 | 52.8 | 10 | N |  |  | N | IPP Non-CHP | 2 | X | RFO
Petroleum Liquids.RFO | petroleum | TRUE | 31719 | FPL Energy Wyman LLC | 1507 | William F Wyman Hybrid | ME | Cumberland | 3 | Petroleum Liquids | ST |  | S | 113.6 | 0.85 | 110.9 | 113.8 | 30 | N |  |  | N | IPP Non-CHP | 2 | X | RFO
Petroleum Liquids.RFO | petroleum | TRUE | 31719 | FPL Energy Wyman LLC | 1507 | William F Wyman Hybrid | ME | Cumberland | 4 | Petroleum Liquids | ST |  | J | 632.4 | 0.93 | 602.1 | 605.8 | 60 | N |  |  | N | IPP Non-CHP | 2 | X | RFO
Batteries.MWH | battery storage | 0 | 31719 | FPL Energy Wyman LLC | 1507 | William F Wyman Hybrid | ME | Cumberland | BESS | Batteries | BA |  | S | 16.7 |  | 16.2 | 16.2 | 0 | N |  |  | N | IPP Non-CHP | 2 | X | MWH
Conventional Hydroelectric.WAT | hydro | TRUE | 39006 | Brookfield White Pine Hydro LLC | 1508 | West Buxton | ME | York | WB1 | Conventional Hydroelectric | HY |  | S | 0.6 | 0.9 | 0.6 | 0.6 | 0.1 | N |  |  | N | IPP Non-CHP | 2 | X | WAT
Conventional Hydroelectric.WAT | hydro | TRUE | 39006 | Brookfield White Pine Hydro LLC | 1508 | West Buxton | ME | York | WB2 | Conventional Hydroelectric | HY |  | S | 0.6 | 0.9 | 0.6 | 0.6 | 0.1 | N |  |  | N | IPP Non-CHP | 2 | X | WAT
Conventional Hydroelectric.WAT | hydro | TRUE | 39006 | Brookfield White Pine Hydro LLC | 1508 | West Buxton | ME | York | WB3 | Conventional Hydroelectric | HY |  | S | 1.1 | 0.9 | 1.1 | 1.1 | 0.1 | N |  |  | N | IPP Non-CHP | 2 | X | WAT
Conventional Hydroelectric.WAT | hydro | TRUE | 39006 | Brookfield White Pine Hydro LLC | 1508 | West Buxton | ME | York | WB4 | Conventional Hydroelectric | HY |  | S | 0.7 | 0.9 | 0.7 | 0.7 | 0.1 | N |  |  | N | IPP Non-CHP | 2 | X | WAT
Conventional Hydroelectric.WAT | hydro | TRUE | 39006 | Brookfield White Pine Hydro LLC | 1508 | West Buxton | ME | York | WB5 | Conventional Hydroelectric | HY |  | S | 0.7 | 0.9 | 0.7 | 0.7 | 0.1 | N |  |  | N | IPP Non-CHP | 2 | X | WAT
Conventional Hydroelectric.WAT | hydro | TRUE | 39006 | Brookfield White Pine Hydro LLC | 1508 | West Buxton | ME | York | WB6 | Conventional Hydroelectric | HY |  | S | 4 | 0.9 | 4 | 4 | 0.1 | N |  |  | N | IPP Non-CHP | 2 | X | WAT
Conventional Hydroelectric.WAT | hydro | TRUE | 39006 | Brookfield White Pine Hydro LLC | 1509 | Weston Hydro | ME | Somerset | WE1 | Conventional Hydroelectric | HY |  | S | 3 | 0.8 | 3.3 | 3.3 | 0.1 | N |  |  | N | IPP Non-CHP | 2 | X | WAT
Conventional Hydroelectric.WAT | hydro | TRUE | 39006 | Brookfield White Pine Hydro LLC | 1509 | Weston Hydro | ME | Somerset | WE2 | Conventional Hydroelectric | HY |  | S | 3 | 0.8 | 3.3 | 3.3 | 0.1 | N |  |  | N | IPP Non-CHP | 2 | X | WAT
Conventional Hydroelectric.WAT | hydro | TRUE | 39006 | Brookfield White Pine Hydro LLC | 1509 | Weston Hydro | ME | Somerset | WE3 | Conventional Hydroelectric | HY |  | S | 3 | 0.8 | 3.3 | 3.3 | 0.1 | N |  |  | N | IPP Non-CHP | 2 | X | WAT
Conventional Hydroelectric.WAT | hydro | TRUE | 39006 | Brookfield White Pine Hydro LLC | 1509 | Weston Hydro | ME | Somerset | WE4 | Conventional Hydroelectric | HY |  | S | 3 | 0.8 | 3.3 | 3.3 | 0.1 | N |  |  | N | IPP Non-CHP | 2 | X | WAT
Conventional Hydroelectric.WAT | hydro | TRUE | 39006 | Brookfield White Pine Hydro LLC | 1510 | Williams Hydro | ME | Somerset | WI1 | Conventional Hydroelectric | HY |  | S | 7 | 0.9 | 8.2 | 8.2 | 0.1 | N |  |  | N | IPP Non-CHP | 2 | X | WAT
Conventional Hydroelectric.WAT | hydro | TRUE | 39006 | Brookfield White Pine Hydro LLC | 1510 | Williams Hydro | ME | Somerset | WI2 | Conventional Hydroelectric | HY |  | S | 6 | 0.9 | 6.7 | 6.7 | 0.1 | N |  |  | N | IPP Non-CHP | 2 | X | WAT
Conventional Hydroelectric.WAT | hydro | TRUE | 39006 | Brookfield White Pine Hydro LLC | 1511 | Wyman Hydro | ME | Somerset | WY1 | Conventional Hydroelectric | HY |  | S | 24 | 0.9 | 29.4 | 29.4 | 8 | N |  |  | N | IPP Non-CHP | 2 | X | WAT
Conventional Hydroelectric.WAT | hydro | TRUE | 39006 | Brookfield White Pine Hydro LLC | 1511 | Wyman Hydro | ME | Somerset | WY2 | Conventional Hydroelectric | HY |  | S | 24 | 1 | 29.9 | 29.9 | 23 | N |  |  | N | IPP Non-CHP | 2 | X | WAT
Conventional Hydroelectric.WAT | hydro | TRUE | 39006 | Brookfield White Pine Hydro LLC | 1511 | Wyman Hydro | ME | Somerset | WY3 | Conventional Hydroelectric | HY |  | S | 24 | 0.9 | 29.2 | 29.2 | 8 | N |  |  | N | IPP Non-CHP | 2 | X | WAT
Conventional Hydroelectric.WAT | hydro | TRUE | 14597 | Algonquin Northern Maine | 1516 | Squa Pan Hydro Station | ME | Aroostook | SP1 | Conventional Hydroelectric | HY |  | S | 1.5 | 0.8 | 1.4 | 1.4 | 1 | N |  |  | N | IPP Non-CHP | 2 | X | WAT
Petroleum Liquids.DFO | petroleum | TRUE | 60422 | H.A. Wagner LLC | 1554 | Herbert A Wagner | MD | Anne Arundel | 1 | Petroleum Liquids | ST |  | S | 132.8 | 0.85 | 126 | 126 | 40 | N |  |  | N | IPP Non-CHP | 2 | X | DFO | DFO
Conventional Steam Coal.BIT | hard coal | TRUE | 60422 | H.A. Wagner LLC | 1554 | Herbert A Wagner | MD | Anne Arundel | 3 | Conventional Steam Coal | ST |  | S | 359 | 0.9 | 305 | 305 | 105 | N |  |  | N | IPP Non-CHP | 2 | X | BIT | BIT
Petroleum Liquids.DFO | petroleum | TRUE | 60422 | H.A. Wagner LLC | 1554 | Herbert A Wagner | MD | Anne Arundel | 4 | Petroleum Liquids | ST |  | S | 414.7 | 0.9 | 397 | 397 | 60 | N |  |  | N | IPP Non-CHP | 2 | X | DFO | DFO
Petroleum Liquids.DFO | petroleum | TRUE | 60422 | H.A. Wagner LLC | 1554 | Herbert A Wagner | MD | Anne Arundel | GT1 | Petroleum Liquids | GT |  | S | 16 | 0.85 | 12.9 | 12.9 | 2 | N |  |  | N | IPP Non-CHP | 2 | X | DFO | DFO
Petroleum Liquids.DFO | petroleum | TRUE | 4161 | Constellation Power Source Gen | 1556 | Perryman | MD | Harford | GT1 | Petroleum Liquids | GT |  | S | 53.1 | 0.85 | 52 | 52 | 5 | N |  |  | N | IPP Non-CHP | 2 | X | DFO
Petroleum Liquids.DFO | petroleum | TRUE | 4161 | Constellation Power Source Gen | 1556 | Perryman | MD | Harford | GT3 | Petroleum Liquids | GT |  | S | 53.1 | 0.85 | 51 | 51 | 5 | N |  |  | N | IPP Non-CHP | 2 | X | DFO
Petroleum Liquids.DFO | petroleum | TRUE | 4161 | Constellation Power Source Gen | 1556 | Perryman | MD | Harford | GT4 | Petroleum Liquids | GT |  | S | 53.1 | 0.85 | 52 | 52 | 5 | N |  |  | N | IPP Non-CHP | 2 | X | DFO
Natural Gas Fired Combustion Turbine.NG | natural gas peaker | TRUE | 4161 | Constellation Power Source Gen | 1556 | Perryman | MD | Harford | GT5 | Natural Gas Fired Combustion Turbine | GT |  | S | 192 | 0.9 | 139 | 149 | 110 | N |  |  | N | IPP Non-CHP | 2 | X | NG | DFO
Natural Gas Fired Combustion Turbine.NG | natural gas peaker | TRUE | 4161 | Constellation Power Source Gen | 1556 | Perryman | MD | Harford | GT6 | Natural Gas Fired Combustion Turbine | GT |  | S | 141 | 0.85 | 109.8 | 120 | 60 | N |  |  | N | IPP Non-CHP | 2 | X | NG | DFO
Petroleum Liquids.DFO | petroleum | TRUE | 4161 | Constellation Power Source Gen | 1557 | Philadelphia | MD | Baltimore City | GT1 | Petroleum Liquids | GT |  | S | 20.7 | 0.85 | 15.3 | 16 | 3 | N |  |  | N | IPP Non-CHP | 2 | X | DFO
Petroleum Liquids.DFO | petroleum | TRUE | 4161 | Constellation Power Source Gen | 1557 | Philadelphia | MD | Baltimore City | GT2 | Petroleum Liquids | GT |  | S | 20.7 | 0.85 | 16 | 16 | 3 | N |  |  | N | IPP Non-CHP | 2 | X | DFO
Petroleum Liquids.DFO | petroleum | TRUE | 4161 | Constellation Power Source Gen | 1557 | Philadelphia | MD | Baltimore City | GT3 | Petroleum Liquids | GT |  | S | 20.7 | 0.85 | 14.8 | 16 | 3 | N |  |  | N | IPP Non-CHP | 2 | X | DFO
Petroleum Liquids.DFO | petroleum | TRUE | 4161 | Constellation Power Source Gen | 1557 | Philadelphia | MD | Baltimore City | GT4 | Petroleum Liquids | GT |  | S | 20.7 | 0.85 | 14.8 | 16 | 3 | N |  |  | N | IPP Non-CHP | 2 | X | DFO
Petroleum Liquids.DFO | petroleum | TRUE | 56609 | Calpine Mid-Atlantic Generation LLC | 1563 | Crisfield | MD | Somerset | CRIS | Petroleum Liquids | IC |  | S | 2.9 | 0.8 | 2.6 | 2.6 | 2 | N |  |  | N | IPP Non-CHP | 2 | X | DFO
Petroleum Liquids.DFO | petroleum | TRUE | 56609 | Calpine Mid-Atlantic Generation LLC | 1563 | Crisfield | MD | Somerset | CRS2 | Petroleum Liquids | IC |  | S | 2.9 | 0.8 | 2.6 | 2.6 | 2 | N |  |  | N | IPP Non-CHP | 2 | X | DFO
Petroleum Liquids.DFO | petroleum | TRUE | 56609 | Calpine Mid-Atlantic Generation LLC | 1563 | Crisfield | MD | Somerset | CRS3 | Petroleum Liquids | IC |  | S | 2.9 | 0.8 | 2.6 | 2.6 | 2 | N |  |  | N | IPP Non-CHP | 2 | X | DFO
Petroleum Liquids.DFO | petroleum | TRUE | 56609 | Calpine Mid-Atlantic Generation LLC | 1563 | Crisfield | MD | Somerset | CRS4 | Petroleum Liquids | IC |  | S | 2.9 | 0.8 | 2.6 | 2.6 | 2 | N |  |  | N | IPP Non-CHP | 2 | X | DFO
Petroleum Liquids.DFO | petroleum | TRUE | 19830 | NRG Vienna Operations Inc | 1564 | Vienna Operations | MD | Dorchester | 10 | Petroleum Liquids | GT |  | W | 18.6 | 0.85 | 14.3 | 14.3 | 14 | N |  |  | N | IPP Non-CHP | 2 | X | DFO
Petroleum Liquids.RFO | petroleum | TRUE | 19830 | NRG Vienna Operations Inc | 1564 | Vienna Operations | MD | Dorchester | 8 | Petroleum Liquids | ST |  | W | 162 | 0.9 | 153 | 153 | 55 | N |  |  | N | IPP Non-CHP | 2 | X | RFO | DFO
Conventional Hydroelectric.WAT | hydro | TRUE | 54679 | BP Piney & Deep Creek LLC | 1567 | Deep Creek | MD | Garrett | 1 | Conventional Hydroelectric | HY |  | S | 10 | 0.8 | 9 | 9 | 5 | N |  |  | N | IPP Non-CHP | 2 | X | WAT
Conventional Hydroelectric.WAT | hydro | TRUE | 54679 | BP Piney & Deep Creek LLC | 1567 | Deep Creek | MD | Garrett | 2 | Conventional Hydroelectric | HY |  | S | 10 | 0.8 | 9 | 9 | 5 | N |  |  | N | IPP Non-CHP | 2 | X | WAT
Natural Gas Steam Turbine.NG | natural gas steam turbine | TRUE | 12653 | Lanyard Power Holdings, LLC | 1571 | Chalk Point Power | MD | Prince Georges | 3 | Natural Gas Steam Turbine | ST |  | W | 659 | 0.9 | 595 | 614 | 582 | N |  |  | N | IPP Non-CHP | 2 | X | NG
Natural Gas Steam Turbine.NG | natural gas steam turbine | TRUE | 12653 | Lanyard Power Holdings, LLC | 1571 | Chalk Point Power | MD | Prince Georges | 4 | Natural Gas Steam Turbine | ST |  | W | 659 | 0.9 | 585.3 | 598.2 | 582 | N |  |  | N | IPP Non-CHP | 2 | X | NG
Petroleum Liquids.DFO | petroleum | TRUE | 12653 | Lanyard Power Holdings, LLC | 1571 | Chalk Point Power | MD | Prince Georges | GT2 | Petroleum Liquids | GT |  | W | 35 | 0.9 | 24 | 26 | 5 | N |  |  | N | IPP Non-CHP | 2 | X | DFO
Natural Gas Fired Combustion Turbine.NG | natural gas peaker | TRUE | 12653 | Lanyard Power Holdings, LLC | 1571 | Chalk Point Power | MD | Prince Georges | GT3 | Natural Gas Fired Combustion Turbine | GT |  | W | 103 | 0.85 | 86 | 100 | 33 | N |  |  | N | IPP Non-CHP | 2 | X | NG | DFO
Natural Gas Fired Combustion Turbine.NG | natural gas peaker | TRUE | 12653 | Lanyard Power Holdings, LLC | 1571 | Chalk Point Power | MD | Prince Georges | GT4 | Natural Gas Fired Combustion Turbine | GT |  | W | 103 | 0.85 | 86 | 100 | 33 | N |  |  | N | IPP Non-CHP | 2 | X | NG | DFO
Natural Gas Fired Combustion Turbine.NG | natural gas peaker | TRUE | 12653 | Lanyard Power Holdings, LLC | 1571 | Chalk Point Power | MD | Prince Georges | GT5 | Natural Gas Fired Combustion Turbine | GT |  | W | 125 | 0.9 | 109 | 123 | 65 | N |  |  | N | IPP Non-CHP | 2 | X | NG | DFO
Natural Gas Fired Combustion Turbine.NG | natural gas peaker | TRUE | 12653 | Lanyard Power Holdings, LLC | 1571 | Chalk Point Power | MD | Prince Georges | GT6 | Natural Gas Fired Combustion Turbine | GT |  | W | 125 | 0.9 | 109 | 126 | 65 | N |  |  | N | IPP Non-CHP | 2 | X | NG | DFO
Natural Gas Fired Combustion Turbine.NG | natural gas peaker | TRUE | 12653 | Lanyard Power Holdings, LLC | 1572 | Dickerson Power | MD | Montgomery | GT2 | Natural Gas Fired Combustion Turbine | GT |  | W | 163 | 0.9 | 147 | 167 | 40 | N |  |  | N | IPP Non-CHP | 2 | X | NG | DFO
Natural Gas Fired Combustion Turbine.NG | natural gas peaker | TRUE | 12653 | Lanyard Power Holdings, LLC | 1572 | Dickerson Power | MD | Montgomery | GT3 | Natural Gas Fired Combustion Turbine | GT |  | W | 163 | 0.9 | 147 | 167 | 40 | N |  |  | N | IPP Non-CHP | 2 | X | NG | DFO
Petroleum Liquids.DFO | petroleum | TRUE | 12653 | Lanyard Power Holdings, LLC | 1573 | Morgantown Generating Plant | MD | Charles | 3 | Petroleum Liquids | GT |  | S | 65 | 0.9 | 54 | 59 | 20 | N |  |  | N | IPP Non-CHP | 2 | X | DFO
Petroleum Liquids.DFO | petroleum | TRUE | 12653 | Lanyard Power Holdings, LLC | 1573 | Morgantown Generating Plant | MD | Charles | 4 | Petroleum Liquids | GT |  | S | 65 | 0.9 | 54 | 59 | 20 | N |  |  | N | IPP Non-CHP | 2 | X | DFO
Petroleum Liquids.DFO | petroleum | TRUE | 12653 | Lanyard Power Holdings, LLC | 1573 | Morgantown Generating Plant | MD | Charles | 5 | Petroleum Liquids | GT |  | S | 65 | 0.9 | 54 | 59 | 20 | N |  |  | N | IPP Non-CHP | 2 | X | DFO
Petroleum Liquids.DFO | petroleum | TRUE | 12653 | Lanyard Power Holdings, LLC | 1573 | Morgantown Generating Plant | MD | Charles | 6 | Petroleum Liquids | GT |  | S | 65 | 0.9 | 54 | 59 | 20 | N |  |  | N | IPP Non-CHP | 2 | X | DFO
Conventional Hydroelectric.WAT | hydro | TRUE | 6035 | Exelon Power | 1574 | Conowingo | MD | Harford | 1 | Conventional Hydroelectric | HY |  | S | 45 | 0.9 | 48 | 48 | 5 | N |  |  | N | IPP Non-CHP | 2 | X | WAT
Conventional Hydroelectric.WAT | hydro | TRUE | 6035 | Exelon Power | 1574 | Conowingo | MD | Harford | 10 | Conventional Hydroelectric | HY |  | S | 55.6 | 0.9 | 65 | 65 | 30 | N |  |  | N | IPP Non-CHP | 2 | X | WAT
Conventional Hydroelectric.WAT | hydro | TRUE | 6035 | Exelon Power | 1574 | Conowingo | MD | Harford | 11 | Conventional Hydroelectric | HY |  | S | 55.6 | 0.9 | 65 | 65 | 30 | N |  |  | N | IPP Non-CHP | 2 | X | WAT
Conventional Hydroelectric.WAT | hydro | TRUE | 6035 | Exelon Power | 1574 | Conowingo | MD | Harford | 2 | Conventional Hydroelectric | HY |  | S | 36 | 0.9 | 36 | 36 | 5 | N |  |  | N | IPP Non-CHP | 2 | X | WAT
Conventional Hydroelectric.WAT | hydro | TRUE | 6035 | Exelon Power | 1574 | Conowingo | MD | Harford | 3 | Conventional Hydroelectric | HY |  | S | 48 | 0.9 | 48 | 48 | 5 | N |  |  | N | IPP Non-CHP | 2 | X | WAT
Conventional Hydroelectric.WAT | hydro | TRUE | 6035 | Exelon Power | 1574 | Conowingo | MD | Harford | 4 | Conventional Hydroelectric | HY |  | S | 47.7 | 0.9 | 48 | 48 | 5 | N |  |  | N | IPP Non-CHP | 2 | X | WAT
Conventional Hydroelectric.WAT | hydro | TRUE | 6035 | Exelon Power | 1574 | Conowingo | MD | Harford | 5 | Conventional Hydroelectric | HY |  | S | 36 | 0.9 | 36 | 36 | 5 | N |  |  | N | IPP Non-CHP | 2 | X | WAT
Conventional Hydroelectric.WAT | hydro | TRUE | 6035 | Exelon Power | 1574 | Conowingo | MD | Harford | 6 | Conventional Hydroelectric | HY |  | S | 47.7 | 0.9 | 48 | 48 | 5 | N |  |  | N | IPP Non-CHP | 2 | X | WAT
Conventional Hydroelectric.WAT | hydro | TRUE | 6035 | Exelon Power | 1574 | Conowingo | MD | Harford | 7 | Conventional Hydroelectric | HY |  | S | 48 | 0.9 | 48 | 48 | 5 | N |  |  | N | IPP Non-CHP | 2 | X | WAT
Conventional Hydroelectric.WAT | hydro | TRUE | 6035 | Exelon Power | 1574 | Conowingo | MD | Harford | 8 | Conventional Hydroelectric | HY |  | S | 55.6 | 0.9 | 65 | 65 | 30 | N |  |  | N | IPP Non-CHP | 2 | X | WAT
Conventional Hydroelectric.WAT | hydro | TRUE | 6035 | Exelon Power | 1574 | Conowingo | MD | Harford | 9 | Conventional Hydroelectric | HY |  | S | 55.6 | 0.9 | 65 | 65 | 30 | N |  |  | N | IPP Non-CHP | 2 | X | WAT
Petroleum Liquids.DFO | petroleum | TRUE | 5625 | Easton Utilities Comm | 1580 | Easton | MD | Talbot | 10 | Petroleum Liquids | IC |  | S | 3.5 | 0.8 | 3.5 | 3.5 | 0 | N |  |  | N | Electric Utility | 1 | X | DFO
Petroleum Liquids.DFO | petroleum | TRUE | 5625 | Easton Utilities Comm | 1580 | Easton | MD | Talbot | 101 | Petroleum Liquids | IC |  | S | 1.5 | 0.8 | 1.5 | 1.5 | 0 | N |  |  | N | Electric Utility | 1 | X | DFO
Petroleum Liquids.DFO | petroleum | TRUE | 5625 | Easton Utilities Comm | 1580 | Easton | MD | Talbot | 102 | Petroleum Liquids | IC |  | S | 1.5 | 0.8 | 1.5 | 1.5 | 0 | N |  |  | N | Electric Utility | 1 | X | DFO
Petroleum Liquids.DFO | petroleum | TRUE | 5625 | Easton Utilities Comm | 1580 | Easton | MD | Talbot | 11 | Petroleum Liquids | IC |  | S | 3.8 | 0.8 | 3.6 | 3.6 | 0 | N |  |  | N | Electric Utility | 1 | X | DFO
Petroleum Liquids.DFO | petroleum | TRUE | 5625 | Easton Utilities Comm | 1580 | Easton | MD | Talbot | 12 | Petroleum Liquids | IC |  | S | 4.1 | 0.8 | 4.1 | 4.1 | 0 | N |  |  | N | Electric Utility | 1 | X | DFO
Petroleum Liquids.DFO | petroleum | TRUE | 5625 | Easton Utilities Comm | 1580 | Easton | MD | Talbot | 13 | Petroleum Liquids | IC |  | S | 5.6 | 0.8 | 5.6 | 5.6 | 0 | N |  |  | N | Electric Utility | 1 | X | DFO
Petroleum Liquids.DFO | petroleum | TRUE | 5625 | Easton Utilities Comm | 1580 | Easton | MD | Talbot | 14 | Petroleum Liquids | IC |  | S | 5.6 | 0.8 | 5.6 | 5.6 | 0 | N |  |  | N | Electric Utility | 1 | X | DFO
Petroleum Liquids.DFO | petroleum | TRUE | 5625 | Easton Utilities Comm | 1580 | Easton | MD | Talbot | 7 | Petroleum Liquids | IC |  | S | 2.5 | 0.8 | 2 | 2 | 0 | N |  |  | N | Electric Utility | 1 | X | DFO
Petroleum Liquids.DFO | petroleum | TRUE | 5625 | Easton Utilities Comm | 1580 | Easton | MD | Talbot | 8 | Petroleum Liquids | IC |  | S | 2.5 | 0.8 | 2 | 2 | 0 | N |  |  | N | Electric Utility | 1 | X | DFO
Petroleum Liquids.DFO | petroleum | TRUE | 5625 | Easton Utilities Comm | 1580 | Easton | MD | Talbot | 9 | Petroleum Liquids | IC |  | S | 3 | 0.8 | 2.5 | 2.5 | 0 | N |  |  | N | Electric Utility | 1 | X | DFO
Petroleum Liquids.DFO | petroleum | TRUE | 6035 | Exelon Power | 1586 | Exelon Framingham LLC | MA | Norfolk | GT1 | Petroleum Liquids | GT |  | S | 14.2 | 0.85 | 10.1 | 14.2 | 5 | N |  |  | N | IPP Non-CHP | 2 | X | DFO
Petroleum Liquids.DFO | petroleum | TRUE | 6035 | Exelon Power | 1586 | Exelon Framingham LLC | MA | Norfolk | GT2 | Petroleum Liquids | GT |  | S | 14.2 | 0.85 | 9.8 | 14.7 | 5 | N |  |  | N | IPP Non-CHP | 2 | X | DFO
Petroleum Liquids.DFO | petroleum | TRUE | 6035 | Exelon Power | 1586 | Exelon Framingham LLC | MA | Norfolk | GT3 | Petroleum Liquids | GT |  | S | 14.2 | 0.85 | 10.7 | 15.3 | 5 | N |  |  | N | IPP Non-CHP | 2 | X | DFO
Natural Gas Fired Combined Cycle.NG | natural gas combined cycle | TRUE | 49965 | Constellation Mystic Power LLC | 1588 | Mystic Generating Station | MA | Middlesex | GT81 | Natural Gas Fired Combined Cycle | CT | G941 | S | 278.6 | 0.85 | 228.8 | 268.1 | 140 | N | 6 | 2024 | N | IPP Non-CHP | 2 | X | NG
Natural Gas Fired Combined Cycle.NG | natural gas combined cycle | TRUE | 49965 | Constellation Mystic Power LLC | 1588 | Mystic Generating Station | MA | Middlesex | GT82 | Natural Gas Fired Combined Cycle | CT | G941 | S | 278.6 | 0.85 | 230 | 270.6 | 140 | N | 6 | 2024 | N | IPP Non-CHP | 2 | X | NG
Natural Gas Fired Combined Cycle.NG | natural gas combined cycle | TRUE | 49965 | Constellation Mystic Power LLC | 1588 | Mystic Generating Station | MA | Middlesex | GT93 | Natural Gas Fired Combined Cycle | CT | G942 | S | 278.6 | 0.85 | 231.1 | 275.8 | 140 | N | 6 | 2024 | N | IPP Non-CHP | 2 | X | NG
Natural Gas Fired Combined Cycle.NG | natural gas combined cycle | TRUE | 49965 | Constellation Mystic Power LLC | 1588 | Mystic Generating Station | MA | Middlesex | GT94 | Natural Gas Fired Combined Cycle | CT | G942 | S | 278.6 | 0.85 | 232.2 | 275.4 | 140 | N | 6 | 2024 | N | IPP Non-CHP | 2 | X | NG
Natural Gas Fired Combined Cycle.NG | natural gas combined cycle | TRUE | 49965 | Constellation Mystic Power LLC | 1588 | Mystic Generating Station | MA | Middlesex | ST85 | Natural Gas Fired Combined Cycle | CA | G941 | S | 315 | 0.85 | 244.6 | 300.8 | 75 | N | 6 | 2024 | N | IPP Non-CHP | 2 | X | NG
Natural Gas Fired Combined Cycle.NG | natural gas combined cycle | TRUE | 49965 | Constellation Mystic Power LLC | 1588 | Mystic Generating Station | MA | Middlesex | ST96 | Natural Gas Fired Combined Cycle | CA | G942 | S | 315 | 0.85 | 246.7 | 300.8 | 75 | N | 6 | 2024 | N | IPP Non-CHP | 2 | X | NG
Petroleum Liquids.DFO | petroleum | TRUE | 6035 | Exelon Power | 1592 | Exelon Medway LLC | MA | Norfolk | GT1 | Petroleum Liquids | GT |  | S | 45 | 0.85 | 42 | 64 | 20 | N |  |  | N | IPP Non-CHP | 2 | X | DFO
Petroleum Liquids.DFO | petroleum | TRUE | 6035 | Exelon Power | 1592 | Exelon Medway LLC | MA | Norfolk | GT2 | Petroleum Liquids | GT |  | S | 45 | 0.85 | 39.8 | 61.6 | 20 | N |  |  | N | IPP Non-CHP | 2 | X | DFO
Petroleum Liquids.DFO | petroleum | TRUE | 6035 | Exelon Power | 1592 | Exelon Medway LLC | MA | Norfolk | GT3 | Petroleum Liquids | GT |  | S | 45 | 0.85 | 42 | 62.4 | 20 | N |  |  | N | IPP Non-CHP | 2 | X | DFO
Natural Gas Fired Combined Cycle.NG | natural gas combined cycle | TRUE | 59528 | Kendall Green Energy, LLC | 1595 | Kendall Square Station | MA | Middlesex | 3 | Natural Gas Fired Combined Cycle | CA | CC1 | S | 27.2 | 0.8 | 22.9 | 22.9 | 14 | N |  |  | Y | IPP CHP | 3 | T | NG
Natural Gas Fired Combined Cycle.NG | natural gas combined cycle | TRUE | 59528 | Kendall Green Energy, LLC | 1595 | Kendall Square Station | MA | Middlesex | GEN4 | Natural Gas Fired Combined Cycle | CT | CC1 | S | 186.2 | 0.85 | 183.1 | 187.4 | 90 | N |  |  | Y | IPP CHP | 3 | T | NG | DFO
Petroleum Liquids.DFO | petroleum | TRUE | 59528 | Kendall Green Energy, LLC | 1595 | Kendall Square Station | MA | Middlesex | JET1 | Petroleum Liquids | GT |  | S | 21.3 | 0.85 | 18 | 23 | 14 | N |  |  | N | IPP CHP | 3 | X | DFO
Petroleum Liquids.DFO | petroleum | TRUE | 64488 | Vineyard Reliability LLC | 1597 | Oak Bluffs Diesel Generating Facility | MA | Dukes | UN1 | Petroleum Liquids | IC |  | S | 2.7 | 0.8 | 2.8 | 2.8 | 2 | N |  |  | N | IPP Non-CHP | 2 | X | DFO
Petroleum Liquids.DFO | petroleum | TRUE | 64488 | Vineyard Reliability LLC | 1597 | Oak Bluffs Diesel Generating Facility | MA | Dukes | UN2 | Petroleum Liquids | IC |  | S | 2.7 | 0.8 | 2.8 | 2.8 | 2 | N |  |  | N | IPP Non-CHP | 2 | X | DFO
Petroleum Liquids.DFO | petroleum | TRUE | 64488 | Vineyard Reliability LLC | 1597 | Oak Bluffs Diesel Generating Facility | MA | Dukes | UN3 | Petroleum Liquids | IC |  | S | 2.7 | 0.8 | 2.8 | 2.8 | 2 | N |  |  | N | IPP Non-CHP | 2 | X | DFO
Petroleum Liquids.RFO | petroleum | TRUE | 61708 | Canal Generating LLC | 1599 | Canal | MA | Barnstable | 1 | Petroleum Liquids | ST |  | W | 585 | 0.925 | 560 | 567 | 200 | N |  |  | N | IPP Non-CHP | 2 | X | RFO | DFO
Petroleum Liquids.RFO | petroleum | TRUE | 61708 | Canal Generating LLC | 1599 | Canal | MA | Barnstable | 2 | Petroleum Liquids | ST |  | W | 580 | 0.95 | 558.8 | 562 | 170 | N |  |  | N | IPP Non-CHP | 2 | X | RFO | NG | DFO
Natural Gas Fired Combustion Turbine.NG | natural gas peaker | TRUE | 61708 | Canal Generating LLC | 1599 | Canal | MA | Barnstable | 3 | Natural Gas Fired Combustion Turbine | GT |  | W | 330 | 0.85 | 330 | 367.7 | 103 | N |  |  | N | IPP Non-CHP | 2 | X | NG | DFO
Conventional Hydroelectric.WAT | hydro | TRUE | 8776 | City of Holyoke Gas and Electric Dept. | 1603 | Boatlock | MA | Hampden | 1 | Conventional Hydroelectric | HY |  | S | 0.7 | 0.9 | 0.7 | 0.7 | 0.3 | N |  |  | N | Electric Utility | 1 | X | WAT
Conventional Hydroelectric.WAT | hydro | TRUE | 8776 | City of Holyoke Gas and Electric Dept. | 1603 | Boatlock | MA | Hampden | 2 | Conventional Hydroelectric | HY |  | S | 1.2 | 0.8 | 1.5 | 1.5 | 0.8 | N |  |  | N | Electric Utility | 1 | X | WAT
Conventional Hydroelectric.WAT | hydro | TRUE | 8776 | City of Holyoke Gas and Electric Dept. | 1603 | Boatlock | MA | Hampden | 3 | Conventional Hydroelectric | HY |  | S | 1.2 | 0.8 | 1.2 | 1.2 | 0.8 | N |  |  | N | Electric Utility | 1 | X | WAT
Conventional Hydroelectric.WAT | hydro | TRUE | 8776 | City of Holyoke Gas and Electric Dept. | 1604 | Chemical | MA | Hampden | 1 | Conventional Hydroelectric | HY |  | S | 0.8 | 0.8 | 0.8 | 0.8 | 0.3 | N |  |  | N | Electric Utility | 1 | X | WAT
Conventional Hydroelectric.WAT | hydro | TRUE | 8776 | City of Holyoke Gas and Electric Dept. | 1604 | Chemical | MA | Hampden | 2 | Conventional Hydroelectric | HY |  | S | 0.8 | 0.8 | 0.8 | 0.8 | 0.3 | N |  |  | N | Electric Utility | 1 | X | WAT
Conventional Hydroelectric.WAT | hydro | TRUE | 8776 | City of Holyoke Gas and Electric Dept. | 1605 | Hadley Falls | MA | Hampden | 1 | Conventional Hydroelectric | HY |  | S | 17.6 | 0.8 | 18.1 | 18.1 | 5 | N |  |  | N | Electric Utility | 1 | X | WAT
Conventional Hydroelectric.WAT | hydro | TRUE | 8776 | City of Holyoke Gas and Electric Dept. | 1605 | Hadley Falls | MA | Hampden | 2 | Conventional Hydroelectric | HY |  | S | 15.8 | 0.9 | 15 | 15 | 10 | N |  |  | N | Electric Utility | 1 | X | WAT
Conventional Hydroelectric.WAT | hydro | TRUE | 8776 | City of Holyoke Gas and Electric Dept. | 1607 | Riverside Holyoke | MA | Hampden | 4 | Conventional Hydroelectric | HY |  | S | 0.8 | 0.8 | 0.8 | 0.8 | 0.4 | N |  |  | N | Electric Utility | 1 | X | WAT
Conventional Hydroelectric.WAT | hydro | TRUE | 8776 | City of Holyoke Gas and Electric Dept. | 1607 | Riverside Holyoke | MA | Hampden | 5 | Conventional Hydroelectric | HY |  | S | 0.6 | 0.8 | 0.6 | 0.6 | 0.4 | N |  |  | N | Electric Utility | 1 | X | WAT
Conventional Hydroelectric.WAT | hydro | TRUE | 8776 | City of Holyoke Gas and Electric Dept. | 1607 | Riverside Holyoke | MA | Hampden | 7 | Conventional Hydroelectric | HY |  | S | 1.5 | 0.8 | 1.5 | 1.5 | 0.9 | N |  |  | N | Electric Utility | 1 | X | WAT
Conventional Hydroelectric.WAT | hydro | TRUE | 8776 | City of Holyoke Gas and Electric Dept. | 1607 | Riverside Holyoke | MA | Hampden | 8 | Conventional Hydroelectric | HY |  | S | 4 | 0.8 | 4 | 4 | 2.7 | N |  |  | N | Electric Utility | 1 | X | WAT
Petroleum Liquids.DFO | petroleum | TRUE | 13206 | Nantucket Electric Co | 1615 | Nantucket Hybrid | MA | Nantucket | 18 | Petroleum Liquids | GT |  | W | 15.4 | 0.8 | 13.5 | 15.4 | 7.3 | N |  |  | N | Electric Utility | 1 | X | DFO
Petroleum Liquids.DFO | petroleum | TRUE | 13206 | Nantucket Electric Co | 1615 | Nantucket Hybrid | MA | Nantucket | 19 | Petroleum Liquids | IC |  | W | 1 | 0.8 | 1 | 1 | 0.1 | N |  |  | N | Electric Utility | 1 | X | DFO
Batteries.MWH | battery storage | 0 | 13206 | Nantucket Electric Co | 1615 | Nantucket Hybrid | MA | Nantucket | 20 | Batteries | BA |  | W | 6 |  | 6 | 6 | 0.1 | N |  |  | N | Electric Utility | 1 | X | MWH
Conventional Hydroelectric.WAT | hydro | TRUE | 61122 | Great River Hydro, LLC | 1620 | Deerfield 5 | MA | Berkshire | GEN1 | Conventional Hydroelectric | HY |  | S | 17.5 | 0.9 | 13.9 | 13.9 | 6.5 | N |  |  | N | IPP Non-CHP | 2 | X | WAT
Conventional Hydroelectric.WAT | hydro | TRUE | 58185 | FirstLight Power Resources, Inc. - MA | 1629 | Cabot | MA | Franklin | 1 | Conventional Hydroelectric | HY |  | S | 10.3 | 0.8 | 10.3 | 10.3 | 3 | N |  |  | N | IPP Non-CHP | 2 | X | WAT
Conventional Hydroelectric.WAT | hydro | TRUE | 58185 | FirstLight Power Resources, Inc. - MA | 1629 | Cabot | MA | Franklin | 2 | Conventional Hydroelectric | HY |  | S | 10.3 | 0.8 | 10.3 | 10.3 | 3 | N |  |  | N | IPP Non-CHP | 2 | X | WAT
Conventional Hydroelectric.WAT | hydro | TRUE | 58185 | FirstLight Power Resources, Inc. - MA | 1629 | Cabot | MA | Franklin | 3 | Conventional Hydroelectric | HY |  | S | 10.3 | 0.8 | 10.3 | 10.3 | 3 | N |  |  | N | IPP Non-CHP | 2 | X | WAT
Conventional Hydroelectric.WAT | hydro | TRUE | 58185 | FirstLight Power Resources, Inc. - MA | 1629 | Cabot | MA | Franklin | 4 | Conventional Hydroelectric | HY |  | S | 10.3 | 0.8 | 10.3 | 10.3 | 3 | N |  |  | N | IPP Non-CHP | 2 | X | WAT
Conventional Hydroelectric.WAT | hydro | TRUE | 58185 | FirstLight Power Resources, Inc. - MA | 1629 | Cabot | MA | Franklin | 5 | Conventional Hydroelectric | HY |  | S | 10.3 | 0.8 | 10.3 | 10.3 | 9 | N |  |  | N | IPP Non-CHP | 2 | X | WAT
Conventional Hydroelectric.WAT | hydro | TRUE | 58185 | FirstLight Power Resources, Inc. - MA | 1629 | Cabot | MA | Franklin | 6 | Conventional Hydroelectric | HY |  | S | 10.3 | 0.8 | 10.3 | 10.3 | 9 | N |  |  | N | IPP Non-CHP | 2 | X | WAT
Conventional Hydroelectric.WAT | hydro | TRUE | 8776 | City of Holyoke Gas and Electric Dept. | 1630 | Cobble Mountain | MA | Hampden | 1 | Conventional Hydroelectric | HY |  | W | 13 | 0.8 | 12.9 | 13 | 3 | N |  |  | N | Electric Utility | 1 | X | WAT
Conventional Hydroelectric.WAT | hydro | TRUE | 8776 | City of Holyoke Gas and Electric Dept. | 1630 | Cobble Mountain | MA | Hampden | 2 | Conventional Hydroelectric | HY |  | W | 7 | 0.8 | 6.8 | 6.9 | 1 | N |  |  | N | Electric Utility | 1 | X | WAT
Conventional Hydroelectric.WAT | hydro | TRUE | 8776 | City of Holyoke Gas and Electric Dept. | 1630 | Cobble Mountain | MA | Hampden | 3 | Conventional Hydroelectric | HY |  | W | 13 | 0.8 | 12.9 | 13 | 3 | N |  |  | N | Electric Utility | 1 | X | WAT
Conventional Hydroelectric.WAT | hydro | TRUE | 61350 | Central Rivers Power MA, LLC | 1634 | Gardners Falls | MA | Franklin | GF2 | Conventional Hydroelectric | HY |  | S | 0.4 | 0.8 | 0.4 | 0.4 | 0.4 | N |  |  | N | IPP Non-CHP | 2 | X | WAT
Conventional Hydroelectric.WAT | hydro | TRUE | 61350 | Central Rivers Power MA, LLC | 1634 | Gardners Falls | MA | Franklin | GF3 | Conventional Hydroelectric | HY |  | S | 0.9 | 0.8 | 0.9 | 0.9 | 0.8 | N |  |  | N | IPP Non-CHP | 2 | X | WAT
Conventional Hydroelectric.WAT | hydro | TRUE | 61350 | Central Rivers Power MA, LLC | 1634 | Gardners Falls | MA | Franklin | GF4 | Conventional Hydroelectric | HY |  | S | 0.9 | 0.8 | 0.9 | 0.9 | 0.8 | N |  |  | N | IPP Non-CHP | 2 | X | WAT
Conventional Hydroelectric.WAT | hydro | TRUE | 61350 | Central Rivers Power MA, LLC | 1634 | Gardners Falls | MA | Franklin | GF5 | Conventional Hydroelectric | HY |  | S | 1.3 | 0.8 | 1.3 | 1.3 | 1 | N |  |  | N | IPP Non-CHP | 2 | X | WAT
Conventional Hydroelectric.WAT | hydro | TRUE | 61350 | Central Rivers Power MA, LLC | 1637 | Putts Bridge | MA | Hampden | PB2 | Conventional Hydroelectric | HY |  | S | 1.6 | 0.8 | 1.6 | 1.6 | 0.5 | N |  |  | N | IPP Non-CHP | 2 | X | WAT
Conventional Hydroelectric.WAT | hydro | TRUE | 61350 | Central Rivers Power MA, LLC | 1637 | Putts Bridge | MA | Hampden | PB3 | Conventional Hydroelectric | HY |  | S | 1.6 | 0.8 | 1.6 | 1.6 | 0.5 | N |  |  | N | IPP Non-CHP | 2 | X | WAT
Conventional Hydroelectric.WAT | hydro | TRUE | 61350 | Central Rivers Power MA, LLC | 1638 | Redbridge | MA | Hampden | RB3 | Conventional Hydroelectric | HY |  | S | 1.8 | 0.8 | 1.8 | 1.8 | 0.5 | N |  |  | N | IPP Non-CHP | 2 | X | WAT
Conventional Hydroelectric.WAT | hydro | TRUE | 61350 | Central Rivers Power MA, LLC | 1638 | Redbridge | MA | Hampden | RB4 | Conventional Hydroelectric | HY |  | S | 1.8 | 0.8 | 1.8 | 1.8 | 0.5 | N |  |  | N | IPP Non-CHP | 2 | X | WAT
Natural Gas Fired Combined Cycle.NG | natural gas combined cycle | TRUE | 2144 | Town of Braintree - (MA) | 1660 | Potter Station 2 | MA | Norfolk | CC2 | Natural Gas Fired Combined Cycle | CT | POT2 | J | 76 | 0.9 | 62.6 | 77.6 | 37 | N |  |  | N | Electric Utility | 1 | X | NG | DFO
Natural Gas Fired Combined Cycle.NG | natural gas combined cycle | TRUE | 2144 | Town of Braintree - (MA) | 1660 | Potter Station 2 | MA | Norfolk | CC3 | Natural Gas Fired Combined Cycle | CA | POT2 | J | 25 | 0.9 | 15.5 | 18.5 | 8 | N |  |  | N | Electric Utility | 1 | X | NG | DFO
Natural Gas Fired Combustion Turbine.NG | natural gas peaker | TRUE | 2144 | Town of Braintree - (MA) | 1660 | Potter Station 2 | MA | Norfolk | WAT1 | Natural Gas Fired Combustion Turbine | GT |  | S | 58 | 0.85 | 52.6 | 57.4 | 28 | N |  |  | N | Electric Utility | 1 | X | NG | DFO
Natural Gas Fired Combustion Turbine.NG | natural gas peaker | TRUE | 2144 | Town of Braintree - (MA) | 1660 | Potter Station 2 | MA | Norfolk | WAT2 | Natural Gas Fired Combustion Turbine | GT |  | S | 58 | 0.85 | 52.6 | 57.4 | 28 | N |  |  | N | Electric Utility | 1 | X | NG | DFO
Natural Gas Internal Combustion Engine.NG | natural gas peaker | TRUE | 9442 | Town of Ipswich - (MA) | 1670 | High Street Station | MA | Essex | 1 | Natural Gas Internal Combustion Engine | IC |  | S | 1.2 | 0.8 | 1.2 | 1.3 | 0.7 | N |  |  | N | Electric Utility | 1 | X | NG | DFO
Natural Gas Internal Combustion Engine.NG | natural gas peaker | TRUE | 9442 | Town of Ipswich - (MA) | 1670 | High Street Station | MA | Essex | 10 | Natural Gas Internal Combustion Engine | IC |  | S | 1.2 | 0.8 | 1.2 | 1.3 | 0.7 | N |  |  | N | Electric Utility | 1 | X | NG | DFO
Natural Gas Internal Combustion Engine.NG | natural gas peaker | TRUE | 9442 | Town of Ipswich - (MA) | 1670 | High Street Station | MA | Essex | 11 | Natural Gas Internal Combustion Engine | IC |  | S | 1.2 | 0.8 | 1.2 | 1.1 | 0.7 | N |  |  | N | Electric Utility | 1 | X | NG | DFO
Natural Gas Internal Combustion Engine.NG | natural gas peaker | TRUE | 9442 | Town of Ipswich - (MA) | 1670 | High Street Station | MA | Essex | 12 | Natural Gas Internal Combustion Engine | IC |  | S | 1.2 | 0.8 | 1.2 | 1.3 | 0.7 | N |  |  | N | Electric Utility | 1 | X | NG | DFO
Natural Gas Internal Combustion Engine.NG | natural gas peaker | TRUE | 9442 | Town of Ipswich - (MA) | 1670 | High Street Station | MA | Essex | 2 | Natural Gas Internal Combustion Engine | IC |  | S | 1.3 | 0.8 | 1.3 | 1.3 | 0.7 | N |  |  | N | Electric Utility | 1 | X | NG | DFO
Natural Gas Internal Combustion Engine.NG | natural gas peaker | TRUE | 9442 | Town of Ipswich - (MA) | 1670 | High Street Station | MA | Essex | 6 | Natural Gas Internal Combustion Engine | IC |  | S | 1.1 | 0.8 | 1.2 | 1.2 | 0.7 | N |  |  | N | Electric Utility | 1 | X | NG | DFO
Petroleum Liquids.DFO | petroleum | TRUE | 9442 | Town of Ipswich - (MA) | 1670 | High Street Station | MA | Essex | 7 | Petroleum Liquids | IC |  | S | 1.3 | 0.8 | 1.3 | 1.4 | 0.7 | N |  |  | N | Electric Utility | 1 | X | DFO
Petroleum Liquids.DFO | petroleum | TRUE | 9442 | Town of Ipswich - (MA) | 1670 | High Street Station | MA | Essex | 8 | Petroleum Liquids | IC |  | S | 1.1 | 0.8 | 1.1 | 1.1 | 0.7 | N |  |  | N | Electric Utility | 1 | X | DFO
Natural Gas Internal Combustion Engine.NG | natural gas peaker | TRUE | 9442 | Town of Ipswich - (MA) | 1670 | High Street Station | MA | Essex | 9 | Natural Gas Internal Combustion Engine | IC |  | S | 1.3 | 0.8 | 1.3 | 1.3 | 0.7 | N |  |  | N | Electric Utility | 1 | X | NG | DFO
Natural Gas Fired Combustion Turbine.NG | natural gas peaker | TRUE | 14605 | City of Peabody - (MA) | 1678 | Waters River | MA | Essex | 1 | Natural Gas Fired Combustion Turbine | GT |  | S | 21.3 | 0.85 | 16 | 22 | 15 | N | 6 | 2026 | N | Electric Utility | 1 | X | NG | DFO
Natural Gas Fired Combustion Turbine.NG | natural gas peaker | TRUE | 14605 | City of Peabody - (MA) | 1678 | Waters River | MA | Essex | 2 | Natural Gas Fired Combustion Turbine | GT |  | S | 43.6 | 0.95 | 30 | 44 | 20 | N |  |  | N | Electric Utility | 1 | X | NG | DFO
Natural Gas Fired Combined Cycle.NG | natural gas combined cycle | TRUE | 18488 | City of Taunton | 1682 | Cleary Flood Hybrid | MA | Bristol | 9A | Natural Gas Fired Combined Cycle | CT | CC1 | J | 23 | 0.9 | 18 | 21.4 | 3 | N |  |  | N | Electric Utility | 1 | X | NG | DFO
Batteries.MWH | battery storage | 0 | 18488 | City of Taunton | 1682 | Cleary Flood Hybrid | MA | Bristol | BS1 | Batteries | BA |  | S | 3 |  | 2.9 | 3 | 0.1 | N |  |  | N | Electric Utility | 1 | X | MWH
Natural Gas Fired Combined Cycle.NG | natural gas combined cycle | TRUE | 18488 | City of Taunton | 1682 | Cleary Flood Hybrid | MA | Bristol | CA9 | Natural Gas Fired Combined Cycle | CA | CC1 | J | 95 | 0.9 | 85 | 87 | 70 | N |  |  | N | Electric Utility | 1 | X | NG | DFO
Conventional Hydroelectric.WAT | hydro | TRUE | 4254 | Consumers Energy Co | 1693 | Alcona | MI | Alcona | 1 | Conventional Hydroelectric | HY |  | S | 4 | 0.9 | 1.4 | 1.5 | 0 | N |  |  | N | Electric Utility | 1 | X | WAT
Conventional Hydroelectric.WAT | hydro | TRUE | 4254 | Consumers Energy Co | 1693 | Alcona | MI | Alcona | 2 | Conventional Hydroelectric | HY |  | S | 4 | 0.9 | 1.4 | 1.5 | 0 | N |  |  | N | Electric Utility | 1 | X | WAT
Conventional Hydroelectric.WAT | hydro | TRUE | 4254 | Consumers Energy Co | 1694 | Allegan Dam | MI | Allegan | 1 | Conventional Hydroelectric | HY |  | S | 0.5 | 0.8 | 0.3 | 0.3 | 0 | N |  |  | N | Electric Utility | 1 | X | WAT
Conventional Hydroelectric.WAT | hydro | TRUE | 4254 | Consumers Energy Co | 1694 | Allegan Dam | MI | Allegan | 2 | Conventional Hydroelectric | HY |  | S | 0.9 | 0.8 | 0.5 | 0.6 | 0 | N |  |  | N | Electric Utility | 1 | X | WAT
Conventional Hydroelectric.WAT | hydro | TRUE | 4254 | Consumers Energy Co | 1694 | Allegan Dam | MI | Allegan | 3 | Conventional Hydroelectric | HY |  | S | 1.2 | 0.8 | 0.6 | 0.7 | 0 | N |  |  | N | Electric Utility | 1 | X | WAT
Conventional Hydroelectric.WAT | hydro | TRUE | 4254 | Consumers Energy Co | 1698 | C W Tippy | MI | Manistee | 1 | Conventional Hydroelectric | HY |  | S | 6.7 | 0.95 | 2.1 | 2.2 | 0 | N |  |  | N | Electric Utility | 1 | X | WAT
Conventional Hydroelectric.WAT | hydro | TRUE | 4254 | Consumers Energy Co | 1698 | C W Tippy | MI | Manistee | 2 | Conventional Hydroelectric | HY |  | S | 6.7 | 0.95 | 2.1 | 2.2 | 0 | N |  |  | N | Electric Utility | 1 | X | WAT
Conventional Hydroelectric.WAT | hydro | TRUE | 4254 | Consumers Energy Co | 1698 | C W Tippy | MI | Manistee | 3 | Conventional Hydroelectric | HY |  | S | 6.7 | 0.95 | 2.1 | 2.2 | 0 | N |  |  | N | Electric Utility | 1 | X | WAT
Conventional Hydroelectric.WAT | hydro | TRUE | 4254 | Consumers Energy Co | 1700 | Cooke | MI | Iosco | 1 | Conventional Hydroelectric | HY |  | S | 3 | 0.9 | 1.6 | 1.5 | 0 | N |  |  | N | Electric Utility | 1 | X | WAT
Conventional Hydroelectric.WAT | hydro | TRUE | 4254 | Consumers Energy Co | 1700 | Cooke | MI | Iosco | 2 | Conventional Hydroelectric | HY |  | S | 3 | 0.9 | 2.9 | 3 | 0 | N |  |  | N | Electric Utility | 1 | X | WAT
Conventional Hydroelectric.WAT | hydro | TRUE | 4254 | Consumers Energy Co | 1700 | Cooke | MI | Iosco | 3 | Conventional Hydroelectric | HY |  | S | 3 | 0.9 | 2.8 | 2.9 | 0 | N |  |  | N | Electric Utility | 1 | X | WAT
Conventional Hydroelectric.WAT | hydro | TRUE | 4254 | Consumers Energy Co | 1701 | Croton | MI | Newaygo | 1 | Conventional Hydroelectric | HY |  | S | 3 | 0.8 | 1.2 | 1.5 | 0 | N |  |  | N | Electric Utility | 1 | X | WAT
Conventional Hydroelectric.WAT | hydro | TRUE | 4254 | Consumers Energy Co | 1701 | Croton | MI | Newaygo | 2 | Conventional Hydroelectric | HY |  | S | 3 | 0.8 | 1.2 | 1.5 | 0 | N |  |  | N | Electric Utility | 1 | X | WAT
Conventional Hydroelectric.WAT | hydro | TRUE | 4254 | Consumers Energy Co | 1701 | Croton | MI | Newaygo | 3 | Conventional Hydroelectric | HY |  | S | 1.4 | 1 | 0.5 | 0.7 | 0 | N |  |  | N | Electric Utility | 1 | X | WAT
Conventional Hydroelectric.WAT | hydro | TRUE | 4254 | Consumers Energy Co | 1701 | Croton | MI | Newaygo | 4 | Conventional Hydroelectric | HY |  | S | 1.5 | 0.9 | 0.6 | 0.8 | 0 | N |  |  | N | Electric Utility | 1 | X | WAT
Conventional Steam Coal.SUB | hard coal | TRUE | 4254 | Consumers Energy Co | 1702 | Dan E Karn | MI | Bay | 1A | Conventional Steam Coal | ST | G381 | S | 136 | 0.85 | 127.5 | 127.5 | 70 | N | 5 | 2023 | N | Electric Utility | 1 | X | SUB | BIT
Conventional Steam Coal.SUB | hard coal | TRUE | 4254 | Consumers Energy Co | 1702 | Dan E Karn | MI | Bay | 1B | Conventional Steam Coal | ST | G381 | S | 136 | 0.85 | 127.5 | 127.5 | 70 | N | 5 | 2023 | N | Electric Utility | 1 | X | SUB | BIT
Conventional Steam Coal.SUB | hard coal | TRUE | 4254 | Consumers Energy Co | 1702 | Dan E Karn | MI | Bay | 2A | Conventional Steam Coal | ST | G382 | S | 136 | 0.85 | 117.1 | 117.1 | 65 | N | 5 | 2023 | N | Electric Utility | 1 | X | SUB | BIT
Conventional Steam Coal.SUB | hard coal | TRUE | 4254 | Consumers Energy Co | 1702 | Dan E Karn | MI | Bay | 2B | Conventional Steam Coal | ST | G382 | S | 136 | 0.85 | 117.1 | 117.1 | 65 | N | 5 | 2023 | N | Electric Utility | 1 | X | SUB | BIT
Natural Gas Steam Turbine.NG | natural gas steam turbine | TRUE | 4254 | Consumers Energy Co | 1702 | Dan E Karn | MI | Bay | 3 | Natural Gas Steam Turbine | ST |  | S | 692.5 | 0.85 | 593.5 | 617.3 | 60 | N |  |  | N | Electric Utility | 1 | X | NG | RFO | DFO
Natural Gas Steam Turbine.NG | natural gas steam turbine | TRUE | 4254 | Consumers Energy Co | 1702 | Dan E Karn | MI | Bay | 4 | Natural Gas Steam Turbine | ST |  | S | 709.8 | 0.85 | 606.3 | 629.5 | 60 | N |  |  | N | Electric Utility | 1 | X | NG | RFO | DFO
Conventional Hydroelectric.WAT | hydro | TRUE | 4254 | Consumers Energy Co | 1704 | Five Channels | MI | Iosco | 1 | Conventional Hydroelectric | HY |  | S | 3 | 0.8 | 3 | 3.1 | 0 | N |  |  | N | Electric Utility | 1 | X | WAT
Conventional Hydroelectric.WAT | hydro | TRUE | 4254 | Consumers Energy Co | 1704 | Five Channels | MI | Iosco | 2 | Conventional Hydroelectric | HY |  | S | 3 | 0.9 | 2.9 | 3 | 0 | N |  |  | N | Electric Utility | 1 | X | WAT
Conventional Hydroelectric.WAT | hydro | TRUE | 4254 | Consumers Energy Co | 1705 | Foote | MI | Iosco | 1 | Conventional Hydroelectric | HY |  | S | 3 | 0.9 | 1 | 1.1 | 0 | N |  |  | N | Electric Utility | 1 | X | WAT
Conventional Hydroelectric.WAT | hydro | TRUE | 4254 | Consumers Energy Co | 1705 | Foote | MI | Iosco | 2 | Conventional Hydroelectric | HY |  | S | 3 | 0.9 | 1 | 1.1 | 0 | N |  |  | N | Electric Utility | 1 | X | WAT
Conventional Hydroelectric.WAT | hydro | TRUE | 4254 | Consumers Energy Co | 1705 | Foote | MI | Iosco | 3 | Conventional Hydroelectric | HY |  | S | 3 | 0.9 | 1 | 1.1 | 0 | N |  |  | N | Electric Utility | 1 | X | WAT
Conventional Hydroelectric.WAT | hydro | TRUE | 4254 | Consumers Energy Co | 1707 | Hardy | MI | Newaygo | 1 | Conventional Hydroelectric | HY |  | S | 10 | 0.8 | 10.6 | 10.4 | 0 | N |  |  | N | Electric Utility | 1 | X | WAT
Conventional Hydroelectric.WAT | hydro | TRUE | 4254 | Consumers Energy Co | 1707 | Hardy | MI | Newaygo | 2 | Conventional Hydroelectric | HY |  | S | 10 | 0.8 | 10.7 | 10.4 | 0 | N |  |  | N | Electric Utility | 1 | X | WAT
Conventional Hydroelectric.WAT | hydro | TRUE | 4254 | Consumers Energy Co | 1707 | Hardy | MI | Newaygo | 3 | Conventional Hydroelectric | HY |  | S | 11.5 | 0.8 | 12.1 | 11.9 | 0 | N |  |  | N | Electric Utility | 1 | X | WAT
Conventional Hydroelectric.WAT | hydro | TRUE | 4254 | Consumers Energy Co | 1708 | Hodenpyl | MI | Wexford | 1 | Conventional Hydroelectric | HY |  | S | 8.5 | 0.96 | 2.1 | 2.4 | 0 | N |  |  | N | Electric Utility | 1 | X | WAT
Conventional Hydroelectric.WAT | hydro | TRUE | 4254 | Consumers Energy Co | 1708 | Hodenpyl | MI | Wexford | 2 | Conventional Hydroelectric | HY |  | S | 8.5 | 0.96 | 2.1 | 2.4 | 0 | N |  |  | N | Electric Utility | 1 | X | WAT
Conventional Steam Coal.SUB | hard coal | TRUE | 4254 | Consumers Energy Co | 1710 | J H Campbell | MI | Ottawa | 1 | Conventional Steam Coal | ST |  | S | 265.2 | 0.85 | 260 | 260 | 100 | N | 5 | 2025 | N | Electric Utility | 1 | X | SUB
Conventional Steam Coal.SUB | hard coal | TRUE | 4254 | Consumers Energy Co | 1710 | J H Campbell | MI | Ottawa | 2 | Conventional Steam Coal | ST |  | S | 378.8 | 0.77 | 355.5 | 359.9 | 100 | N | 5 | 2025 | N | Electric Utility | 1 | X | SUB | BIT
Conventional Steam Coal.SUB | hard coal | TRUE | 4254 | Consumers Energy Co | 1710 | J H Campbell | MI | Ottawa | 3 | Conventional Steam Coal | ST |  | J | 916.8 | 0.86 | 784.6 | 785.3 | 350 | N | 5 | 2025 | N | Electric Utility | 1 | X | SUB
Conventional Hydroelectric.WAT | hydro | TRUE | 4254 | Consumers Energy Co | 1712 | Loud | MI | Iosco | 1 | Conventional Hydroelectric | HY |  | S | 2 | 0.9 | 2.4 | 2.5 | 0 | N |  |  | N | Electric Utility | 1 | X | WAT
Conventional Hydroelectric.WAT | hydro | TRUE | 4254 | Consumers Energy Co | 1712 | Loud | MI | Iosco | 2 | Conventional Hydroelectric | HY |  | S | 2 | 0.9 | 2.4 | 2.4 | 0 | N |  |  | N | Electric Utility | 1 | X | WAT
Hydroelectric Pumped Storage.WAT | other | TRUE | 4254 | Consumers Energy Co | 1713 | Ludington | MI | Mason | 1 | Hydroelectric Pumped Storage | PS |  | J | 329.8 | 0.85 | 362.9 | 346.2 | 240 | N |  |  | N | Electric Utility | 1 | X | WAT
Hydroelectric Pumped Storage.WAT | other | TRUE | 4254 | Consumers Energy Co | 1713 | Ludington | MI | Mason | 2 | Hydroelectric Pumped Storage | PS |  | J | 329.8 | 0.85 | 363.3 | 346.1 | 240 | N |  |  | N | Electric Utility | 1 | X | WAT
Hydroelectric Pumped Storage.WAT | other | TRUE | 4254 | Consumers Energy Co | 1713 | Ludington | MI | Mason | 3 | Hydroelectric Pumped Storage | PS |  | J | 329.8 | 0.85 | 363.7 | 348 | 240 | Y |  |  | N | Electric Utility | 1 | X | WAT
Hydroelectric Pumped Storage.WAT | other | TRUE | 4254 | Consumers Energy Co | 1713 | Ludington | MI | Mason | 4 | Hydroelectric Pumped Storage | PS |  | J | 329.8 | 0.85 | 369.2 | 345.6 | 240 | N |  |  | N | Electric Utility | 1 | X | WAT
Hydroelectric Pumped Storage.WAT | other | TRUE | 4254 | Consumers Energy Co | 1713 | Ludington | MI | Mason | 5 | Hydroelectric Pumped Storage | PS |  | J | 329.8 | 0.85 | 363 | 346.2 | 240 | N |  |  | N | Electric Utility | 1 | X | WAT
Hydroelectric Pumped Storage.WAT | other | TRUE | 4254 | Consumers Energy Co | 1713 | Ludington | MI | Mason | 6 | Hydroelectric Pumped Storage | PS |  | J | 329.8 | 0.85 | 363.5 | 346.2 | 240 | N |  |  | N | Electric Utility | 1 | X | WAT
Conventional Hydroelectric.WAT | hydro | TRUE | 4254 | Consumers Energy Co | 1714 | Mio | MI | Oscoda | 1 | Conventional Hydroelectric | HY |  | S | 2.5 | 0.9 | 0.8 | 0.8 | 0 | N |  |  | N | Electric Utility | 1 | X | WAT
Conventional Hydroelectric.WAT | hydro | TRUE | 4254 | Consumers Energy Co | 1714 | Mio | MI | Oscoda | 2 | Conventional Hydroelectric | HY |  | S | 2.5 | 0.9 | 0.8 | 0.8 | 0 | N |  |  | N | Electric Utility | 1 | X | WAT
Conventional Hydroelectric.WAT | hydro | TRUE | 4254 | Consumers Energy Co | 1716 | Rogers | MI | Mecosta | 1 | Conventional Hydroelectric | HY |  | S | 1.7 | 0.9 | 0.6 | 0.8 | 0 | N |  |  | N | Electric Utility | 1 | X | WAT
Conventional Hydroelectric.WAT | hydro | TRUE | 4254 | Consumers Energy Co | 1716 | Rogers | MI | Mecosta | 2 | Conventional Hydroelectric | HY |  | S | 1.7 | 0.9 | 0.6 | 0.8 | 0 | N |  |  | N | Electric Utility | 1 | X | WAT
Conventional Hydroelectric.WAT | hydro | TRUE | 4254 | Consumers Energy Co | 1716 | Rogers | MI | Mecosta | 3 | Conventional Hydroelectric | HY |  | S | 1.7 | 0.9 | 0.6 | 0.8 | 0 | N |  |  | N | Electric Utility | 1 | X | WAT
Conventional Hydroelectric.WAT | hydro | TRUE | 4254 | Consumers Energy Co | 1716 | Rogers | MI | Mecosta | 4 | Conventional Hydroelectric | HY |  | S | 1.7 | 0.9 | 0.6 | 0.8 | 0 | N |  |  | N | Electric Utility | 1 | X | WAT
Conventional Hydroelectric.WAT | hydro | TRUE | 4254 | Consumers Energy Co | 1722 | Webber | MI | Ionia | 1 | Conventional Hydroelectric | HY |  | S | 3.3 | 1 | 0.9 | 1.3 | 0 | N |  |  | N | Electric Utility | 1 | X | WAT
Conventional Hydroelectric.WAT | hydro | TRUE | 4254 | Consumers Energy Co | 1722 | Webber | MI | Ionia | 2 | Conventional Hydroelectric | HY |  | S | 1 | 0.8 | 0.3 | 0.4 | 0 | N |  |  | N | Electric Utility | 1 | X | WAT
Petroleum Liquids.DFO | petroleum | TRUE | 5109 | DTE Electric Company | 1725 | Colfax | MI | Livingston | 1 | Petroleum Liquids | IC |  | S | 2.7 | 0.8 | 2 | 2 | 0.6 | N |  |  | N | Electric Utility | 1 | X | DFO
Petroleum Liquids.DFO | petroleum | TRUE | 5109 | DTE Electric Company | 1725 | Colfax | MI | Livingston | 2 | Petroleum Liquids | IC |  | S | 2.7 | 0.8 | 3 | 3 | 0.6 | N |  |  | N | Electric Utility | 1 | X | DFO
Petroleum Liquids.DFO | petroleum | TRUE | 5109 | DTE Electric Company | 1725 | Colfax | MI | Livingston | 3 | Petroleum Liquids | IC |  | S | 2.7 | 0.8 | 3 | 3 | 0.6 | N |  |  | N | Electric Utility | 1 | X | DFO
Petroleum Liquids.DFO | petroleum | TRUE | 5109 | DTE Electric Company | 1725 | Colfax | MI | Livingston | 4 | Petroleum Liquids | IC |  | S | 2.7 | 0.8 | 3 | 3 | 0.6 | N |  |  | N | Electric Utility | 1 | X | DFO
Petroleum Liquids.DFO | petroleum | TRUE | 5109 | DTE Electric Company | 1725 | Colfax | MI | Livingston | 5 | Petroleum Liquids | IC |  | S | 2.7 | 0.8 | 3 | 3 | 0.6 | N |  |  | N | Electric Utility | 1 | X | DFO
Natural Gas Fired Combustion Turbine.NG | natural gas peaker | TRUE | 5109 | DTE Electric Company | 1728 | Delray | MI | Wayne | 11-1 | Natural Gas Fired Combustion Turbine | GT |  | S | 71.1 | 0.97 | 64 | 80 | 35 | N |  |  | N | Electric Utility | 1 | X | NG
Natural Gas Fired Combustion Turbine.NG | natural gas peaker | TRUE | 5109 | DTE Electric Company | 1728 | Delray | MI | Wayne | 12-1 | Natural Gas Fired Combustion Turbine | GT |  | S | 71.1 | 0.85 | 63 | 79 | 35 | N |  |  | N | Electric Utility | 1 | X | NG
Nuclear.NUC | nuclear | TRUE | 5109 | DTE Electric Company | 1729 | Fermi | MI | Monroe | 2 | Nuclear | ST |  | S | 1217 | 0.9 | 1141 | 1161 | 690 | N |  |  | N | Electric Utility | 1 | X | NUC
Petroleum Liquids.DFO | petroleum | TRUE | 5109 | DTE Electric Company | 1729 | Fermi | MI | Monroe | 3 | Petroleum Liquids | GT |  | S | 16 | 0.85 | 13 | 19 | 4 | N |  |  | N | Electric Utility | 1 | X | DFO
Petroleum Liquids.DFO | petroleum | TRUE | 5109 | DTE Electric Company | 1729 | Fermi | MI | Monroe | 4 | Petroleum Liquids | GT |  | S | 16 | 0.85 | 12 | 18 | 4 | N |  |  | N | Electric Utility | 1 | X | DFO
Petroleum Liquids.DFO | petroleum | TRUE | 5109 | DTE Electric Company | 1729 | Fermi | MI | Monroe | GT1 | Petroleum Liquids | GT |  | S | 16 | 0.85 | 13 | 19 | 4 | N |  |  | N | Electric Utility | 1 | X | DFO
Petroleum Liquids.DFO | petroleum | TRUE | 5109 | DTE Electric Company | 1729 | Fermi | MI | Monroe | GT2 | Petroleum Liquids | GT |  | S | 16 | 0.85 | 13 | 19 | 4 | N |  |  | N | Electric Utility | 1 | X | DFO
Natural Gas Fired Combustion Turbine.NG | natural gas peaker | TRUE | 5109 | DTE Electric Company | 1730 | Hancock | MI | Oakland | 1 | Natural Gas Fired Combustion Turbine | GT |  | S | 19 | 0.85 | 11 | 18 | 3 | N |  |  | N | Electric Utility | 1 | X | NG
Natural Gas Fired Combustion Turbine.NG | natural gas peaker | TRUE | 5109 | DTE Electric Company | 1730 | Hancock | MI | Oakland | 3 | Natural Gas Fired Combustion Turbine | GT |  | S | 19 | 0.85 | 17 | 22 | 3 | N |  |  | N | Electric Utility | 1 | X | NG
Natural Gas Fired Combustion Turbine.NG | natural gas peaker | TRUE | 5109 | DTE Electric Company | 1730 | Hancock | MI | Oakland | 5 | Natural Gas Fired Combustion Turbine | GT |  | S | 41.8 | 0.9 | 32 | 42 | 4 | N |  |  | N | Electric Utility | 1 | X | NG
Natural Gas Fired Combustion Turbine.NG | natural gas peaker | TRUE | 5109 | DTE Electric Company | 1730 | Hancock | MI | Oakland | 6 | Natural Gas Fired Combustion Turbine | GT |  | S | 41.8 | 0.9 | 33 | 42 | 4 | N |  |  | N | Electric Utility | 1 | X | NG
Conventional Steam Coal.RC | hard coal | TRUE | 5109 | DTE Electric Company | 1733 | Monroe (MI) | MI | Monroe | 1 | Conventional Steam Coal | ST |  | S | 817.2 | 0.9 | 758 | 758 | 280 | N |  |  | N | Electric Utility | 1 | X | RC | PC | DFO | BIT | SUB
Conventional Steam Coal.RC | hard coal | TRUE | 5109 | DTE Electric Company | 1733 | Monroe (MI) | MI | Monroe | 2 | Conventional Steam Coal | ST |  | S | 822.6 | 0.95 | 773 | 783 | 280 | N |  |  | N | Electric Utility | 1 | X | RC | PC | DFO | BIT | SUB
Conventional Steam Coal.RC | hard coal | TRUE | 5109 | DTE Electric Company | 1733 | Monroe (MI) | MI | Monroe | 3 | Conventional Steam Coal | ST |  | S | 822.6 | 0.9 | 773 | 783 | 280 | N |  |  | N | Electric Utility | 1 | X | RC | PC | DFO | BIT | SUB
Conventional Steam Coal.RC | hard coal | TRUE | 5109 | DTE Electric Company | 1733 | Monroe (MI) | MI | Monroe | 4 | Conventional Steam Coal | ST |  | S | 817.2 | 0.95 | 762 | 762 | 280 | N |  |  | N | Electric Utility | 1 | X | RC | PC | DFO | BIT | SUB
Petroleum Liquids.DFO | petroleum | TRUE | 5109 | DTE Electric Company | 1733 | Monroe (MI) | MI | Monroe | IC1 | Petroleum Liquids | IC |  | S | 2.7 | 0.8 | 2 | 2 | 0.6 | N |  |  | N | Electric Utility | 1 | X | DFO
Petroleum Liquids.DFO | petroleum | TRUE | 5109 | DTE Electric Company | 1733 | Monroe (MI) | MI | Monroe | IC2 | Petroleum Liquids | IC |  | S | 2.7 | 0.8 | 3 | 3 | 0.6 | N |  |  | N | Electric Utility | 1 | X | DFO
Petroleum Liquids.DFO | petroleum | TRUE | 5109 | DTE Electric Company | 1733 | Monroe (MI) | MI | Monroe | IC3 | Petroleum Liquids | IC |  | S | 2.7 | 0.8 | 3 | 3 | 0.6 | N |  |  | N | Electric Utility | 1 | X | DFO
Petroleum Liquids.DFO | petroleum | TRUE | 5109 | DTE Electric Company | 1733 | Monroe (MI) | MI | Monroe | IC4 | Petroleum Liquids | IC |  | S | 2.7 | 0.8 | 3 | 3 | 0.6 | N |  |  | N | Electric Utility | 1 | X | DFO
Petroleum Liquids.DFO | petroleum | TRUE | 5109 | DTE Electric Company | 1733 | Monroe (MI) | MI | Monroe | IC5 | Petroleum Liquids | IC |  | S | 2.7 | 0.8 | 3 | 3 | 0.6 | N |  |  | N | Electric Utility | 1 | X | DFO
Natural Gas Fired Combustion Turbine.NG | natural gas peaker | TRUE | 5109 | DTE Electric Company | 1734 | Northeast (MI) | MI | Macomb | 1 | Natural Gas Fired Combustion Turbine | GT |  | S | 16 | 0.85 | 15 | 20 | 7 | N |  |  | N | Electric Utility | 1 | X | NG
Natural Gas Fired Combustion Turbine.NG | natural gas peaker | TRUE | 5109 | DTE Electric Company | 1734 | Northeast (MI) | MI | Macomb | 2 | Natural Gas Fired Combustion Turbine | GT |  | S | 16 | 0.85 | 15 | 20 | 6.5 | N |  |  | N | Electric Utility | 1 | X | NG
Natural Gas Fired Combustion Turbine.NG | natural gas peaker | TRUE | 5109 | DTE Electric Company | 1734 | Northeast (MI) | MI | Macomb | 3 | Natural Gas Fired Combustion Turbine | GT |  | S | 16 | 0.85 | 14 | 20 | 6.5 | N |  |  | N | Electric Utility | 1 | X | NG
Natural Gas Fired Combustion Turbine.NG | natural gas peaker | TRUE | 5109 | DTE Electric Company | 1734 | Northeast (MI) | MI | Macomb | 4 | Natural Gas Fired Combustion Turbine | GT |  | S | 16 | 0.85 | 15 | 20 | 6.5 | N |  |  | N | Electric Utility | 1 | X | NG
Natural Gas Fired Combustion Turbine.NG | natural gas peaker | TRUE | 5109 | DTE Electric Company | 1734 | Northeast (MI) | MI | Macomb | 5 | Natural Gas Fired Combustion Turbine | GT |  | S | 23.4 | 0.85 | 18 | 24 | 8 | N |  |  | N | Electric Utility | 1 | X | NG | DFO
Petroleum Liquids.DFO | petroleum | TRUE | 5109 | DTE Electric Company | 1734 | Northeast (MI) | MI | Macomb | 6 | Petroleum Liquids | GT |  | S | 21.2 | 0.85 | 19 | 23 | 8 | N |  |  | N | Electric Utility | 1 | X | DFO
Petroleum Liquids.DFO | petroleum | TRUE | 5109 | DTE Electric Company | 1734 | Northeast (MI) | MI | Macomb | 7 | Petroleum Liquids | GT |  | S | 21.2 | 0.85 | 20 | 23 | 8 | N |  |  | N | Electric Utility | 1 | X | DFO
Petroleum Liquids.DFO | petroleum | TRUE | 5109 | DTE Electric Company | 1735 | Oliver | MI | Huron | 1 | Petroleum Liquids | IC |  | S | 2.7 | 0.8 | 2 | 2 | 0.6 | N |  |  | N | Electric Utility | 1 | X | DFO
Petroleum Liquids.DFO | petroleum | TRUE | 5109 | DTE Electric Company | 1735 | Oliver | MI | Huron | 2 | Petroleum Liquids | IC |  | S | 2.7 | 0.8 | 3 | 3 | 0.6 | N |  |  | N | Electric Utility | 1 | X | DFO
Petroleum Liquids.DFO | petroleum | TRUE | 5109 | DTE Electric Company | 1735 | Oliver | MI | Huron | 3 | Petroleum Liquids | IC |  | S | 2.7 | 0.8 | 3 | 3 | 0.6 | N |  |  | N | Electric Utility | 1 | X | DFO
Petroleum Liquids.DFO | petroleum | TRUE | 5109 | DTE Electric Company | 1735 | Oliver | MI | Huron | 4 | Petroleum Liquids | IC |  | S | 2.7 | 0.8 | 3 | 3 | 0.6 | N |  |  | N | Electric Utility | 1 | X | DFO
Petroleum Liquids.DFO | petroleum | TRUE | 5109 | DTE Electric Company | 1735 | Oliver | MI | Huron | 5 | Petroleum Liquids | IC |  | S | 2.7 | 0.8 | 3 | 3 | 0.6 | N |  |  | N | Electric Utility | 1 | X | DFO
Petroleum Liquids.DFO | petroleum | TRUE | 5109 | DTE Electric Company | 1737 | Placid 12 | MI | Oakland | 1 | Petroleum Liquids | IC |  | S | 2.7 | 0.8 | 2 | 2 | 0.6 | N |  |  | N | Electric Utility | 1 | X | DFO
Petroleum Liquids.DFO | petroleum | TRUE | 5109 | DTE Electric Company | 1737 | Placid 12 | MI | Oakland | 2 | Petroleum Liquids | IC |  | S | 2.7 | 0.8 | 3 | 3 | 0.6 | N |  |  | N | Electric Utility | 1 | X | DFO
Petroleum Liquids.DFO | petroleum | TRUE | 5109 | DTE Electric Company | 1737 | Placid 12 | MI | Oakland | 3 | Petroleum Liquids | IC |  | S | 2.7 | 0.8 | 3 | 3 | 0.6 | N |  |  | N | Electric Utility | 1 | X | DFO
Petroleum Liquids.DFO | petroleum | TRUE | 5109 | DTE Electric Company | 1737 | Placid 12 | MI | Oakland | 4 | Petroleum Liquids | IC |  | S | 2.7 | 0.8 | 3 | 3 | 0.6 | N |  |  | N | Electric Utility | 1 | X | DFO
Petroleum Liquids.DFO | petroleum | TRUE | 5109 | DTE Electric Company | 1737 | Placid 12 | MI | Oakland | 5 | Petroleum Liquids | IC |  | S | 2.7 | 0.8 | 3 | 3 | 0.6 | N |  |  | N | Electric Utility | 1 | X | DFO
Petroleum Liquids.DFO | petroleum | TRUE | 5109 | DTE Electric Company | 1739 | Putnam (MI) | MI | Oakland | 1 | Petroleum Liquids | IC |  | S | 2.7 | 0.8 | 2 | 2 | 0.6 | N |  |  | N | Electric Utility | 1 | X | DFO
Petroleum Liquids.DFO | petroleum | TRUE | 5109 | DTE Electric Company | 1739 | Putnam (MI) | MI | Oakland | 2 | Petroleum Liquids | IC |  | S | 2.7 | 0.8 | 3 | 3 | 0.6 | N |  |  | N | Electric Utility | 1 | X | DFO
Petroleum Liquids.DFO | petroleum | TRUE | 5109 | DTE Electric Company | 1739 | Putnam (MI) | MI | Oakland | 3 | Petroleum Liquids | IC |  | S | 2.7 | 0.8 | 3 | 3 | 0.6 | N |  |  | N | Electric Utility | 1 | X | DFO
Petroleum Liquids.DFO | petroleum | TRUE | 5109 | DTE Electric Company | 1739 | Putnam (MI) | MI | Oakland | 4 | Petroleum Liquids | IC |  | S | 2.7 | 0.8 | 3 | 3 | 0.6 | N |  |  | N | Electric Utility | 1 | X | DFO
Petroleum Liquids.DFO | petroleum | TRUE | 5109 | DTE Electric Company | 1739 | Putnam (MI) | MI | Oakland | 5 | Petroleum Liquids | IC |  | S | 2.7 | 0.8 | 3 | 3 | 0.6 | N |  |  | N | Electric Utility | 1 | X | DFO
Petroleum Liquids.DFO | petroleum | TRUE | 5109 | DTE Electric Company | 1740 | River Rouge | MI | Wayne | IC1 | Petroleum Liquids | IC |  | S | 2.7 | 0.8 | 2 | 2 | 0.8 | N |  |  | N | Electric Utility | 1 | X | DFO
Petroleum Liquids.DFO | petroleum | TRUE | 5109 | DTE Electric Company | 1740 | River Rouge | MI | Wayne | IC2 | Petroleum Liquids | IC |  | S | 2.7 | 0.8 | 3 | 3 | 0.8 | N |  |  | N | Electric Utility | 1 | X | DFO
Petroleum Liquids.DFO | petroleum | TRUE | 5109 | DTE Electric Company | 1740 | River Rouge | MI | Wayne | IC3 | Petroleum Liquids | IC |  | S | 2.7 | 0.8 | 3 | 3 | 0.8 | N |  |  | N | Electric Utility | 1 | X | DFO
Petroleum Liquids.DFO | petroleum | TRUE | 5109 | DTE Electric Company | 1740 | River Rouge | MI | Wayne | IC4 | Petroleum Liquids | IC |  | S | 2.7 | 0.8 | 3 | 3 | 0.8 | N |  |  | N | Electric Utility | 1 | X | DFO
Petroleum Liquids.DFO | petroleum | TRUE | 5109 | DTE Electric Company | 1741 | Slocum | MI | Wayne | 1 | Petroleum Liquids | IC |  | S | 2.7 | 0.8 | 2 | 2 | 0.6 | N |  |  | N | Electric Utility | 1 | X | DFO
Petroleum Liquids.DFO | petroleum | TRUE | 5109 | DTE Electric Company | 1741 | Slocum | MI | Wayne | 2 | Petroleum Liquids | IC |  | S | 2.7 | 0.8 | 3 | 3 | 0.6 | N |  |  | N | Electric Utility | 1 | X | DFO
Petroleum Liquids.DFO | petroleum | TRUE | 5109 | DTE Electric Company | 1741 | Slocum | MI | Wayne | 3 | Petroleum Liquids | IC |  | S | 2.7 | 0.8 | 3 | 3 | 0.6 | N |  |  | N | Electric Utility | 1 | X | DFO
Petroleum Liquids.DFO | petroleum | TRUE | 5109 | DTE Electric Company | 1741 | Slocum | MI | Wayne | 4 | Petroleum Liquids | IC |  | S | 2.7 | 0.8 | 3 | 3 | 0.6 | N |  |  | N | Electric Utility | 1 | X | DFO
Petroleum Liquids.DFO | petroleum | TRUE | 5109 | DTE Electric Company | 1741 | Slocum | MI | Wayne | 5 | Petroleum Liquids | IC |  | S | 2.7 | 0.8 | 3 | 3 | 0.6 | N |  |  | N | Electric Utility | 1 | X | DFO
Natural Gas Fired Combustion Turbine.NG | natural gas peaker | TRUE | 5109 | DTE Electric Company | 1743 | St Clair | MI | St Clair | 11 | Natural Gas Fired Combustion Turbine | GT |  | S | 18.5 | 0.85 | 19 | 23 | 3 | N |  |  | N | Electric Utility | 1 | X | NG | DFO
Petroleum Liquids.DFO | petroleum | TRUE | 5109 | DTE Electric Company | 1743 | St Clair | MI | St Clair | 12A | Petroleum Liquids | IC |  | S | 2.7 | 0.8 | 2 | 2 | 0.6 | N |  |  | N | Electric Utility | 1 | X | DFO
Petroleum Liquids.DFO | petroleum | TRUE | 5109 | DTE Electric Company | 1743 | St Clair | MI | St Clair | 12B | Petroleum Liquids | IC |  | S | 2.7 | 0.8 | 3 | 3 | 0.6 | N |  |  | N | Electric Utility | 1 | X | DFO
Petroleum Liquids.DFO | petroleum | TRUE | 5109 | DTE Electric Company | 1744 | Superior | MI | Washtenaw | 1 | Petroleum Liquids | GT |  | S | 16 | 0.85 | 13 | 19 | 5 | N |  |  | N | Electric Utility | 1 | X | DFO
Petroleum Liquids.DFO | petroleum | TRUE | 5109 | DTE Electric Company | 1744 | Superior | MI | Washtenaw | 2 | Petroleum Liquids | GT |  | S | 16 | 0.85 | 13 | 19 | 5 | N |  |  | N | Electric Utility | 1 | X | DFO
Petroleum Liquids.DFO | petroleum | TRUE | 5109 | DTE Electric Company | 1744 | Superior | MI | Washtenaw | 3 | Petroleum Liquids | GT |  | S | 16 | 0.85 | 12 | 18 | 5 | N |  |  | N | Electric Utility | 1 | X | DFO
Petroleum Liquids.DFO | petroleum | TRUE | 5109 | DTE Electric Company | 1744 | Superior | MI | Washtenaw | 4 | Petroleum Liquids | GT |  | S | 16 | 0.85 | 14 | 20 | 5 | N |  |  | N | Electric Utility | 1 | X | DFO
Petroleum Liquids.DFO | petroleum | TRUE | 5109 | DTE Electric Company | 1746 | Wilmot | MI | Tuscola | 1 | Petroleum Liquids | IC |  | S | 2.7 | 0.8 | 2 | 2 | 0.6 | N |  |  | N | Electric Utility | 1 | X | DFO
Petroleum Liquids.DFO | petroleum | TRUE | 5109 | DTE Electric Company | 1746 | Wilmot | MI | Tuscola | 2 | Petroleum Liquids | IC |  | S | 2.7 | 0.8 | 3 | 3 | 0.6 | N |  |  | N | Electric Utility | 1 | X | DFO
Petroleum Liquids.DFO | petroleum | TRUE | 5109 | DTE Electric Company | 1746 | Wilmot | MI | Tuscola | 3 | Petroleum Liquids | IC |  | S | 2.7 | 0.8 | 3 | 3 | 0.6 | N |  |  | N | Electric Utility | 1 | X | DFO
Petroleum Liquids.DFO | petroleum | TRUE | 5109 | DTE Electric Company | 1746 | Wilmot | MI | Tuscola | 4 | Petroleum Liquids | IC |  | S | 2.7 | 0.8 | 3 | 3 | 0.6 | N |  |  | N | Electric Utility | 1 | X | DFO
Petroleum Liquids.DFO | petroleum | TRUE | 5109 | DTE Electric Company | 1746 | Wilmot | MI | Tuscola | 5 | Petroleum Liquids | IC |  | S | 2.7 | 0.8 | 3 | 3 | 0.6 | N |  |  | N | Electric Utility | 1 | X | DFO
Petroleum Liquids.DFO | petroleum | TRUE | 3828 | Cloverland Electric Co-op | 1750 | Manistique | MI | Schoolcraft | 1 | Petroleum Liquids | IC |  | S | 2 | 0.9 | 2 | 2 | 2 | N |  |  | N | Electric Utility | 1 | X | DFO
Petroleum Liquids.DFO | petroleum | TRUE | 3828 | Cloverland Electric Co-op | 1750 | Manistique | MI | Schoolcraft | 2 | Petroleum Liquids | IC |  | S | 2.8 | 0.9 | 2.8 | 2.8 | 2.8 | N |  |  | N | Electric Utility | 1 | X | DFO
Conventional Hydroelectric.WAT | hydro | TRUE | 3828 | Cloverland Electric Co-op | 1751 | Edison Sault | MI | Chippewa | 10 | Conventional Hydroelectric | HY |  | S | 0.6 | 0.9 | 0.4 | 0.3 | 0.4 | N |  |  | N | Electric Utility | 1 | X | WAT
Conventional Hydroelectric.WAT | hydro | TRUE | 3828 | Cloverland Electric Co-op | 1751 | Edison Sault | MI | Chippewa | 11 | Conventional Hydroelectric | HY |  | S | 0.6 | 0.9 | 0.4 | 0.3 | 0.4 | N |  |  | N | Electric Utility | 1 | X | WAT
Conventional Hydroelectric.WAT | hydro | TRUE | 3828 | Cloverland Electric Co-op | 1751 | Edison Sault | MI | Chippewa | 12 | Conventional Hydroelectric | HY |  | S | 0.6 | 0.9 | 0.4 | 0.3 | 0.4 | N |  |  | N | Electric Utility | 1 | X | WAT
Conventional Hydroelectric.WAT | hydro | TRUE | 3828 | Cloverland Electric Co-op | 1751 | Edison Sault | MI | Chippewa | 13 | Conventional Hydroelectric | HY |  | S | 0.6 | 0.9 | 0.4 | 0.3 | 0.4 | N |  |  | N | Electric Utility | 1 | X | WAT
Conventional Hydroelectric.WAT | hydro | TRUE | 3828 | Cloverland Electric Co-op | 1751 | Edison Sault | MI | Chippewa | 14 | Conventional Hydroelectric | HY |  | S | 0.6 | 0.9 | 0.4 | 0.3 | 0.4 | N |  |  | N | Electric Utility | 1 | X | WAT
Conventional Hydroelectric.WAT | hydro | TRUE | 3828 | Cloverland Electric Co-op | 1751 | Edison Sault | MI | Chippewa | 15 | Conventional Hydroelectric | HY |  | S | 0.6 | 0.9 | 0.4 | 0.3 | 0.4 | N |  |  | N | Electric Utility | 1 | X | WAT
Conventional Hydroelectric.WAT | hydro | TRUE | 3828 | Cloverland Electric Co-op | 1751 | Edison Sault | MI | Chippewa | 16 | Conventional Hydroelectric | HY |  | S | 0.6 | 0.9 | 0.4 | 0.3 | 0.4 | N |  |  | N | Electric Utility | 1 | X | WAT
Conventional Hydroelectric.WAT | hydro | TRUE | 3828 | Cloverland Electric Co-op | 1751 | Edison Sault | MI | Chippewa | 17 | Conventional Hydroelectric | HY |  | S | 0.6 | 0.9 | 0.4 | 0.3 | 0.4 | N |  |  | N | Electric Utility | 1 | X | WAT
Conventional Hydroelectric.WAT | hydro | TRUE | 3828 | Cloverland Electric Co-op | 1751 | Edison Sault | MI | Chippewa | 18 | Conventional Hydroelectric | HY |  | S | 0.6 | 0.9 | 0.4 | 0.3 | 0.4 | N |  |  | N | Electric Utility | 1 | X | WAT
Conventional Hydroelectric.WAT | hydro | TRUE | 3828 | Cloverland Electric Co-op | 1751 | Edison Sault | MI | Chippewa | 19 | Conventional Hydroelectric | HY |  | S | 0.6 | 0.9 | 0.4 | 0.3 | 0.4 | N |  |  | N | Electric Utility | 1 | X | WAT
Conventional Hydroelectric.WAT | hydro | TRUE | 3828 | Cloverland Electric Co-op | 1751 | Edison Sault | MI | Chippewa | 20 | Conventional Hydroelectric | HY |  | S | 0.6 | 0.9 | 0.4 | 0.3 | 0.4 | N |  |  | N | Electric Utility | 1 | X | WAT
Conventional Hydroelectric.WAT | hydro | TRUE | 3828 | Cloverland Electric Co-op | 1751 | Edison Sault | MI | Chippewa | 21 | Conventional Hydroelectric | HY |  | S | 0.6 | 0.9 | 0.4 | 0.3 | 0.4 | N |  |  | N | Electric Utility | 1 | X | WAT
Conventional Hydroelectric.WAT | hydro | TRUE | 3828 | Cloverland Electric Co-op | 1751 | Edison Sault | MI | Chippewa | 22 | Conventional Hydroelectric | HY |  | S | 0.6 | 0.9 | 0.4 | 0.3 | 0.4 | N |  |  | N | Electric Utility | 1 | X | WAT
Conventional Hydroelectric.WAT | hydro | TRUE | 3828 | Cloverland Electric Co-op | 1751 | Edison Sault | MI | Chippewa | 23 | Conventional Hydroelectric | HY |  | S | 0.6 | 0.9 | 0.4 | 0.3 | 0.4 | N |  |  | N | Electric Utility | 1 | X | WAT
Conventional Hydroelectric.WAT | hydro | TRUE | 3828 | Cloverland Electric Co-op | 1751 | Edison Sault | MI | Chippewa | 24 | Conventional Hydroelectric | HY |  | S | 0.6 | 0.9 | 0.4 | 0.3 | 0.4 | N |  |  | N | Electric Utility | 1 | X | WAT
Conventional Hydroelectric.WAT | hydro | TRUE | 3828 | Cloverland Electric Co-op | 1751 | Edison Sault | MI | Chippewa | 25 | Conventional Hydroelectric | HY |  | S | 0.6 | 0.9 | 0.4 | 0.3 | 0.4 | N |  |  | N | Electric Utility | 1 | X | WAT
Conventional Hydroelectric.WAT | hydro | TRUE | 3828 | Cloverland Electric Co-op | 1751 | Edison Sault | MI | Chippewa | 26 | Conventional Hydroelectric | HY |  | S | 0.6 | 0.9 | 0.4 | 0.3 | 0.4 | N |  |  | N | Electric Utility | 1 | X | WAT
Conventional Hydroelectric.WAT | hydro | TRUE | 3828 | Cloverland Electric Co-op | 1751 | Edison Sault | MI | Chippewa | 27 | Conventional Hydroelectric | HY |  | S | 0.6 | 0.9 | 0.4 | 0.3 | 0.4 | N |  |  | N | Electric Utility | 1 | X | WAT
Conventional Hydroelectric.WAT | hydro | TRUE | 3828 | Cloverland Electric Co-op | 1751 | Edison Sault | MI | Chippewa | 28 | Conventional Hydroelectric | HY |  | S | 0.6 | 0.9 | 0.4 | 0.3 | 0.4 | N |  |  | N | Electric Utility | 1 | X | WAT
Conventional Hydroelectric.WAT | hydro | TRUE | 3828 | Cloverland Electric Co-op | 1751 | Edison Sault | MI | Chippewa | 29 | Conventional Hydroelectric | HY |  | S | 0.6 | 0.9 | 0.4 | 0.3 | 0.4 | N |  |  | N | Electric Utility | 1 | X | WAT
Conventional Hydroelectric.WAT | hydro | TRUE | 3828 | Cloverland Electric Co-op | 1751 | Edison Sault | MI | Chippewa | 30 | Conventional Hydroelectric | HY |  | S | 0.6 | 0.9 | 0.4 | 0.3 | 0.4 | N |  |  | N | Electric Utility | 1 | X | WAT
Conventional Hydroelectric.WAT | hydro | TRUE | 3828 | Cloverland Electric Co-op | 1751 | Edison Sault | MI | Chippewa | 31 | Conventional Hydroelectric | HY |  | S | 0.6 | 0.9 | 0.4 | 0.3 | 0.4 | N |  |  | N | Electric Utility | 1 | X | WAT
Conventional Hydroelectric.WAT | hydro | TRUE | 3828 | Cloverland Electric Co-op | 1751 | Edison Sault | MI | Chippewa | 32 | Conventional Hydroelectric | HY |  | S | 0.6 | 0.9 | 0.4 | 0.3 | 0.4 | N |  |  | N | Electric Utility | 1 | X | WAT
Conventional Hydroelectric.WAT | hydro | TRUE | 3828 | Cloverland Electric Co-op | 1751 | Edison Sault | MI | Chippewa | 33 | Conventional Hydroelectric | HY |  | S | 0.6 | 0.9 | 0.4 | 0.3 | 0.4 | N |  |  | N | Electric Utility | 1 | X | WAT
Conventional Hydroelectric.WAT | hydro | TRUE | 3828 | Cloverland Electric Co-op | 1751 | Edison Sault | MI | Chippewa | 34 | Conventional Hydroelectric | HY |  | S | 0.6 | 0.9 | 0.4 | 0.3 | 0.4 | N |  |  | N | Electric Utility | 1 | X | WAT
Conventional Hydroelectric.WAT | hydro | TRUE | 3828 | Cloverland Electric Co-op | 1751 | Edison Sault | MI | Chippewa | 35 | Conventional Hydroelectric | HY |  | S | 0.6 | 0.9 | 0.4 | 0.3 | 0.4 | N |  |  | N | Electric Utility | 1 | X | WAT
Conventional Hydroelectric.WAT | hydro | TRUE | 3828 | Cloverland Electric Co-op | 1751 | Edison Sault | MI | Chippewa | 36 | Conventional Hydroelectric | HY |  | S | 0.6 | 0.9 | 0.4 | 0.3 | 0.4 | N |  |  | N | Electric Utility | 1 | X | WAT
Conventional Hydroelectric.WAT | hydro | TRUE | 3828 | Cloverland Electric Co-op | 1751 | Edison Sault | MI | Chippewa | 37 | Conventional Hydroelectric | HY |  | S | 0.6 | 0.9 | 0.4 | 0.3 | 0.4 | N |  |  | N | Electric Utility | 1 | X | WAT
Conventional Hydroelectric.WAT | hydro | TRUE | 3828 | Cloverland Electric Co-op | 1751 | Edison Sault | MI | Chippewa | 38 | Conventional Hydroelectric | HY |  | S | 0.6 | 0.9 | 0.4 | 0.3 | 0.4 | N |  |  | N | Electric Utility | 1 | X | WAT
Conventional Hydroelectric.WAT | hydro | TRUE | 3828 | Cloverland Electric Co-op | 1751 | Edison Sault | MI | Chippewa | 39 | Conventional Hydroelectric | HY |  | S | 0.6 | 0.9 | 0.4 | 0.3 | 0.4 | N |  |  | N | Electric Utility | 1 | X | WAT
Conventional Hydroelectric.WAT | hydro | TRUE | 3828 | Cloverland Electric Co-op | 1751 | Edison Sault | MI | Chippewa | 40 | Conventional Hydroelectric | HY |  | S | 0.6 | 0.9 | 0.4 | 0.3 | 0.4 | N |  |  | N | Electric Utility | 1 | X | WAT
Conventional Hydroelectric.WAT | hydro | TRUE | 3828 | Cloverland Electric Co-op | 1751 | Edison Sault | MI | Chippewa | 41 | Conventional Hydroelectric | HY |  | S | 0.6 | 0.9 | 0.4 | 0.3 | 0.4 | N |  |  | N | Electric Utility | 1 | X | WAT
Conventional Hydroelectric.WAT | hydro | TRUE | 3828 | Cloverland Electric Co-op | 1751 | Edison Sault | MI | Chippewa | 42 | Conventional Hydroelectric | HY |  | S | 0.5 | 0.9 | 0.4 | 0.3 | 0.4 | N |  |  | N | Electric Utility | 1 | X | WAT
Conventional Hydroelectric.WAT | hydro | TRUE | 3828 | Cloverland Electric Co-op | 1751 | Edison Sault | MI | Chippewa | 45 | Conventional Hydroelectric | HY |  | S | 0.6 | 0.9 | 0.4 | 0.3 | 0.4 | N |  |  | N | Electric Utility | 1 | X | WAT
Conventional Hydroelectric.WAT | hydro | TRUE | 3828 | Cloverland Electric Co-op | 1751 | Edison Sault | MI | Chippewa | 46 | Conventional Hydroelectric | HY |  | S | 0.6 | 0.9 | 0.4 | 0.4 | 0.4 | N |  |  | N | Electric Utility | 1 | X | WAT
Conventional Hydroelectric.WAT | hydro | TRUE | 3828 | Cloverland Electric Co-op | 1751 | Edison Sault | MI | Chippewa | 47 | Conventional Hydroelectric | HY |  | S | 0.6 | 0.9 | 0.4 | 0.4 | 0.4 | N |  |  | N | Electric Utility | 1 | X | WAT
Conventional Hydroelectric.WAT | hydro | TRUE | 3828 | Cloverland Electric Co-op | 1751 | Edison Sault | MI | Chippewa | 48 | Conventional Hydroelectric | HY |  | S | 0.6 | 0.9 | 0.4 | 0.4 | 0.4 | N |  |  | N | Electric Utility | 1 | X | WAT
Conventional Hydroelectric.WAT | hydro | TRUE | 3828 | Cloverland Electric Co-op | 1751 | Edison Sault | MI | Chippewa | 49 | Conventional Hydroelectric | HY |  | S | 0.6 | 0.9 | 0.4 | 0.4 | 0.4 | N |  |  | N | Electric Utility | 1 | X | WAT
Conventional Hydroelectric.WAT | hydro | TRUE | 3828 | Cloverland Electric Co-op | 1751 | Edison Sault | MI | Chippewa | 50 | Conventional Hydroelectric | HY |  | S | 0.6 | 0.9 | 0.4 | 0.4 | 0.4 | N |  |  | N | Electric Utility | 1 | X | WAT
Conventional Hydroelectric.WAT | hydro | TRUE | 3828 | Cloverland Electric Co-op | 1751 | Edison Sault | MI | Chippewa | 51 | Conventional Hydroelectric | HY |  | S | 0.6 | 0.9 | 0.4 | 0.4 | 0.4 | N |  |  | N | Electric Utility | 1 | X | WAT
Conventional Hydroelectric.WAT | hydro | TRUE | 3828 | Cloverland Electric Co-op | 1751 | Edison Sault | MI | Chippewa | 52 | Conventional Hydroelectric | HY |  | S | 0.6 | 0.9 | 0.4 | 0.3 | 0.4 | N |  |  | N | Electric Utility | 1 | X | WAT
Conventional Hydroelectric.WAT | hydro | TRUE | 3828 | Cloverland Electric Co-op | 1751 | Edison Sault | MI | Chippewa | 53 | Conventional Hydroelectric | HY |  | S | 0.6 | 0.9 | 0.4 | 0.3 | 0.4 | N |  |  | N | Electric Utility | 1 | X | WAT
Conventional Hydroelectric.WAT | hydro | TRUE | 3828 | Cloverland Electric Co-op | 1751 | Edison Sault | MI | Chippewa | 54 | Conventional Hydroelectric | HY |  | S | 0.6 | 0.9 | 0.4 | 0.3 | 0.4 | N |  |  | N | Electric Utility | 1 | X | WAT
Conventional Hydroelectric.WAT | hydro | TRUE | 3828 | Cloverland Electric Co-op | 1751 | Edison Sault | MI | Chippewa | 55 | Conventional Hydroelectric | HY |  | S | 0.6 | 0.9 | 0.4 | 0.3 | 0.4 | N |  |  | N | Electric Utility | 1 | X | WAT
Conventional Hydroelectric.WAT | hydro | TRUE | 3828 | Cloverland Electric Co-op | 1751 | Edison Sault | MI | Chippewa | 56 | Conventional Hydroelectric | HY |  | S | 0.6 | 0.9 | 0.4 | 0.3 | 0.4 | N |  |  | N | Electric Utility | 1 | X | WAT
Conventional Hydroelectric.WAT | hydro | TRUE | 3828 | Cloverland Electric Co-op | 1751 | Edison Sault | MI | Chippewa | 57 | Conventional Hydroelectric | HY |  | S | 0.6 | 0.9 | 0.4 | 0.3 | 0.4 | N |  |  | N | Electric Utility | 1 | X | WAT
Conventional Hydroelectric.WAT | hydro | TRUE | 3828 | Cloverland Electric Co-op | 1751 | Edison Sault | MI | Chippewa | 58 | Conventional Hydroelectric | HY |  | S | 0.6 | 0.9 | 0.4 | 0.3 | 0.4 | N |  |  | N | Electric Utility | 1 | X | WAT
Conventional Hydroelectric.WAT | hydro | TRUE | 3828 | Cloverland Electric Co-op | 1751 | Edison Sault | MI | Chippewa | 59 | Conventional Hydroelectric | HY |  | S | 0.6 | 0.9 | 0.4 | 0.3 | 0.4 | N |  |  | N | Electric Utility | 1 | X | WAT
Conventional Hydroelectric.WAT | hydro | TRUE | 3828 | Cloverland Electric Co-op | 1751 | Edison Sault | MI | Chippewa | 6 | Conventional Hydroelectric | HY |  | S | 0.6 | 0.9 | 0.4 | 0.3 | 0.4 | N |  |  | N | Electric Utility | 1 | X | WAT
Conventional Hydroelectric.WAT | hydro | TRUE | 3828 | Cloverland Electric Co-op | 1751 | Edison Sault | MI | Chippewa | 60 | Conventional Hydroelectric | HY |  | S | 0.6 | 0.9 | 0.4 | 0.3 | 0.4 | N |  |  | N | Electric Utility | 1 | X | WAT
Conventional Hydroelectric.WAT | hydro | TRUE | 3828 | Cloverland Electric Co-op | 1751 | Edison Sault | MI | Chippewa | 61 | Conventional Hydroelectric | HY |  | S | 0.6 | 0.9 | 0.4 | 0.3 | 0.4 | N |  |  | N | Electric Utility | 1 | X | WAT
Conventional Hydroelectric.WAT | hydro | TRUE | 3828 | Cloverland Electric Co-op | 1751 | Edison Sault | MI | Chippewa | 62 | Conventional Hydroelectric | HY |  | S | 0.5 | 0.9 | 0.4 | 0.3 | 0.4 | N |  |  | N | Electric Utility | 1 | X | WAT
Conventional Hydroelectric.WAT | hydro | TRUE | 3828 | Cloverland Electric Co-op | 1751 | Edison Sault | MI | Chippewa | 63 | Conventional Hydroelectric | HY |  | S | 0.5 | 0.9 | 0.4 | 0.3 | 0.4 | N |  |  | N | Electric Utility | 1 | X | WAT
Conventional Hydroelectric.WAT | hydro | TRUE | 3828 | Cloverland Electric Co-op | 1751 | Edison Sault | MI | Chippewa | 64 | Conventional Hydroelectric | HY |  | S | 0.5 | 0.9 | 0.4 | 0.3 | 0.4 | N |  |  | N | Electric Utility | 1 | X | WAT
Conventional Hydroelectric.WAT | hydro | TRUE | 3828 | Cloverland Electric Co-op | 1751 | Edison Sault | MI | Chippewa | 65 | Conventional Hydroelectric | HY |  | S | 0.5 | 0.9 | 0.4 | 0.3 | 0.4 | N |  |  | N | Electric Utility | 1 | X | WAT
Conventional Hydroelectric.WAT | hydro | TRUE | 3828 | Cloverland Electric Co-op | 1751 | Edison Sault | MI | Chippewa | 66 | Conventional Hydroelectric | HY |  | S | 0.5 | 0.9 | 0.4 | 0.3 | 0.4 | N |  |  | N | Electric Utility | 1 | X | WAT
Conventional Hydroelectric.WAT | hydro | TRUE | 3828 | Cloverland Electric Co-op | 1751 | Edison Sault | MI | Chippewa | 67 | Conventional Hydroelectric | HY |  | S | 0.5 | 0.9 | 0.4 | 0.3 | 0.4 | N |  |  | N | Electric Utility | 1 | X | WAT
Conventional Hydroelectric.WAT | hydro | TRUE | 3828 | Cloverland Electric Co-op | 1751 | Edison Sault | MI | Chippewa | 68 | Conventional Hydroelectric | HY |  | S | 0.5 | 0.9 | 0.4 | 0.3 | 0.4 | N |  |  | N | Electric Utility | 1 | X | WAT
Conventional Hydroelectric.WAT | hydro | TRUE | 3828 | Cloverland Electric Co-op | 1751 | Edison Sault | MI | Chippewa | 69 | Conventional Hydroelectric | HY |  | S | 0.5 | 0.9 | 0.4 | 0.3 | 0.4 | N |  |  | N | Electric Utility | 1 | X | WAT
Conventional Hydroelectric.WAT | hydro | TRUE | 3828 | Cloverland Electric Co-op | 1751 | Edison Sault | MI | Chippewa | 7 | Conventional Hydroelectric | HY |  | S | 0.6 | 0.9 | 0.4 | 0.3 | 0.4 | N |  |  | N | Electric Utility | 1 | X | WAT
Conventional Hydroelectric.WAT | hydro | TRUE | 3828 | Cloverland Electric Co-op | 1751 | Edison Sault | MI | Chippewa | 70 | Conventional Hydroelectric | HY |  | S | 0.5 | 0.9 | 0.4 | 0.3 | 0.4 | N |  |  | N | Electric Utility | 1 | X | WAT
Conventional Hydroelectric.WAT | hydro | TRUE | 3828 | Cloverland Electric Co-op | 1751 | Edison Sault | MI | Chippewa | 71 | Conventional Hydroelectric | HY |  | S | 0.5 | 0.9 | 0.4 | 0.3 | 0.4 | N |  |  | N | Electric Utility | 1 | X | WAT
Conventional Hydroelectric.WAT | hydro | TRUE | 3828 | Cloverland Electric Co-op | 1751 | Edison Sault | MI | Chippewa | 72 | Conventional Hydroelectric | HY |  | S | 0.5 | 0.9 | 0.4 | 0.3 | 0.4 | N |  |  | N | Electric Utility | 1 | X | WAT
Conventional Hydroelectric.WAT | hydro | TRUE | 3828 | Cloverland Electric Co-op | 1751 | Edison Sault | MI | Chippewa | 73 | Conventional Hydroelectric | HY |  | S | 0.5 | 0.9 | 0.4 | 0.3 | 0.4 | N |  |  | N | Electric Utility | 1 | X | WAT
Conventional Hydroelectric.WAT | hydro | TRUE | 3828 | Cloverland Electric Co-op | 1751 | Edison Sault | MI | Chippewa | 74 | Conventional Hydroelectric | HY |  | S | 0.5 | 0.9 | 0.4 | 0.3 | 0.4 | N |  |  | N | Electric Utility | 1 | X | WAT
Conventional Hydroelectric.WAT | hydro | TRUE | 3828 | Cloverland Electric Co-op | 1751 | Edison Sault | MI | Chippewa | 75 | Conventional Hydroelectric | HY |  | S | 0.5 | 0.9 | 0.4 | 0.3 | 0.4 | N |  |  | N | Electric Utility | 1 | X | WAT
Conventional Hydroelectric.WAT | hydro | TRUE | 3828 | Cloverland Electric Co-op | 1751 | Edison Sault | MI | Chippewa | 76 | Conventional Hydroelectric | HY |  | S | 0.5 | 0.9 | 0.4 | 0.3 | 0.4 | N |  |  | N | Electric Utility | 1 | X | WAT
Conventional Hydroelectric.WAT | hydro | TRUE | 3828 | Cloverland Electric Co-op | 1751 | Edison Sault | MI | Chippewa | 77 | Conventional Hydroelectric | HY |  | S | 0.5 | 0.9 | 0.4 | 0.3 | 0.4 | N |  |  | N | Electric Utility | 1 | X | WAT
Conventional Hydroelectric.WAT | hydro | TRUE | 3828 | Cloverland Electric Co-op | 1751 | Edison Sault | MI | Chippewa | 78 | Conventional Hydroelectric | HY |  | S | 0.5 | 0.9 | 0.4 | 0.3 | 0.4 | N |  |  | N | Electric Utility | 1 | X | WAT
Conventional Hydroelectric.WAT | hydro | TRUE | 3828 | Cloverland Electric Co-op | 1751 | Edison Sault | MI | Chippewa | 79 | Conventional Hydroelectric | HY |  | S | 0.5 | 0.9 | 0.4 | 0.3 | 0.4 | N |  |  | N | Electric Utility | 1 | X | WAT
Conventional Hydroelectric.WAT | hydro | TRUE | 3828 | Cloverland Electric Co-op | 1751 | Edison Sault | MI | Chippewa | 8 | Conventional Hydroelectric | HY |  | S | 0.6 | 0.9 | 0.4 | 0.3 | 0.4 | N |  |  | N | Electric Utility | 1 | X | WAT
Conventional Hydroelectric.WAT | hydro | TRUE | 3828 | Cloverland Electric Co-op | 1751 | Edison Sault | MI | Chippewa | 80 | Conventional Hydroelectric | HY |  | S | 0.5 | 0.9 | 0.4 | 0.3 | 0.4 | N |  |  | N | Electric Utility | 1 | X | WAT
Conventional Hydroelectric.WAT | hydro | TRUE | 3828 | Cloverland Electric Co-op | 1751 | Edison Sault | MI | Chippewa | 9 | Conventional Hydroelectric | HY |  | S | 0.6 | 0.9 | 0.4 | 0.3 | 0.4 | N |  |  | N | Electric Utility | 1 | X | WAT
Conventional Hydroelectric.WAT | hydro | TRUE | 9324 | Indiana Michigan Power Co | 1753 | Berrien Springs | MI | Berrien | 10 | Conventional Hydroelectric | HY |  | S | 0.6 | 0.8 | 0.4 | 0.2 | 0.1 | N |  |  | N | Electric Utility | 1 | X | WAT
Conventional Hydroelectric.WAT | hydro | TRUE | 9324 | Indiana Michigan Power Co | 1753 | Berrien Springs | MI | Berrien | 11 | Conventional Hydroelectric | HY |  | S | 0.6 | 0.8 | 0.4 | 0.2 | 0.1 | N |  |  | N | Electric Utility | 1 | X | WAT
Conventional Hydroelectric.WAT | hydro | TRUE | 9324 | Indiana Michigan Power Co | 1753 | Berrien Springs | MI | Berrien | 12 | Conventional Hydroelectric | HY |  | S | 0.6 | 0.8 | 0.4 | 0.2 | 0.1 | N |  |  | N | Electric Utility | 1 | X | WAT
Conventional Hydroelectric.WAT | hydro | TRUE | 9324 | Indiana Michigan Power Co | 1753 | Berrien Springs | MI | Berrien | 1A | Conventional Hydroelectric | HY |  | S | 0.6 | 0.8 | 0.4 | 0.2 | 0.1 | N |  |  | N | Electric Utility | 1 | X | WAT
Conventional Hydroelectric.WAT | hydro | TRUE | 9324 | Indiana Michigan Power Co | 1753 | Berrien Springs | MI | Berrien | 2A | Conventional Hydroelectric | HY |  | S | 0.6 | 1 | 0.4 | 0.2 | 0.1 | N |  |  | N | Electric Utility | 1 | X | WAT
Conventional Hydroelectric.WAT | hydro | TRUE | 9324 | Indiana Michigan Power Co | 1753 | Berrien Springs | MI | Berrien | 3A | Conventional Hydroelectric | HY |  | S | 0.6 | 1 | 0.4 | 0.2 | 0.1 | N |  |  | N | Electric Utility | 1 | X | WAT
Conventional Hydroelectric.WAT | hydro | TRUE | 9324 | Indiana Michigan Power Co | 1753 | Berrien Springs | MI | Berrien | 4A | Conventional Hydroelectric | HY |  | S | 0.6 | 1 | 0.4 | 0.2 | 0.1 | N |  |  | N | Electric Utility | 1 | X | WAT
Conventional Hydroelectric.WAT | hydro | TRUE | 9324 | Indiana Michigan Power Co | 1753 | Berrien Springs | MI | Berrien | 5 | Conventional Hydroelectric | HY |  | S | 0.6 | 0.8 | 0.4 | 0.2 | 0.1 | N |  |  | N | Electric Utility | 1 | X | WAT
Conventional Hydroelectric.WAT | hydro | TRUE | 9324 | Indiana Michigan Power Co | 1753 | Berrien Springs | MI | Berrien | 6 | Conventional Hydroelectric | HY |  | S | 0.6 | 0.8 | 0.4 | 0.2 | 0.1 | N |  |  | N | Electric Utility | 1 | X | WAT
Conventional Hydroelectric.WAT | hydro | TRUE | 9324 | Indiana Michigan Power Co | 1753 | Berrien Springs | MI | Berrien | 7 | Conventional Hydroelectric | HY |  | S | 0.6 | 0.8 | 0.4 | 0.2 | 0.1 | N |  |  | N | Electric Utility | 1 | X | WAT
Conventional Hydroelectric.WAT | hydro | TRUE | 9324 | Indiana Michigan Power Co | 1753 | Berrien Springs | MI | Berrien | 8 | Conventional Hydroelectric | HY |  | S | 0.6 | 0.8 | 0.4 | 0.2 | 0.1 | N |  |  | N | Electric Utility | 1 | X | WAT
Conventional Hydroelectric.WAT | hydro | TRUE | 9324 | Indiana Michigan Power Co | 1753 | Berrien Springs | MI | Berrien | 9 | Conventional Hydroelectric | HY |  | S | 0.6 | 0.8 | 0.4 | 0.2 | 0.1 | N |  |  | N | Electric Utility | 1 | X | WAT
Conventional Hydroelectric.WAT | hydro | TRUE | 9324 | Indiana Michigan Power Co | 1754 | Buchanan (MI) | MI | Berrien | 1 | Conventional Hydroelectric | HY |  | S | 0.4 | 0.8 | 0.2 | 0.2 | 0.1 | N |  |  | N | Electric Utility | 1 | X | WAT
Conventional Hydroelectric.WAT | hydro | TRUE | 9324 | Indiana Michigan Power Co | 1754 | Buchanan (MI) | MI | Berrien | 10 | Conventional Hydroelectric | HY |  | S | 0.5 | 0.8 | 0.2 | 0.2 | 0.1 | N |  |  | N | Electric Utility | 1 | X | WAT
Conventional Hydroelectric.WAT | hydro | TRUE | 9324 | Indiana Michigan Power Co | 1754 | Buchanan (MI) | MI | Berrien | 2 | Conventional Hydroelectric | HY |  | S | 0.4 | 0.8 | 0.2 | 0.2 | 0.1 | N |  |  | N | Electric Utility | 1 | X | WAT
Conventional Hydroelectric.WAT | hydro | TRUE | 9324 | Indiana Michigan Power Co | 1754 | Buchanan (MI) | MI | Berrien | 3 | Conventional Hydroelectric | HY |  | S | 0.4 | 0.8 | 0.2 | 0.2 | 0.1 | N |  |  | N | Electric Utility | 1 | X | WAT
Conventional Hydroelectric.WAT | hydro | TRUE | 9324 | Indiana Michigan Power Co | 1754 | Buchanan (MI) | MI | Berrien | 4 | Conventional Hydroelectric | HY |  | S | 0.4 | 0.8 | 0.2 | 0.2 | 0.1 | N |  |  | N | Electric Utility | 1 | X | WAT
Conventional Hydroelectric.WAT | hydro | TRUE | 9324 | Indiana Michigan Power Co | 1754 | Buchanan (MI) | MI | Berrien | 5 | Conventional Hydroelectric | HY |  | S | 0.4 | 0.8 | 0.2 | 0.2 | 0.1 | N |  |  | N | Electric Utility | 1 | X | WAT
Conventional Hydroelectric.WAT | hydro | TRUE | 9324 | Indiana Michigan Power Co | 1754 | Buchanan (MI) | MI | Berrien | 6 | Conventional Hydroelectric | HY |  | S | 0.4 | 0.8 | 0.2 | 0.2 | 0.1 | N |  |  | N | Electric Utility | 1 | X | WAT
Conventional Hydroelectric.WAT | hydro | TRUE | 9324 | Indiana Michigan Power Co | 1754 | Buchanan (MI) | MI | Berrien | 7 | Conventional Hydroelectric | HY |  | S | 0.5 | 0.8 | 0.2 | 0.2 | 0.1 | N |  |  | N | Electric Utility | 1 | X | WAT
Conventional Hydroelectric.WAT | hydro | TRUE | 9324 | Indiana Michigan Power Co | 1754 | Buchanan (MI) | MI | Berrien | 8 | Conventional Hydroelectric | HY |  | S | 0.5 | 0.8 | 0.2 | 0.2 | 0.1 | N |  |  | N | Electric Utility | 1 | X | WAT
Conventional Hydroelectric.WAT | hydro | TRUE | 9324 | Indiana Michigan Power Co | 1754 | Buchanan (MI) | MI | Berrien | 9 | Conventional Hydroelectric | HY |  | S | 0.5 | 0.8 | 0.2 | 0.2 | 0.1 | N |  |  | N | Electric Utility | 1 | X | WAT
Conventional Hydroelectric.WAT | hydro | TRUE | 13781 | Northern States Power Co - Minnesota | 1756 | Saxon Falls | WI | Iron | 1 | Conventional Hydroelectric | HY |  | S | 0.8 | 1 | 0.5 | 0.5 | 0.2 | N | 12 | 2064 | N | Electric Utility | 1 | X | WAT
Conventional Hydroelectric.WAT | hydro | TRUE | 13781 | Northern States Power Co - Minnesota | 1756 | Saxon Falls | WI | Iron | 2 | Conventional Hydroelectric | HY |  | S | 0.8 | 1 | 0.5 | 0.6 | 0.2 | N | 12 | 2064 | N | Electric Utility | 1 | X | WAT
Conventional Hydroelectric.WAT | hydro | TRUE | 13781 | Northern States Power Co - Minnesota | 1757 | Superior Falls | MI | Gogebic | 1 | Conventional Hydroelectric | HY |  | S | 0.7 | 0.8 | 0.5 | 0.6 | 0.2 | N | 12 | 2064 | N | Electric Utility | 1 | X | WAT
Conventional Hydroelectric.WAT | hydro | TRUE | 13781 | Northern States Power Co - Minnesota | 1757 | Superior Falls | MI | Gogebic | 2 | Conventional Hydroelectric | HY |  | S | 0.7 | 0.8 | 0.5 | 0.6 | 0.2 | N | 12 | 2064 | N | Electric Utility | 1 | X | WAT
Conventional Hydroelectric.WAT | hydro | TRUE | 9324 | Indiana Michigan Power Co | 1760 | Constantine | MI | St Joseph | 1 | Conventional Hydroelectric | HY |  | S | 0.3 | 0.8 | 0.1 | 0.2 | 0.1 | N |  |  | N | Electric Utility | 1 | X | WAT
Conventional Hydroelectric.WAT | hydro | TRUE | 9324 | Indiana Michigan Power Co | 1760 | Constantine | MI | St Joseph | 2 | Conventional Hydroelectric | HY |  | S | 0.3 | 0.8 | 0.1 | 0.2 | 0.1 | N |  |  | N | Electric Utility | 1 | X | WAT
Conventional Hydroelectric.WAT | hydro | TRUE | 9324 | Indiana Michigan Power Co | 1760 | Constantine | MI | St Joseph | 3 | Conventional Hydroelectric | HY |  | S | 0.3 | 0.8 | 0.1 | 0.2 | 0.1 | N |  |  | N | Electric Utility | 1 | X | WAT
Conventional Hydroelectric.WAT | hydro | TRUE | 9324 | Indiana Michigan Power Co | 1760 | Constantine | MI | St Joseph | 4 | Conventional Hydroelectric | HY |  | S | 0.3 | 0.8 | 0.1 | 0.2 | 0.1 | N |  |  | N | Electric Utility | 1 | X | WAT
Conventional Hydroelectric.WAT | hydro | TRUE | 9324 | Indiana Michigan Power Co | 1761 | Mottville | MI | St Joseph | 1 | Conventional Hydroelectric | HY |  | S | 0.4 | 0.8 | 0.1 | 0.2 | 0.1 | N |  |  | N | Electric Utility | 1 | X | WAT
Conventional Hydroelectric.WAT | hydro | TRUE | 9324 | Indiana Michigan Power Co | 1761 | Mottville | MI | St Joseph | 2 | Conventional Hydroelectric | HY |  | S | 0.4 | 0.8 | 0.1 | 0.2 | 0.1 | N |  |  | N | Electric Utility | 1 | X | WAT
Conventional Hydroelectric.WAT | hydro | TRUE | 9324 | Indiana Michigan Power Co | 1761 | Mottville | MI | St Joseph | 3 | Conventional Hydroelectric | HY |  | S | 0.4 | 0.8 | 0.1 | 0.2 | 0.1 | N |  |  | N | Electric Utility | 1 | X | WAT
Conventional Hydroelectric.WAT | hydro | TRUE | 9324 | Indiana Michigan Power Co | 1761 | Mottville | MI | St Joseph | 4 | Conventional Hydroelectric | HY |  | S | 0.4 | 0.8 | 0.1 | 0.2 | 0.1 | N |  |  | N | Electric Utility | 1 | X | WAT
Wood/Wood Waste Biomass.WDS | biomass | TRUE | 56133 | L'Anse Warden Electric Company LLC | 1772 | John H Warden | MI | Baraga | 1 | Wood/Wood Waste Biomass | ST |  | S | 22 | 0.85 | 17.7 | 17.7 | 6 | N |  |  | N | IPP Non-CHP | 2 | X | WDS | TDF
Conventional Hydroelectric.WAT | hydro | TRUE | 19578 | Upper Peninsula Power Company | 1773 | Prickett | MI | Baraga | 1 | Conventional Hydroelectric | HY |  | S | 1.1 | 0.8 | 0.4 | 0.4 | 0 | N |  |  | N | Electric Utility | 1 | X | WAT
Conventional Hydroelectric.WAT | hydro | TRUE | 19578 | Upper Peninsula Power Company | 1773 | Prickett | MI | Baraga | 2 | Conventional Hydroelectric | HY |  | S | 1.1 | 0.8 | 0.4 | 0.4 | 0 | N |  |  | N | Electric Utility | 1 | X | WAT
Conventional Hydroelectric.WAT | hydro | TRUE | 19578 | Upper Peninsula Power Company | 1774 | Victoria Dam | MI | Ontonagon | 1 | Conventional Hydroelectric | HY |  | S | 6 | 0.8 | 5.9 | 5.9 | 0 | N |  |  | N | Electric Utility | 1 | X | WAT
Conventional Hydroelectric.WAT | hydro | TRUE | 19578 | Upper Peninsula Power Company | 1774 | Victoria Dam | MI | Ontonagon | 2 | Conventional Hydroelectric | HY |  | S | 6 | 0.8 | 5.9 | 5.9 | 0 | N |  |  | N | Electric Utility | 1 | X | WAT
Conventional Hydroelectric.WAT | hydro | TRUE | 20847 | Wisconsin Electric Power Co | 1775 | Brule | WI | Florence | 1 | Conventional Hydroelectric | HY |  | S | 1.3 | 0.8 | 1.3 | 1.3 | 0.1 | N |  |  | N | Electric Utility | 1 | X | WAT
Conventional Hydroelectric.WAT | hydro | TRUE | 20847 | Wisconsin Electric Power Co | 1775 | Brule | WI | Florence | 2 | Conventional Hydroelectric | HY |  | S | 2 | 0.8 | 2 | 2 | 0.1 | N |  |  | N | Electric Utility | 1 | X | WAT
Conventional Hydroelectric.WAT | hydro | TRUE | 20847 | Wisconsin Electric Power Co | 1775 | Brule | WI | Florence | 3 | Conventional Hydroelectric | HY |  | S | 2 | 0.8 | 2 | 2 | 0.1 | N |  |  | N | Electric Utility | 1 | X | WAT
Conventional Hydroelectric.WAT | hydro | TRUE | 20847 | Wisconsin Electric Power Co | 1776 | Chalk Hill | MI | Menominee | 1 | Conventional Hydroelectric | HY |  | S | 2.6 | 0.8 | 2.6 | 2.6 | 0.6 | N |  |  | N | Electric Utility | 1 | X | WAT
Conventional Hydroelectric.WAT | hydro | TRUE | 20847 | Wisconsin Electric Power Co | 1776 | Chalk Hill | MI | Menominee | 2 | Conventional Hydroelectric | HY |  | S | 2.6 | 0.8 | 2.6 | 2.6 | 0.7 | N |  |  | N | Electric Utility | 1 | X | WAT
Conventional Hydroelectric.WAT | hydro | TRUE | 20847 | Wisconsin Electric Power Co | 1776 | Chalk Hill | MI | Menominee | 3 | Conventional Hydroelectric | HY |  | S | 2.6 | 0.8 | 2.6 | 2.6 | 1.7 | N |  |  | N | Electric Utility | 1 | X | WAT
Conventional Hydroelectric.WAT | hydro | TRUE | 20847 | Wisconsin Electric Power Co | 1777 | Hemlock Falls | MI | Iron | 1 | Conventional Hydroelectric | HY |  | S | 2.8 | 0.9 | 2.8 | 2.8 | 0.4 | N |  |  | N | Electric Utility | 1 | X | WAT
Conventional Hydroelectric.WAT | hydro | TRUE | 20847 | Wisconsin Electric Power Co | 1778 | Kingsford | MI | Dickinson | 1 | Conventional Hydroelectric | HY |  | S | 2.4 | 0.8 | 2.4 | 2.4 | 0.9 | N |  |  | N | Electric Utility | 1 | X | WAT
Conventional Hydroelectric.WAT | hydro | TRUE | 20847 | Wisconsin Electric Power Co | 1778 | Kingsford | MI | Dickinson | 2 | Conventional Hydroelectric | HY |  | S | 2.4 | 0.8 | 2.4 | 2.4 | 0.9 | N |  |  | N | Electric Utility | 1 | X | WAT
Conventional Hydroelectric.WAT | hydro | TRUE | 20847 | Wisconsin Electric Power Co | 1778 | Kingsford | MI | Dickinson | 3 | Conventional Hydroelectric | HY |  | S | 2.4 | 0.8 | 2.4 | 2.4 | 0.9 | N |  |  | N | Electric Utility | 1 | X | WAT
Conventional Hydroelectric.WAT | hydro | TRUE | 20847 | Wisconsin Electric Power Co | 1780 | Michigamme Falls | MI | Iron | 1 | Conventional Hydroelectric | HY |  | S | 4.8 | 0.9 | 4.8 | 4.8 | 0.6 | N |  |  | N | Electric Utility | 1 | X | WAT
Conventional Hydroelectric.WAT | hydro | TRUE | 20847 | Wisconsin Electric Power Co | 1780 | Michigamme Falls | MI | Iron | 2 | Conventional Hydroelectric | HY |  | S | 4.8 | 0.9 | 4.8 | 4.8 | 0.5 | N |  |  | N | Electric Utility | 1 | X | WAT
Conventional Hydroelectric.WAT | hydro | TRUE | 20847 | Wisconsin Electric Power Co | 1781 | Peavy Falls | MI | Iron | 1 | Conventional Hydroelectric | HY |  | S | 6 | 0.8 | 6 | 6 | 5.2 | N |  |  | N | Electric Utility | 1 | X | WAT
Conventional Hydroelectric.WAT | hydro | TRUE | 20847 | Wisconsin Electric Power Co | 1781 | Peavy Falls | MI | Iron | 2 | Conventional Hydroelectric | HY |  | S | 6 | 0.8 | 6 | 6 | 5.2 | N |  |  | N | Electric Utility | 1 | X | WAT
Conventional Hydroelectric.WAT | hydro | TRUE | 20847 | Wisconsin Electric Power Co | 1785 | Way Dam | MI | Iron | 1 | Conventional Hydroelectric | HY |  | S | 1.8 | 0.8 | 1.8 | 1.8 | 0.1 | N |  |  | N | Electric Utility | 1 | X | WAT
Conventional Hydroelectric.WAT | hydro | TRUE | 20847 | Wisconsin Electric Power Co | 1786 | White Rapids | MI | Menominee | 1 | Conventional Hydroelectric | HY |  | S | 3 | 0.8 | 2.6 | 2.6 | 1.1 | N |  |  | N | Electric Utility | 1 | X | WAT
Conventional Hydroelectric.WAT | hydro | TRUE | 20847 | Wisconsin Electric Power Co | 1786 | White Rapids | MI | Menominee | 2 | Conventional Hydroelectric | HY |  | S | 3 | 0.8 | 2 | 2 | 0.1 | N |  |  | N | Electric Utility | 1 | X | WAT
Conventional Hydroelectric.WAT | hydro | TRUE | 20847 | Wisconsin Electric Power Co | 1786 | White Rapids | MI | Menominee | 3 | Conventional Hydroelectric | HY |  | S | 3 | 0.8 | 2.6 | 2.6 | 1.3 | N |  |  | N | Electric Utility | 1 | X | WAT
Conventional Hydroelectric.WAT | hydro | TRUE | 20860 | Wisconsin Public Service Corp | 1787 | Grand Rapids | MI | Menominee | 1 | Conventional Hydroelectric | HY |  | S | 1.1 | 1 | 1.1 | 1.1 | 0 | N |  |  | N | Electric Utility | 1 | X | WAT
Conventional Hydroelectric.WAT | hydro | TRUE | 20860 | Wisconsin Public Service Corp | 1787 | Grand Rapids | MI | Menominee | 2 | Conventional Hydroelectric | HY |  | S | 1.1 | 1 | 1.1 | 1.1 | 0 | N |  |  | N | Electric Utility | 1 | X | WAT
Conventional Hydroelectric.WAT | hydro | TRUE | 20860 | Wisconsin Public Service Corp | 1787 | Grand Rapids | MI | Menominee | 3 | Conventional Hydroelectric | HY |  | S | 1.5 | 1 | 1.5 | 1.5 | 0 | N |  |  | N | Electric Utility | 1 | X | WAT
Conventional Hydroelectric.WAT | hydro | TRUE | 20860 | Wisconsin Public Service Corp | 1787 | Grand Rapids | MI | Menominee | 4 | Conventional Hydroelectric | HY |  | S | 1.9 | 0.8 | 1.9 | 1.9 | 0 | N |  |  | N | Electric Utility | 1 | X | WAT
Conventional Hydroelectric.WAT | hydro | TRUE | 20860 | Wisconsin Public Service Corp | 1787 | Grand Rapids | MI | Menominee | 5 | Conventional Hydroelectric | HY |  | S | 1.9 | 0.85 | 1.9 | 1.9 | 0 | N |  |  | N | Electric Utility | 1 | X | WAT
Conventional Hydroelectric.WAT | hydro | TRUE | 4604 | City of Crystal Falls | 1821 | Crystal Falls | MI | Iron | 1 | Conventional Hydroelectric | HY |  | S | 0.3 | 1 | 0.3 | 0.3 | 0.1 | N |  |  | N | Electric Utility | 1 | X | WAT
Conventional Hydroelectric.WAT | hydro | TRUE | 4604 | City of Crystal Falls | 1821 | Crystal Falls | MI | Iron | 2 | Conventional Hydroelectric | HY |  | S | 0.3 | 1 | 0.3 | 0.3 | 0.1 | N |  |  | N | Electric Utility | 1 | X | WAT
Conventional Hydroelectric.WAT | hydro | TRUE | 4604 | City of Crystal Falls | 1821 | Crystal Falls | MI | Iron | 3 | Conventional Hydroelectric | HY |  | S | 0.4 | 1 | 0.4 | 0.4 | 0.1 | N |  |  | N | Electric Utility | 1 | X | WAT
Natural Gas Internal Combustion Engine.NG | natural gas peaker | TRUE | 8205 | City of Hart Hydro - (MI) | 1827 | Hart | MI | Oceana | 4 | Natural Gas Internal Combustion Engine | IC |  | S | 1.4 | 0.8 | 1.4 | 1.4 | 0.4 | N |  |  | N | Electric Utility | 1 | X | NG | DFO
Petroleum Liquids.DFO | petroleum | TRUE | 8205 | City of Hart Hydro - (MI) | 1827 | Hart | MI | Oceana | IC1 | Petroleum Liquids | IC |  | S | 1.7 | 0.8 | 1.7 | 1.7 | 0.4 | N |  |  | N | Electric Utility | 1 | X | DFO | NG
Petroleum Liquids.DFO | petroleum | TRUE | 8205 | City of Hart Hydro - (MI) | 1827 | Hart | MI | Oceana | IC3 | Petroleum Liquids | IC |  | S | 2 | 0.8 | 2 | 2 | 0.4 | N |  |  | N | Electric Utility | 1 | X | DFO | NG
Natural Gas Internal Combustion Engine.NG | natural gas peaker | TRUE | 8631 | Hillsdale Board of Public Wks | 1829 | Hillsdale | MI | Hillsdale | 5 | Natural Gas Internal Combustion Engine | IC |  | S | 5.6 | 0.8 | 5.6 | 5.6 | 4.5 | N |  |  | N | Electric Utility | 1 | X | NG | DFO
Natural Gas Internal Combustion Engine.NG | natural gas peaker | TRUE | 8631 | Hillsdale Board of Public Wks | 1829 | Hillsdale | MI | Hillsdale | 6 | Natural Gas Internal Combustion Engine | IC |  | S | 6 | 0.8 | 6 | 6 | 4.8 | N |  |  | N | Electric Utility | 1 | X | NG | DFO
Petroleum Liquids.DFO | petroleum | TRUE | 11701 | City of Marquette - (MI) | 1840 | Plant Four | MI | Marquette | CT1 | Petroleum Liquids | GT |  | S | 24 | 0.95 | 20 | 22 | 5 | N |  |  | N | Electric Utility | 1 | X | DFO
Conventional Hydroelectric.WAT | hydro | TRUE | 11701 | City of Marquette - (MI) | 1842 | James R Smith | MI | Marquette | 1 | Conventional Hydroelectric | HY |  | S | 1.6 | 0.8 | 1.6 | 1.6 | 0.1 | N |  |  | N | Electric Utility | 1 | X | WAT
Conventional Hydroelectric.WAT | hydro | TRUE | 11701 | City of Marquette - (MI) | 1842 | James R Smith | MI | Marquette | 2 | Conventional Hydroelectric | HY |  | S | 1.6 | 0.8 | 1.6 | 1.6 | 0.1 | N |  |  | N | Electric Utility | 1 | X | WAT
Conventional Hydroelectric.WAT | hydro | TRUE | 11713 | City of Marshall - (MI) | 1844 | Marshall (MI) | MI | Calhoun | 1 | Conventional Hydroelectric | HY |  | S | 0.2 | 0.8 | 0.2 | 0.2 | 0.1 | N |  |  | N | Electric Utility | 1 | X | WAT
Conventional Hydroelectric.WAT | hydro | TRUE | 11713 | City of Marshall - (MI) | 1844 | Marshall (MI) | MI | Calhoun | 3 | Conventional Hydroelectric | HY |  | S | 0.1 | 0.8 | 0.1 | 0.1 | 0.1 | N |  |  | N | Electric Utility | 1 | X | WAT
Natural Gas Internal Combustion Engine.NG | natural gas peaker | TRUE | 11713 | City of Marshall - (MI) | 1844 | Marshall (MI) | MI | Calhoun | IC3 | Natural Gas Internal Combustion Engine | IC |  | S | 2.1 | 0.8 | 1.9 | 1.9 | 1 | N |  |  | N | Electric Utility | 1 | X | NG | DFO
Natural Gas Internal Combustion Engine.NG | natural gas peaker | TRUE | 11713 | City of Marshall - (MI) | 1844 | Marshall (MI) | MI | Calhoun | IC5 | Natural Gas Internal Combustion Engine | IC |  | S | 1.7 | 0.8 | 1.4 | 1.4 | 0.5 | N |  |  | N | Electric Utility | 1 | X | NG | DFO
Natural Gas Internal Combustion Engine.NG | natural gas peaker | TRUE | 11713 | City of Marshall - (MI) | 1844 | Marshall (MI) | MI | Calhoun | IC6 | Natural Gas Internal Combustion Engine | IC |  | S | 5.7 | 0.8 | 5.6 | 5.6 | 1.2 | N |  |  | N | Electric Utility | 1 | X | NG | DFO
Petroleum Liquids.DFO | petroleum | TRUE | 13525 | Newberry Water & Light Board | 1846 | Newberry | MI | Luce | 1 | Petroleum Liquids | IC |  | S | 3 | 0.9 | 2.5 | 2.5 | 2.5 | N |  |  | N | Electric Utility | 1 | X | DFO
Petroleum Liquids.DFO | petroleum | TRUE | 13525 | Newberry Water & Light Board | 1846 | Newberry | MI | Luce | 2 | Petroleum Liquids | IC |  | S | 0.7 | 0.9 | 0.5 | 0.5 | 0.5 | N |  |  | N | Electric Utility | 1 | X | DFO
Petroleum Liquids.DFO | petroleum | TRUE | 13525 | Newberry Water & Light Board | 1846 | Newberry | MI | Luce | 4 | Petroleum Liquids | IC |  | S | 1.8 | 0.9 | 1.5 | 1.5 | 1.5 | N |  |  | N | Electric Utility | 1 | X | DFO
Conventional Hydroelectric.WAT | hydro | TRUE | 13826 | City of Norway | 1848 | Norway (MI) | MI | Dickinson | 1 | Conventional Hydroelectric | HY |  | S | 2.7 | 1 | 3 | 3 | 1 | N |  |  | N | Electric Utility | 1 | X | WAT
Conventional Hydroelectric.WAT | hydro | TRUE | 13826 | City of Norway | 1848 | Norway (MI) | MI | Dickinson | 2 | Conventional Hydroelectric | HY |  | S | 1.2 | 1 | 1.2 | 1.2 | 0.8 | N |  |  | N | Electric Utility | 1 | X | WAT
Conventional Hydroelectric.WAT | hydro | TRUE | 13826 | City of Norway | 1848 | Norway (MI) | MI | Dickinson | 3 | Conventional Hydroelectric | HY |  | S | 1.2 | 1 | 1.1 | 1.1 | 0.8 | N |  |  | N | Electric Utility | 1 | X | WAT
Conventional Hydroelectric.WAT | hydro | TRUE | 13826 | City of Norway | 1848 | Norway (MI) | MI | Dickinson | 4 | Conventional Hydroelectric | HY |  | S | 1.2 | 1 | 0.9 | 0.9 | 0.8 | N |  |  | N | Electric Utility | 1 | X | WAT
Petroleum Liquids.DFO | petroleum | TRUE | 15246 | City of Portland - (MI) | 1851 | Frank Jenkins | MI | Ionia | 4 | Petroleum Liquids | IC |  | S | 0.8 | 1 | 0.8 | 0.8 | 0.1 | N |  |  | N | Electric Utility | 1 | X | DFO
Petroleum Liquids.DFO | petroleum | TRUE | 15246 | City of Portland - (MI) | 1851 | Frank Jenkins | MI | Ionia | 5 | Petroleum Liquids | IC |  | S | 2 | 1 | 1.7 | 1.7 | 0.2 | N |  |  | N | Electric Utility | 1 | X | DFO | NG
Petroleum Liquids.DFO | petroleum | TRUE | 15246 | City of Portland - (MI) | 1851 | Frank Jenkins | MI | Ionia | 6 | Petroleum Liquids | IC |  | S | 1 | 1 | 1 | 1 | 0.1 | N |  |  | N | Electric Utility | 1 | X | DFO | NG
Petroleum Liquids.DFO | petroleum | TRUE | 17886 | City of St Louis - (MI) | 1852 | St Louis | MI | Gratiot | 1 | Petroleum Liquids | IC |  | S | 1.3 | 0.9 | 1.3 | 1.3 | 0.1 | N |  |  | N | Electric Utility | 1 | X | DFO | NG
Petroleum Liquids.DFO | petroleum | TRUE | 17886 | City of St Louis - (MI) | 1852 | St Louis | MI | Gratiot | 2 | Petroleum Liquids | IC |  | S | 0.6 | 0.9 | 0.6 | 0.6 | 0.1 | N |  |  | N | Electric Utility | 1 | X | DFO
Petroleum Liquids.DFO | petroleum | TRUE | 17886 | City of St Louis - (MI) | 1852 | St Louis | MI | Gratiot | 3 | Petroleum Liquids | IC |  | S | 0.9 | 0.9 | 0.9 | 0.9 | 0.1 | N |  |  | N | Electric Utility | 1 | X | DFO
Conventional Hydroelectric.WAT | hydro | TRUE | 17886 | City of St Louis - (MI) | 1852 | St Louis | MI | Gratiot | 5 | Conventional Hydroelectric | HY |  | S | 0.2 | 0.9 | 0.2 | 0.2 | 0.1 | N |  |  | N | Electric Utility | 1 | X | WAT
Conventional Hydroelectric.WAT | hydro | TRUE | 17886 | City of St Louis - (MI) | 1852 | St Louis | MI | Gratiot | 6 | Conventional Hydroelectric | HY |  | S | 0.2 | 0.9 | 0.2 | 0.2 | 0.1 | N |  |  | N | Electric Utility | 1 | X | WAT
Petroleum Liquids.DFO | petroleum | TRUE | 17886 | City of St Louis - (MI) | 1852 | St Louis | MI | Gratiot | 7 | Petroleum Liquids | IC |  | S | 1.1 | 0.9 | 1.1 | 1.1 | 0.1 | N |  |  | N | Electric Utility | 1 | X | DFO | NG
Petroleum Liquids.DFO | petroleum | TRUE | 17886 | City of St Louis - (MI) | 1852 | St Louis | MI | Gratiot | 8 | Petroleum Liquids | IC |  | S | 1.5 | 0.9 | 1.5 | 1.5 | 0.1 | N |  |  | N | Electric Utility | 1 | X | DFO
Petroleum Liquids.DFO | petroleum | TRUE | 17886 | City of St Louis - (MI) | 1852 | St Louis | MI | Gratiot | 9 | Petroleum Liquids | IC |  | S | 1.3 | 0.9 | 1.1 | 1.1 | 0.1 | N |  |  | N | Electric Utility | 1 | X | DFO
Petroleum Liquids.DFO | petroleum | TRUE | 16873 | Village of Sebewaing - (MI) | 1853 | Main Street (MI) | MI | Huron | 1 | Petroleum Liquids | IC |  | S | 1 | 0.95 | 0.9 | 1 | 0.1 | N |  |  | N | Electric Utility | 1 | X | DFO
Petroleum Liquids.DFO | petroleum | TRUE | 16873 | Village of Sebewaing - (MI) | 1853 | Main Street (MI) | MI | Huron | 2 | Petroleum Liquids | IC |  | S | 0.9 | 0.95 | 0.8 | 0.9 | 0.1 | N |  |  | N | Electric Utility | 1 | X | DFO
Petroleum Liquids.DFO | petroleum | TRUE | 16873 | Village of Sebewaing - (MI) | 1853 | Main Street (MI) | MI | Huron | 3 | Petroleum Liquids | IC |  | S | 1.1 | 0.95 | 1.1 | 1.1 | 0.1 | N |  |  | N | Electric Utility | 1 | X | DFO
Petroleum Liquids.DFO | petroleum | TRUE | 16873 | Village of Sebewaing - (MI) | 1853 | Main Street (MI) | MI | Huron | 4 | Petroleum Liquids | IC |  | S | 1.3 | 0.95 | 1.2 | 1.3 | 0.1 | N |  |  | N | Electric Utility | 1 | X | DFO
Petroleum Liquids.DFO | petroleum | TRUE | 16873 | Village of Sebewaing - (MI) | 1853 | Main Street (MI) | MI | Huron | 5 | Petroleum Liquids | IC |  | S | 1.1 | 0.95 | 1 | 1.1 | 0.1 | N |  |  | N | Electric Utility | 1 | X | DFO
Petroleum Liquids.DFO | petroleum | TRUE | 16873 | Village of Sebewaing - (MI) | 1853 | Main Street (MI) | MI | Huron | 6 | Petroleum Liquids | IC |  | S | 0.6 | 0.95 | 0.6 | 0.6 | 0.1 | N |  |  | N | Electric Utility | 1 | X | DFO
Natural Gas Internal Combustion Engine.NG | natural gas peaker | TRUE | 18252 | City of Sturgis | 1855 | Sturgis City Diesel Plant | MI | St Joseph | 6 | Natural Gas Internal Combustion Engine | IC |  | S | 6 | 1 | 6 | 6 | 3 | N |  |  | N | Electric Utility | 1 | X | NG | DFO
Conventional Hydroelectric.WAT | hydro | TRUE | 18252 | City of Sturgis | 1856 | Hydro Plant | MI | St Joseph | 1 | Conventional Hydroelectric | HY |  | S | 0.4 | 0.8 | 0.4 | 0.4 | 0.2 | N |  |  | N | Electric Utility | 1 | X | WAT
Conventional Hydroelectric.WAT | hydro | TRUE | 18252 | City of Sturgis | 1856 | Hydro Plant | MI | St Joseph | 2 | Conventional Hydroelectric | HY |  | S | 0.4 | 0.8 | 0.4 | 0.4 | 0.1 | N |  |  | N | Electric Utility | 1 | X | WAT
Conventional Hydroelectric.WAT | hydro | TRUE | 18252 | City of Sturgis | 1856 | Hydro Plant | MI | St Joseph | 3 | Conventional Hydroelectric | HY |  | S | 0.7 | 1 | 0.7 | 0.7 | 0.4 | N |  |  | N | Electric Utility | 1 | X | WAT
Conventional Hydroelectric.WAT | hydro | TRUE | 18252 | City of Sturgis | 1856 | Hydro Plant | MI | St Joseph | 4 | Conventional Hydroelectric | HY |  | S | 0.7 | 1 | 0.7 | 0.7 | 0.4 | N |  |  | N | Electric Utility | 1 | X | WAT
Conventional Hydroelectric.WAT | hydro | TRUE | 21264 | USACE-Detroit District | 1865 | Saint Marys Falls | MI | Chippewa | 1 | Conventional Hydroelectric | HY |  | S | 6.2 | 0.9 | 5.1 | 5.1 | 1 | N |  |  | N | Electric Utility | 1 | X | WAT
Conventional Hydroelectric.WAT | hydro | TRUE | 21264 | USACE-Detroit District | 1865 | Saint Marys Falls | MI | Chippewa | 10 | Conventional Hydroelectric | HY |  | S | 2.6 | 0.8 | 2.6 | 2.6 | 1.2 | N |  |  | N | Electric Utility | 1 | X | WAT
Conventional Hydroelectric.WAT | hydro | TRUE | 21264 | USACE-Detroit District | 1865 | Saint Marys Falls | MI | Chippewa | 2 | Conventional Hydroelectric | HY |  | S | 6.2 | 0.9 | 5.2 | 5.2 | 1 | N |  |  | N | Electric Utility | 1 | X | WAT
Conventional Hydroelectric.WAT | hydro | TRUE | 21264 | USACE-Detroit District | 1865 | Saint Marys Falls | MI | Chippewa | 3 | Conventional Hydroelectric | HY |  | S | 6.2 | 0.9 | 5.2 | 5.2 | 1 | N |  |  | N | Electric Utility | 1 | X | WAT
Conventional Hydroelectric.WAT | hydro | TRUE | 21264 | USACE-Detroit District | 1865 | Saint Marys Falls | MI | Chippewa | 3A | Conventional Hydroelectric | HY |  | S | 2.5 | 0.91 | 2.5 | 2.5 | 0.5 | N |  |  | N | Electric Utility | 1 | X | WAT
Natural Gas Steam Turbine.NG | natural gas steam turbine | TRUE | 21048 | Wyandotte Municipal Serv Comm | 1866 | Wyandotte | MI | Wayne | 4 | Natural Gas Steam Turbine | ST |  | S | 11.5 | 0.85 | 10.5 | 11.5 | 5 | N | 10 | 2026 | N | Electric Utility | 1 | X | NG
Natural Gas Steam Turbine.NG | natural gas steam turbine | TRUE | 21048 | Wyandotte Municipal Serv Comm | 1866 | Wyandotte | MI | Wayne | 7 | Natural Gas Steam Turbine | ST |  | S | 32 | 0.85 | 32 | 35 | 5 | N | 10 | 2026 | N | Electric Utility | 1 | X | NG
Petroleum Liquids.DFO | petroleum | TRUE | 21048 | Wyandotte Municipal Serv Comm | 1866 | Wyandotte | MI | Wayne | DG1 | Petroleum Liquids | IC |  | S | 1.8 | 0.85 | 1.8 | 1.8 | 1.8 | N |  |  | N | Electric Utility | 1 | X | DFO
Petroleum Liquids.DFO | petroleum | TRUE | 21048 | Wyandotte Municipal Serv Comm | 1866 | Wyandotte | MI | Wayne | DG2 | Petroleum Liquids | IC |  | S | 1.8 | 0.85 | 1.8 | 1.8 | 1.8 | N |  |  | N | Electric Utility | 1 | X | DFO
Petroleum Liquids.DFO | petroleum | TRUE | 21048 | Wyandotte Municipal Serv Comm | 1866 | Wyandotte | MI | Wayne | DG3 | Petroleum Liquids | IC |  | S | 1.8 | 0.85 | 1.8 | 1.8 | 1.8 | N |  |  | N | Electric Utility | 1 | X | DFO
Natural Gas Internal Combustion Engine.NG | natural gas peaker | TRUE | 21158 | City of Zeeland - (MI) | 1867 | Zeeland | MI | Ottawa | 1 | Natural Gas Internal Combustion Engine | IC |  | S | 1.4 | 0.8 | 1.5 | 1.5 | 0.7 | N |  |  | N | Electric Utility | 1 | X | NG | DFO
Natural Gas Internal Combustion Engine.NG | natural gas peaker | TRUE | 21158 | City of Zeeland - (MI) | 1867 | Zeeland | MI | Ottawa | 10 | Natural Gas Internal Combustion Engine | IC |  | S | 5.6 | 0.8 | 6 | 6.2 | 2.8 | N |  |  | N | Electric Utility | 1 | X | NG | DFO
Natural Gas Internal Combustion Engine.NG | natural gas peaker | TRUE | 21158 | City of Zeeland - (MI) | 1867 | Zeeland | MI | Ottawa | 11 | Natural Gas Internal Combustion Engine | IC |  | S | 6 | 0.8 | 6.4 | 6.6 | 3 | N |  |  | N | Electric Utility | 1 | X | NG | DFO
Natural Gas Internal Combustion Engine.NG | natural gas peaker | TRUE | 21158 | City of Zeeland - (MI) | 1867 | Zeeland | MI | Ottawa | 2 | Natural Gas Internal Combustion Engine | IC |  | S | 1.1 | 0.8 | 1.2 | 1.2 | 0.6 | N |  |  | N | Electric Utility | 1 | X | NG | DFO
Natural Gas Internal Combustion Engine.NG | natural gas peaker | TRUE | 21158 | City of Zeeland - (MI) | 1867 | Zeeland | MI | Ottawa | 7 | Natural Gas Internal Combustion Engine | IC |  | S | 2 | 0.8 | 2 | 2 | 1 | N |  |  | N | Electric Utility | 1 | X | NG | DFO
Natural Gas Internal Combustion Engine.NG | natural gas peaker | TRUE | 21158 | City of Zeeland - (MI) | 1867 | Zeeland | MI | Ottawa | 8 | Natural Gas Internal Combustion Engine | IC |  | S | 1.7 | 0.8 | 1.6 | 1.6 | 0.9 | N |  |  | N | Electric Utility | 1 | X | NG | DFO
Natural Gas Internal Combustion Engine.NG | natural gas peaker | TRUE | 21158 | City of Zeeland - (MI) | 1867 | Zeeland | MI | Ottawa | 9 | Natural Gas Internal Combustion Engine | IC |  | S | 4.5 | 0.8 | 5 | 5 | 2.3 | N |  |  | N | Electric Utility | 1 | X | NG | DFO
Petroleum Liquids.DFO | petroleum | TRUE | 3828 | Cloverland Electric Co-op | 1868 | Dafter | MI | Chippewa | 1C | Petroleum Liquids | IC |  | S | 2 | 0.9 | 1.8 | 1.8 | 1.8 | N |  |  | N | Electric Utility | 1 | X | DFO
Petroleum Liquids.DFO | petroleum | TRUE | 3828 | Cloverland Electric Co-op | 1868 | Dafter | MI | Chippewa | 2C | Petroleum Liquids | IC |  | S | 2 | 0.9 | 1.8 | 1.8 | 1.8 | N |  |  | N | Electric Utility | 1 | X | DFO
Petroleum Liquids.DFO | petroleum | TRUE | 3828 | Cloverland Electric Co-op | 1868 | Dafter | MI | Chippewa | 3C | Petroleum Liquids | IC |  | S | 2 | 0.9 | 1.8 | 1.8 | 1.8 | N |  |  | N | Electric Utility | 1 | X | DFO
Petroleum Liquids.DFO | petroleum | TRUE | 3828 | Cloverland Electric Co-op | 1868 | Dafter | MI | Chippewa | 4 | Petroleum Liquids | IC |  | S | 3 | 0.9 | 2.5 | 2.5 | 2.5 | N |  |  | N | Electric Utility | 1 | X | DFO
Petroleum Liquids.DFO | petroleum | TRUE | 3828 | Cloverland Electric Co-op | 1868 | Dafter | MI | Chippewa | 4C | Petroleum Liquids | IC |  | S | 2 | 0.9 | 1.8 | 1.8 | 1.8 | N |  |  | N | Electric Utility | 1 | X | DFO
Conventional Hydroelectric.WAT | hydro | TRUE | 19037 | Tower Kleber Ltd Partnership | 1871 | Kleber | MI | Cheboygan | K1 | Conventional Hydroelectric | HY |  | S | 0.6 | 1 | 0.6 | 0.6 | 0.2 | N |  |  | N | IPP Non-CHP | 2 | X | WAT
Conventional Hydroelectric.WAT | hydro | TRUE | 19037 | Tower Kleber Ltd Partnership | 1871 | Kleber | MI | Cheboygan | K2 | Conventional Hydroelectric | HY |  | S | 0.6 | 1 | 0.6 | 0.6 | 0.2 | N |  |  | N | IPP Non-CHP | 2 | X | WAT
Conventional Hydroelectric.WAT | hydro | TRUE | 19037 | Tower Kleber Ltd Partnership | 1871 | Kleber | MI | Cheboygan | T1 | Conventional Hydroelectric | HY |  | S | 0.3 | 1 | 0.3 | 0.3 | 0.1 | N |  |  | N | IPP Non-CHP | 2 | X | WAT
Conventional Hydroelectric.WAT | hydro | TRUE | 19037 | Tower Kleber Ltd Partnership | 1871 | Kleber | MI | Cheboygan | T2 | Conventional Hydroelectric | HY |  | S | 0.3 | 1 | 0.3 | 0.3 | 0.1 | N |  |  | N | IPP Non-CHP | 2 | X | WAT
Petroleum Liquids.DFO | petroleum | TRUE | 20910 | Wolverine Power Supply Coop | 1873 | Tower | MI | Cheboygan | GT4 | Petroleum Liquids | GT |  | S | 21.3 | 0.85 | 19.3 | 24.7 | 5 | N |  |  | N | Electric Utility | 1 | X | DFO
Petroleum Liquids.DFO | petroleum | TRUE | 18895 | Thumb Electric Coop of Mich | 1874 | Caro | MI | Tuscola | 1 | Petroleum Liquids | IC |  | S | 1.3 | 0.8 | 1 | 1 | 0.5 | N |  |  | N | Electric Utility | 1 | X | DFO
Petroleum Liquids.DFO | petroleum | TRUE | 18895 | Thumb Electric Coop of Mich | 1874 | Caro | MI | Tuscola | 2 | Petroleum Liquids | IC |  | S | 1.3 | 0.8 | 1 | 1 | 0.5 | N |  |  | N | Electric Utility | 1 | X | DFO
Petroleum Liquids.DFO | petroleum | TRUE | 18895 | Thumb Electric Coop of Mich | 1874 | Caro | MI | Tuscola | 3 | Petroleum Liquids | IC |  | S | 1.3 | 0.8 | 1 | 1 | 0.5 | N |  |  | N | Electric Utility | 1 | X | DFO
Petroleum Liquids.DFO | petroleum | TRUE | 18895 | Thumb Electric Coop of Mich | 1874 | Caro | MI | Tuscola | 4 | Petroleum Liquids | IC |  | S | 1.5 | 1 | 1.5 | 1.5 | 0.8 | N |  |  | N | Electric Utility | 1 | X | DFO
Petroleum Liquids.DFO | petroleum | TRUE | 18895 | Thumb Electric Coop of Mich | 1874 | Caro | MI | Tuscola | 5 | Petroleum Liquids | IC |  | S | 2 | 1 | 2 | 2 | 1 | N |  |  | N | Electric Utility | 1 | X | DFO
Petroleum Liquids.DFO | petroleum | TRUE | 18895 | Thumb Electric Coop of Mich | 1874 | Caro | MI | Tuscola | 6 | Petroleum Liquids | IC |  | S | 2 | 1 | 2 | 2 | 1 | N |  |  | N | Electric Utility | 1 | X | DFO
Petroleum Liquids.DFO | petroleum | TRUE | 18895 | Thumb Electric Coop of Mich | 1875 | Ubly | MI | Huron | 1 | Petroleum Liquids | IC |  | S | 0.6 | 0.8 | 0.6 | 0.6 | 0.3 | N |  |  | N | Electric Utility | 1 | X | DFO
Petroleum Liquids.DFO | petroleum | TRUE | 18895 | Thumb Electric Coop of Mich | 1875 | Ubly | MI | Huron | 2 | Petroleum Liquids | IC |  | S | 0.7 | 0.8 | 0.6 | 0.6 | 0.3 | N |  |  | N | Electric Utility | 1 | X | DFO
Petroleum Liquids.DFO | petroleum | TRUE | 18895 | Thumb Electric Coop of Mich | 1875 | Ubly | MI | Huron | 3 | Petroleum Liquids | IC |  | S | 0.7 | 0.8 | 0.7 | 0.7 | 0.4 | N |  |  | N | Electric Utility | 1 | X | DFO
Petroleum Liquids.DFO | petroleum | TRUE | 18895 | Thumb Electric Coop of Mich | 1875 | Ubly | MI | Huron | 4 | Petroleum Liquids | IC |  | S | 0.9 | 0.8 | 0.9 | 0.9 | 0.5 | N |  |  | N | Electric Utility | 1 | X | DFO
Petroleum Liquids.DFO | petroleum | TRUE | 18895 | Thumb Electric Coop of Mich | 1875 | Ubly | MI | Huron | 5 | Petroleum Liquids | IC |  | S | 1.5 | 0.8 | 1.5 | 1.5 | 0.8 | N |  |  | N | Electric Utility | 1 | X | DFO
Petroleum Liquids.DFO | petroleum | TRUE | 18895 | Thumb Electric Coop of Mich | 1875 | Ubly | MI | Huron | 6 | Petroleum Liquids | IC |  | S | 1.5 | 0.8 | 1.5 | 1.5 | 0.8 | N |  |  | N | Electric Utility | 1 | X | DFO | NG
Petroleum Liquids.DFO | petroleum | TRUE | 18895 | Thumb Electric Coop of Mich | 1875 | Ubly | MI | Huron | 7 | Petroleum Liquids | IC |  | S | 2.5 | 1 | 2.5 | 2.5 | 1.8 | N |  |  | N | Electric Utility | 1 | X | DFO
Petroleum Liquids.DFO | petroleum | TRUE | 18895 | Thumb Electric Coop of Mich | 1875 | Ubly | MI | Huron | 8 | Petroleum Liquids | IC |  | S | 2.5 | 1 | 2.5 | 2.5 | 1.8 | N |  |  | N | Electric Utility | 1 | X | DFO | NG
Petroleum Liquids.DFO | petroleum | TRUE | 18895 | Thumb Electric Coop of Mich | 1875 | Ubly | MI | Huron | 9 | Petroleum Liquids | IC |  | S | 1.5 | 1 | 1.5 | 1.5 | 0.8 | N |  |  | N | Electric Utility | 1 | X | DFO | NG
Natural Gas Fired Combustion Turbine.NG | natural gas peaker | TRUE | 20910 | Wolverine Power Supply Coop | 1877 | George Johnson | MI | Osceola | 10 | Natural Gas Fired Combustion Turbine | GT |  | S | 25 | 0.85 | 24.3 | 30.4 | 19 | N |  |  | N | Electric Utility | 1 | X | NG
Petroleum Liquids.DFO | petroleum | TRUE | 20910 | Wolverine Power Supply Coop | 1877 | George Johnson | MI | Osceola | 11 | Petroleum Liquids | IC |  | S | 1 | 0.8 | 1 | 1 | 0.6 | N |  |  | N | Electric Utility | 1 | X | DFO
Natural Gas Fired Combustion Turbine.NG | natural gas peaker | TRUE | 20910 | Wolverine Power Supply Coop | 1877 | George Johnson | MI | Osceola | 9 | Natural Gas Fired Combustion Turbine | GT |  | S | 25 | 0.85 | 24.4 | 29.7 | 19 | N |  |  | N | Electric Utility | 1 | X | NG
Natural Gas Fired Combustion Turbine.NG | natural gas peaker | TRUE | 20910 | Wolverine Power Supply Coop | 1880 | Claude Vandyke | MI | Allegan | 8 | Natural Gas Fired Combustion Turbine | GT |  | S | 24.8 | 0.8 | 20.2 | 27.3 | 17.4 | N |  |  | N | Electric Utility | 1 | X | NG
Natural Gas Fired Combustion Turbine.NG | natural gas peaker | TRUE | 20910 | Wolverine Power Supply Coop | 1881 | Vestaburg | MI | Montcalm | 8 | Natural Gas Fired Combustion Turbine | GT |  | S | 23.7 | 0.9 | 18.5 | 25.5 | 5 | N |  |  | N | Electric Utility | 1 | X | NG | DFO
Natural Gas Steam Turbine.NG | natural gas steam turbine | TRUE | 12647 | ALLETE, Inc. | 1891 | Syl Laskin | MN | St Louis | 1 | Natural Gas Steam Turbine | ST |  | S | 58 | 0.85 | 49 | 49 | 17 | N |  |  | N | Electric Utility | 1 | X | NG
Natural Gas Steam Turbine.NG | natural gas steam turbine | TRUE | 12647 | ALLETE, Inc. | 1891 | Syl Laskin | MN | St Louis | 2 | Natural Gas Steam Turbine | ST |  | S | 58 | 0.85 | 49 | 49 | 17 | N |  |  | N | Electric Utility | 1 | X | NG
Conventional Hydroelectric.WAT | hydro | TRUE | 12647 | ALLETE, Inc. | 1892 | Blanchard | MN | Morrison | 1 | Conventional Hydroelectric | HY |  | S | 6 | 0.8 | 5.4 | 5.4 | 0.8 | N |  |  | N | Electric Utility | 1 | X | WAT
Conventional Hydroelectric.WAT | hydro | TRUE | 12647 | ALLETE, Inc. | 1892 | Blanchard | MN | Morrison | 2 | Conventional Hydroelectric | HY |  | S | 6 | 0.8 | 5.4 | 5.4 | 0.8 | N |  |  | N | Electric Utility | 1 | X | WAT
Conventional Hydroelectric.WAT | hydro | TRUE | 12647 | ALLETE, Inc. | 1892 | Blanchard | MN | Morrison | 3 | Conventional Hydroelectric | HY |  | S | 6 | 1 | 5.4 | 5.4 | 0.8 | N |  |  | N | Electric Utility | 1 | X | WAT
Conventional Steam Coal.SUB | hard coal | TRUE | 12647 | ALLETE, Inc. | 1893 | Clay Boswell | MN | Itasca | 3 | Conventional Steam Coal | ST |  | S | 364.5 | 0.9 | 352 | 352 | 75 | N |  |  | N | Electric Utility | 1 | X | SUB | NG | RC
Conventional Steam Coal.SUB | hard coal | TRUE | 12647 | ALLETE, Inc. | 1893 | Clay Boswell | MN | Itasca | 4 | Conventional Steam Coal | ST |  | J | 558 | 0.9 | 585 | 585 | 185 | N |  |  | N | Electric Utility | 1 | X | SUB | NG | RC
Petroleum Liquids.DFO | petroleum | TRUE | 12647 | ALLETE, Inc. | 1893 | Clay Boswell | MN | Itasca | D4 | Petroleum Liquids | IC |  | J | 0.8 | 0.8 | 0.8 | 0.8 | 0.8 | N |  |  | N | Electric Utility | 1 | X | DFO
Conventional Hydroelectric.WAT | hydro | TRUE | 12647 | ALLETE, Inc. | 1894 | Fond Du Lac | MN | St Louis | 1 | Conventional Hydroelectric | HY |  | S | 12 | 0.8 | 13.1 | 13.1 | 0.5 | N |  |  | N | Electric Utility | 1 | X | WAT
Conventional Hydroelectric.WAT | hydro | TRUE | 12647 | ALLETE, Inc. | 1895 | Knife Falls | MN | Carlton | 1 | Conventional Hydroelectric | HY |  | S | 0.8 | 0.8 | 0.8 | 0.8 | 0.1 | N |  |  | N | Electric Utility | 1 | X | WAT
Conventional Hydroelectric.WAT | hydro | TRUE | 12647 | ALLETE, Inc. | 1895 | Knife Falls | MN | Carlton | 2 | Conventional Hydroelectric | HY |  | S | 0.8 | 0.8 | 0.8 | 0.8 | 0.1 | N |  |  | N | Electric Utility | 1 | X | WAT
Conventional Hydroelectric.WAT | hydro | TRUE | 12647 | ALLETE, Inc. | 1895 | Knife Falls | MN | Carlton | 3 | Conventional Hydroelectric | HY |  | S | 0.8 | 0.8 | 0.7 | 0.7 | 0.1 | N |  |  | N | Electric Utility | 1 | X | WAT
Conventional Hydroelectric.WAT | hydro | TRUE | 12647 | ALLETE, Inc. | 1896 | Little Falls (MN) | MN | Morrison | 1 | Conventional Hydroelectric | HY |  | S | 0.8 | 0.8 | 0.9 | 0.9 | 0.1 | N |  |  | N | Electric Utility | 1 | X | WAT
Conventional Hydroelectric.WAT | hydro | TRUE | 12647 | ALLETE, Inc. | 1896 | Little Falls (MN) | MN | Morrison | 2 | Conventional Hydroelectric | HY |  | S | 0.8 | 0.8 | 0.9 | 0.9 | 0.1 | N |  |  | N | Electric Utility | 1 | X | WAT
Conventional Hydroelectric.WAT | hydro | TRUE | 12647 | ALLETE, Inc. | 1896 | Little Falls (MN) | MN | Morrison | 3 | Conventional Hydroelectric | HY |  | S | 1 | 0.8 | 1 | 1 | 0.3 | N |  |  | N | Electric Utility | 1 | X | WAT
Conventional Hydroelectric.WAT | hydro | TRUE | 12647 | ALLETE, Inc. | 1896 | Little Falls (MN) | MN | Morrison | 4 | Conventional Hydroelectric | HY |  | S | 1.2 | 0.8 | 1.3 | 1.3 | 0.5 | N |  |  | N | Electric Utility | 1 | X | WAT
Conventional Hydroelectric.WAT | hydro | TRUE | 12647 | ALLETE, Inc. | 1896 | Little Falls (MN) | MN | Morrison | 5 | Conventional Hydroelectric | HY |  | S | 0.4 | 0.8 | 0.5 | 0.5 | 0.1 | N |  |  | N | Electric Utility | 1 | X | WAT
Conventional Hydroelectric.WAT | hydro | TRUE | 12647 | ALLETE, Inc. | 1896 | Little Falls (MN) | MN | Morrison | 6 | Conventional Hydroelectric | HY |  | S | 0.4 | 0.8 | 0.5 | 0.5 | 0.1 | N |  |  | N | Electric Utility | 1 | X | WAT
Wood/Wood Waste Biomass.WDS | biomass | TRUE | 12647 | ALLETE, Inc. | 1897 | M L Hibbard | MN | St Louis | 3 | Wood/Wood Waste Biomass | ST |  | S | 35.3 | 0.85 | 30 | 30 | 10 | N |  |  | Y | Commercial CHP | 5 | T | WDS | SUB | NG
Wood/Wood Waste Biomass.WDS | biomass | TRUE | 12647 | ALLETE, Inc. | 1897 | M L Hibbard | MN | St Louis | 4 | Wood/Wood Waste Biomass | ST |  | S | 37.5 | 0.85 | 30 | 30 | 10 | N |  |  | Y | Commercial CHP | 5 | T | WDS | SUB | NG
Conventional Hydroelectric.WAT | hydro | TRUE | 12647 | ALLETE, Inc. | 1898 | Pillager | MN | Cass | 1 | Conventional Hydroelectric | HY |  | S | 0.8 | 0.8 | 0.9 | 0.9 | 0.1 | N |  |  | N | Electric Utility | 1 | X | WAT
Conventional Hydroelectric.WAT | hydro | TRUE | 12647 | ALLETE, Inc. | 1898 | Pillager | MN | Cass | 2 | Conventional Hydroelectric | HY |  | S | 0.8 | 0.8 | 0.8 | 0.8 | 0.1 | N |  |  | N | Electric Utility | 1 | X | WAT
Conventional Hydroelectric.WAT | hydro | TRUE | 12647 | ALLETE, Inc. | 1899 | Scanlon | MN | Carlton | 1 | Conventional Hydroelectric | HY |  | S | 0.4 | 0.8 | 0.4 | 0.4 | 0.1 | N |  |  | N | Electric Utility | 1 | X | WAT
Conventional Hydroelectric.WAT | hydro | TRUE | 12647 | ALLETE, Inc. | 1899 | Scanlon | MN | Carlton | 2 | Conventional Hydroelectric | HY |  | S | 0.4 | 0.8 | 0.4 | 0.4 | 0.1 | N |  |  | N | Electric Utility | 1 | X | WAT
Conventional Hydroelectric.WAT | hydro | TRUE | 12647 | ALLETE, Inc. | 1899 | Scanlon | MN | Carlton | 3 | Conventional Hydroelectric | HY |  | S | 0.4 | 0.8 | 0.4 | 0.4 | 0.1 | N |  |  | N | Electric Utility | 1 | X | WAT
Conventional Hydroelectric.WAT | hydro | TRUE | 12647 | ALLETE, Inc. | 1899 | Scanlon | MN | Carlton | 4 | Conventional Hydroelectric | HY |  | S | 0.4 | 0.8 | 0.4 | 0.4 | 0.1 | N |  |  | N | Electric Utility | 1 | X | WAT
Conventional Hydroelectric.WAT | hydro | TRUE | 12647 | ALLETE, Inc. | 1900 | Sylvan | MN | Cass | 1 | Conventional Hydroelectric | HY |  | S | 0.6 | 1 | 0.6 | 0.6 | 0.1 | N |  |  | N | Electric Utility | 1 | X | WAT
Conventional Hydroelectric.WAT | hydro | TRUE | 12647 | ALLETE, Inc. | 1900 | Sylvan | MN | Cass | 2 | Conventional Hydroelectric | HY |  | S | 0.6 | 1 | 0.6 | 0.6 | 0.1 | N |  |  | N | Electric Utility | 1 | X | WAT
Conventional Hydroelectric.WAT | hydro | TRUE | 12647 | ALLETE, Inc. | 1900 | Sylvan | MN | Cass | 3 | Conventional Hydroelectric | HY |  | S | 0.6 | 0.8 | 0.6 | 0.6 | 0.1 | N |  |  | N | Electric Utility | 1 | X | WAT
Conventional Hydroelectric.WAT | hydro | TRUE | 12647 | ALLETE, Inc. | 1901 | Thomson | MN | Carlton | 1 | Conventional Hydroelectric | HY |  | S | 13 | 0.8 | 12.5 | 12.5 | 0.5 | N |  |  | N | Electric Utility | 1 | X | WAT
Conventional Hydroelectric.WAT | hydro | TRUE | 12647 | ALLETE, Inc. | 1901 | Thomson | MN | Carlton | 2 | Conventional Hydroelectric | HY |  | S | 13 | 0.8 | 12.5 | 12.5 | 0.5 | N |  |  | N | Electric Utility | 1 | X | WAT
Conventional Hydroelectric.WAT | hydro | TRUE | 12647 | ALLETE, Inc. | 1901 | Thomson | MN | Carlton | 3 | Conventional Hydroelectric | HY |  | S | 13 | 0.8 | 12.5 | 12.5 | 0.5 | N |  |  | N | Electric Utility | 1 | X | WAT
Conventional Hydroelectric.WAT | hydro | TRUE | 12647 | ALLETE, Inc. | 1901 | Thomson | MN | Carlton | 4 | Conventional Hydroelectric | HY |  | S | 10.8 | 0.8 | 12.1 | 12.1 | 0.5 | N |  |  | N | Electric Utility | 1 | X | WAT
Conventional Hydroelectric.WAT | hydro | TRUE | 12647 | ALLETE, Inc. | 1901 | Thomson | MN | Carlton | 5 | Conventional Hydroelectric | HY |  | S | 10.8 | 0.8 | 11.9 | 11.9 | 0.5 | N |  |  | N | Electric Utility | 1 | X | WAT
Conventional Hydroelectric.WAT | hydro | TRUE | 12647 | ALLETE, Inc. | 1901 | Thomson | MN | Carlton | 6 | Conventional Hydroelectric | HY |  | S | 12 | 0.8 | 14.7 | 14.7 | 0.5 | N |  |  | N | Electric Utility | 1 | X | WAT
Conventional Hydroelectric.WAT | hydro | TRUE | 12647 | ALLETE, Inc. | 1902 | Winton | MN | Lake | 2 | Conventional Hydroelectric | HY |  | S | 2 | 0.8 | 2.1 | 2.1 | 0.3 | N |  |  | N | Electric Utility | 1 | X | WAT
Conventional Hydroelectric.WAT | hydro | TRUE | 12647 | ALLETE, Inc. | 1902 | Winton | MN | Lake | 3 | Conventional Hydroelectric | HY |  | S | 2 | 0.8 | 2 | 2 | 0.3 | N |  |  | N | Electric Utility | 1 | X | WAT
Natural Gas Fired Combined Cycle.NG | natural gas combined cycle | TRUE | 13781 | Northern States Power Co - Minnesota | 1904 | Black Dog | MN | Dakota | 2 | Natural Gas Fired Combined Cycle | CA | BDS0 | S | 136.9 | 0.88 | 117 | 117 | 66 | N | 12 | 2031 | N | Electric Utility | 1 | X | NG
Natural Gas Fired Combined Cycle.NG | natural gas combined cycle | TRUE | 13781 | Northern States Power Co - Minnesota | 1904 | Black Dog | MN | Dakota | 5 | Natural Gas Fired Combined Cycle | CT | BDS0 | S | 187.9 | 0.85 | 165 | 181 | 94 | N | 12 | 2031 | N | Electric Utility | 1 | X | NG
Natural Gas Fired Combustion Turbine.NG | natural gas peaker | TRUE | 13781 | Northern States Power Co - Minnesota | 1904 | Black Dog | MN | Dakota | 6-1 | Natural Gas Fired Combustion Turbine | GT |  | S | 238 | 0.85 | 212 | 228 | 60 | N | 12 | 2058 | N | Electric Utility | 1 | X | NG
Conventional Hydroelectric.WAT | hydro | TRUE | 13781 | Northern States Power Co - Minnesota | 1911 | Hennepin Island | MN | Hennepin | 1 | Conventional Hydroelectric | HY |  | S | 2.8 | 0.9 | 1.2 | 1.4 | 0.6 | N |  |  | N | Electric Utility | 1 | X | WAT
Conventional Hydroelectric.WAT | hydro | TRUE | 13781 | Northern States Power Co - Minnesota | 1911 | Hennepin Island | MN | Hennepin | 2 | Conventional Hydroelectric | HY |  | S | 2.8 | 0.9 | 1.2 | 1.4 | 0.6 | N |  |  | N | Electric Utility | 1 | X | WAT
Conventional Hydroelectric.WAT | hydro | TRUE | 13781 | Northern States Power Co - Minnesota | 1911 | Hennepin Island | MN | Hennepin | 3 | Conventional Hydroelectric | HY |  | S | 2.8 | 0.9 | 1.2 | 1.4 | 0.6 | N |  |  | N | Electric Utility | 1 | X | WAT
Conventional Hydroelectric.WAT | hydro | TRUE | 13781 | Northern States Power Co - Minnesota | 1911 | Hennepin Island | MN | Hennepin | 4 | Conventional Hydroelectric | HY |  | S | 2.8 | 0.9 | 1.2 | 1.4 | 0.6 | N |  |  | N | Electric Utility | 1 | X | WAT
Conventional Hydroelectric.WAT | hydro | TRUE | 13781 | Northern States Power Co - Minnesota | 1911 | Hennepin Island | MN | Hennepin | 5 | Conventional Hydroelectric | HY |  | S | 2.5 | 0.8 | 1.3 | 1.5 | 0.6 | N |  |  | N | Electric Utility | 1 | X | WAT
Natural Gas Fired Combined Cycle.NG | natural gas combined cycle | TRUE | 13781 | Northern States Power Co - Minnesota | 1912 | High Bridge | MN | Ramsey | 7 | Natural Gas Fired Combined Cycle | CT | HBR0 | S | 197 | 0.85 | 152 | 185 | 88 | N |  |  | N | Electric Utility | 1 | X | NG
Natural Gas Fired Combined Cycle.NG | natural gas combined cycle | TRUE | 13781 | Northern States Power Co - Minnesota | 1912 | High Bridge | MN | Ramsey | 8 | Natural Gas Fired Combined Cycle | CT | HBR0 | S | 197 | 0.85 | 152 | 185 | 88 | N |  |  | N | Electric Utility | 1 | X | NG
Natural Gas Fired Combined Cycle.NG | natural gas combined cycle | TRUE | 13781 | Northern States Power Co - Minnesota | 1912 | High Bridge | MN | Ramsey | 9 | Natural Gas Fired Combined Cycle | CA | HBR0 | S | 250 | 0.85 | 226 | 236 | 162 | N |  |  | N | Electric Utility | 1 | X | NG
Natural Gas Fired Combustion Turbine.NG | natural gas peaker | TRUE | 13781 | Northern States Power Co - Minnesota | 1913 | Inver Hills | MN | Dakota | 1 | Natural Gas Fired Combustion Turbine | GT |  | S | 46.8 | 0.85 | 47 | 62 | 10 | N | 12 | 2026 | N | Electric Utility | 1 | X | NG | DFO
Natural Gas Fired Combustion Turbine.NG | natural gas peaker | TRUE | 13781 | Northern States Power Co - Minnesota | 1913 | Inver Hills | MN | Dakota | 2 | Natural Gas Fired Combustion Turbine | GT |  | S | 46.8 | 0.85 | 47 | 62 | 10 | N | 12 | 2026 | N | Electric Utility | 1 | X | NG | DFO
Natural Gas Fired Combustion Turbine.NG | natural gas peaker | TRUE | 13781 | Northern States Power Co - Minnesota | 1913 | Inver Hills | MN | Dakota | 3 | Natural Gas Fired Combustion Turbine | GT |  | S | 46.8 | 0.85 | 47 | 62 | 10 | N | 12 | 2026 | N | Electric Utility | 1 | X | NG | DFO
Natural Gas Fired Combustion Turbine.NG | natural gas peaker | TRUE | 13781 | Northern States Power Co - Minnesota | 1913 | Inver Hills | MN | Dakota | 4 | Natural Gas Fired Combustion Turbine | GT |  | S | 46.8 | 0.85 | 47 | 62 | 10 | N | 12 | 2026 | N | Electric Utility | 1 | X | NG | DFO
Natural Gas Fired Combustion Turbine.NG | natural gas peaker | TRUE | 13781 | Northern States Power Co - Minnesota | 1913 | Inver Hills | MN | Dakota | 5 | Natural Gas Fired Combustion Turbine | GT |  | S | 46.8 | 0.85 | 47 | 61 | 10 | N | 12 | 2026 | N | Electric Utility | 1 | X | NG | DFO
Natural Gas Fired Combustion Turbine.NG | natural gas peaker | TRUE | 13781 | Northern States Power Co - Minnesota | 1913 | Inver Hills | MN | Dakota | 6 | Natural Gas Fired Combustion Turbine | GT |  | S | 46.8 | 0.85 | 47 | 62 | 10 | N | 12 | 2026 | N | Electric Utility | 1 | X | NG | DFO
Petroleum Liquids.DFO | petroleum | TRUE | 13781 | Northern States Power Co - Minnesota | 1913 | Inver Hills | MN | Dakota | 7 | Petroleum Liquids | GT |  | S | 1.8 | 0.8 | 1.8 | 1.8 | 0.8 | N | 12 | 2026 | N | Electric Utility | 1 | X | DFO
Petroleum Liquids.DFO | petroleum | TRUE | 13781 | Northern States Power Co - Minnesota | 1913 | Inver Hills | MN | Dakota | 8 | Petroleum Liquids | GT |  | S | 1.8 | 0.8 | 1.8 | 1.8 | 0.8 | N | 12 | 2026 | N | Electric Utility | 1 | X | DFO
Conventional Steam Coal.SUB | hard coal | TRUE | 13781 | Northern States Power Co - Minnesota | 1915 | Allen S King | MN | Washington | 1 | Conventional Steam Coal | ST |  | S | 598.4 | 0.85 | 511 | 511 | 345 | N |  |  | N | Electric Utility | 1 | X | SUB | NG | DFO
Nuclear.NUC | nuclear | TRUE | 13781 | Northern States Power Co - Minnesota | 1922 | Monticello Nuclear Facility | MN | Wright | 1 | Nuclear | ST |  | S | 685 | 0.95 | 617 | 646 | 500 | N |  |  | N | Electric Utility | 1 | X | NUC
Nuclear.NUC | nuclear | TRUE | 13781 | Northern States Power Co - Minnesota | 1925 | Prairie Island | MN | Goodhue | 1 | Nuclear | ST |  | S | 593.1 | 0.9 | 521 | 546 | 500 | N |  |  | N | Electric Utility | 1 | X | NUC
Nuclear.NUC | nuclear | TRUE | 13781 | Northern States Power Co - Minnesota | 1925 | Prairie Island | MN | Goodhue | 2 | Nuclear | ST |  | S | 593.1 | 0.9 | 519 | 546 | 500 | N |  |  | N | Electric Utility | 1 | X | NUC
Municipal Solid Waste.MSW | municipal solid waste | TRUE | 13781 | Northern States Power Co - Minnesota | 1926 | Red Wing | MN | Goodhue | 1 | Municipal Solid Waste | ST |  | S | 11.5 | 0.85 | 9 | 9 | 6 | N | 12 | 2027 | N | Electric Utility | 1 | X | MSW | WDS | NG
Municipal Solid Waste.MSW | municipal solid waste | TRUE | 13781 | Northern States Power Co - Minnesota | 1926 | Red Wing | MN | Goodhue | 2 | Municipal Solid Waste | ST |  | S | 11.5 | 0.85 | 9 | 9 | 6 | N | 12 | 2027 | N | Electric Utility | 1 | X | MSW | WDS | NG
Natural Gas Fired Combined Cycle.NG | natural gas combined cycle | TRUE | 13781 | Northern States Power Co - Minnesota | 1927 | Riverside (MN) | MN | Hennepin | 10 | Natural Gas Fired Combined Cycle | CT | RIV0 | S | 210.6 | 0.9 | 147 | 171 | 79 | N |  |  | N | Electric Utility | 1 | X | NG | DFO
Natural Gas Fired Combined Cycle.NG | natural gas combined cycle | TRUE | 13781 | Northern States Power Co - Minnesota | 1927 | Riverside (MN) | MN | Hennepin | 9 | Natural Gas Fired Combined Cycle | CT | RIV0 | S | 210.6 | 0.9 | 147 | 171 | 79 | N |  |  | N | Electric Utility | 1 | X | NG | DFO
Natural Gas Fired Combined Cycle.NG | natural gas combined cycle | TRUE | 13781 | Northern States Power Co - Minnesota | 1927 | Riverside (MN) | MN | Hennepin | ST7 | Natural Gas Fired Combined Cycle | CA | RIV0 | S | 164.7 | 0.9 | 160 | 158 | 76 | N |  |  | N | Electric Utility | 1 | X | NG
Petroleum Liquids.DFO | petroleum | TRUE | 17876 | City of St James - (MN) | 1929 | St James | MN | Watonwan | 1 | Petroleum Liquids | IC |  | S | 2 | 0.8 | 2 | 2 | 1.5 | N |  |  | N | Electric Utility | 1 | X | DFO
Petroleum Liquids.DFO | petroleum | TRUE | 17876 | City of St James - (MN) | 1929 | St James | MN | Watonwan | 2 | Petroleum Liquids | IC |  | S | 2 | 0.8 | 2 | 2 | 1.5 | N |  |  | N | Electric Utility | 1 | X | DFO
Petroleum Liquids.DFO | petroleum | TRUE | 17876 | City of St James - (MN) | 1929 | St James | MN | Watonwan | 3 | Petroleum Liquids | IC |  | S | 2 | 0.8 | 2 | 2 | 1.5 | N |  |  | N | Electric Utility | 1 | X | DFO
Petroleum Liquids.DFO | petroleum | TRUE | 17876 | City of St James - (MN) | 1929 | St James | MN | Watonwan | 4 | Petroleum Liquids | IC |  | S | 2 | 0.8 | 2 | 2 | 1.5 | N |  |  | N | Electric Utility | 1 | X | DFO
Petroleum Liquids.DFO | petroleum | TRUE | 17876 | City of St James - (MN) | 1929 | St James | MN | Watonwan | 5 | Petroleum Liquids | IC |  | S | 2 | 0.8 | 2 | 2 | 1.5 | N |  |  | N | Electric Utility | 1 | X | DFO
Petroleum Liquids.DFO | petroleum | TRUE | 17876 | City of St James - (MN) | 1929 | St James | MN | Watonwan | 6 | Petroleum Liquids | IC |  | S | 2 | 0.8 | 2 | 2 | 1.5 | N |  |  | N | Electric Utility | 1 | X | DFO
Municipal Solid Waste.MSW | municipal solid waste | TRUE | 13781 | Northern States Power Co - Minnesota | 1934 | Wilmarth | MN | Blue Earth | 1 | Municipal Solid Waste | ST |  | S | 12.5 | 0.8 | 9 | 9 | 1 | N | 12 | 2027 | N | Electric Utility | 1 | X | MSW | NG
Municipal Solid Waste.MSW | municipal solid waste | TRUE | 13781 | Northern States Power Co - Minnesota | 1934 | Wilmarth | MN | Blue Earth | 2 | Municipal Solid Waste | ST |  | S | 12.5 | 0.8 | 9 | 9 | 1 | N | 12 | 2027 | N | Electric Utility | 1 | X | MSW | NG
Conventional Hydroelectric.WAT | hydro | TRUE | 14232 | Otter Tail Power Co | 1943 | Hoot Lake | MN | Otter Tail | H1 | Conventional Hydroelectric | HY |  | S | 1 | 0.8 | 0.8 | 0.8 | 0 | N |  |  | N | Electric Utility | 1 | X | WAT
Petroleum Liquids.DFO | petroleum | TRUE | 150 | Adrian Public Utilities Comm | 1956 | Adrian | MN | Nobles | 5 | Petroleum Liquids | IC |  | S | 2 | 0.8 | 2 | 2 | 0.8 | N |  |  | N | Electric Utility | 1 | X | DFO
Petroleum Liquids.DFO | petroleum | TRUE | 295 | City of Alexandria - (MN) | 1958 | Alexandria | MN | Douglas | IC1 | Petroleum Liquids | IC |  | S | 1.2 | 0.8 | 1 | 1 | 0.1 | N |  |  | N | Electric Utility | 1 | X | DFO
Petroleum Liquids.DFO | petroleum | TRUE | 295 | City of Alexandria - (MN) | 1958 | Alexandria | MN | Douglas | IC2 | Petroleum Liquids | IC |  | S | 4 | 0.8 | 3.6 | 3.6 | 0.1 | N |  |  | N | Electric Utility | 1 | X | DFO | NG
Petroleum Liquids.DFO | petroleum | TRUE | 295 | City of Alexandria - (MN) | 1958 | Alexandria | MN | Douglas | IC3 | Petroleum Liquids | IC |  | S | 4 | 0.8 | 3.6 | 3.6 | 0.1 | N |  |  | N | Electric Utility | 1 | X | DFO | NG
Petroleum Liquids.DFO | petroleum | TRUE | 1573 | City of Benson - (MN) | 1964 | Benson City of | MN | Swift | 10 | Petroleum Liquids | IC |  | S | 1.8 | 0.8 | 1.8 | 1.8 | 0.4 | N |  |  | N | Electric Utility | 1 | X | DFO
Petroleum Liquids.DFO | petroleum | TRUE | 1573 | City of Benson - (MN) | 1964 | Benson City of | MN | Swift | 11 | Petroleum Liquids | IC |  | S | 1.8 | 0.8 | 1.8 | 1.8 | 0.4 | N |  |  | N | Electric Utility | 1 | X | DFO
Petroleum Liquids.DFO | petroleum | TRUE | 1573 | City of Benson - (MN) | 1964 | Benson City of | MN | Swift | 7 | Petroleum Liquids | IC |  | S | 1.8 | 0.8 | 1.8 | 1.8 | 0.4 | N |  |  | N | Electric Utility | 1 | X | DFO
Petroleum Liquids.DFO | petroleum | TRUE | 1573 | City of Benson - (MN) | 1964 | Benson City of | MN | Swift | 8 | Petroleum Liquids | IC |  | S | 1.8 | 0.8 | 1.8 | 1.8 | 0.4 | N |  |  | N | Electric Utility | 1 | X | DFO
Petroleum Liquids.DFO | petroleum | TRUE | 1573 | City of Benson - (MN) | 1964 | Benson City of | MN | Swift | 9 | Petroleum Liquids | IC |  | S | 1.8 | 0.8 | 1.8 | 1.8 | 0.4 | N |  |  | N | Electric Utility | 1 | X | DFO
Petroleum Liquids.DFO | petroleum | TRUE | 1871 | City of Blooming Prairie - (MN) | 1966 | Blooming Prairie | MN | Steele | 4 | Petroleum Liquids | IC |  | S | 1.2 | 0.96 | 1.3 | 1.3 | 0.8 | N |  |  | N | Electric Utility | 1 | X | DFO
Petroleum Liquids.DFO | petroleum | TRUE | 1871 | City of Blooming Prairie - (MN) | 1966 | Blooming Prairie | MN | Steele | 5 | Petroleum Liquids | IC |  | S | 2.3 | 0.96 | 2 | 2 | 1 | N |  |  | N | Electric Utility | 1 | X | DFO
Petroleum Liquids.DFO | petroleum | TRUE | 1871 | City of Blooming Prairie - (MN) | 1966 | Blooming Prairie | MN | Steele | 6 | Petroleum Liquids | IC |  | S | 2 | 0.96 | 1.9 | 1.9 | 1 | N |  |  | N | Electric Utility | 1 | X | DFO
Petroleum Liquids.DFO | petroleum | TRUE | 1871 | City of Blooming Prairie - (MN) | 1966 | Blooming Prairie | MN | Steele | 7 | Petroleum Liquids | IC |  | S | 1.3 | 0.96 | 1.3 | 1.3 | 1.3 | N |  |  | N | Electric Utility | 1 | X | DFO
Petroleum Liquids.DFO | petroleum | TRUE | 1883 | Blue Earth Light & Water | 1967 | Blue Earth | MN | Faribault | IC1 | Petroleum Liquids | IC |  | S | 1.5 | 0.9 | 1.5 | 1.5 | 0.5 | N |  |  | N | Electric Utility | 1 | X | DFO
Petroleum Liquids.DFO | petroleum | TRUE | 1883 | Blue Earth Light & Water | 1967 | Blue Earth | MN | Faribault | IC3 | Petroleum Liquids | IC |  | S | 1.6 | 0.9 | 1.6 | 1.6 | 0.5 | N |  |  | N | Electric Utility | 1 | X | DFO
Petroleum Liquids.DFO | petroleum | TRUE | 1883 | Blue Earth Light & Water | 1967 | Blue Earth | MN | Faribault | IC4 | Petroleum Liquids | IC |  | S | 1.6 | 0.9 | 1.6 | 1.6 | 0.5 | N |  |  | N | Electric Utility | 1 | X | DFO
Petroleum Liquids.DFO | petroleum | TRUE | 1883 | Blue Earth Light & Water | 1967 | Blue Earth | MN | Faribault | IC5 | Petroleum Liquids | IC |  | S | 1.6 | 0.9 | 1.6 | 1.6 | 0.5 | N |  |  | N | Electric Utility | 1 | X | DFO
Petroleum Liquids.DFO | petroleum | TRUE | 1883 | Blue Earth Light & Water | 1967 | Blue Earth | MN | Faribault | IC6 | Petroleum Liquids | IC |  | S | 1.8 | 0.9 | 1.8 | 1.8 | 0.5 | N |  |  | N | Electric Utility | 1 | X | DFO
Petroleum Liquids.DFO | petroleum | TRUE | 1883 | Blue Earth Light & Water | 1967 | Blue Earth | MN | Faribault | IC7 | Petroleum Liquids | IC |  | S | 1.1 | 0.9 | 1.1 | 1.1 | 0.5 | N |  |  | N | Electric Utility | 1 | X | DFO
Petroleum Liquids.DFO | petroleum | TRUE | 1883 | Blue Earth Light & Water | 1967 | Blue Earth | MN | Faribault | IC8 | Petroleum Liquids | IC |  | S | 1.8 | 0.9 | 1.8 | 1.8 | 0.5 | N |  |  | N | Electric Utility | 1 | X | DFO
Petroleum Liquids.DFO | petroleum | TRUE | 5015 | Delano Municipal Utilities | 1969 | Delano | MN | Wright | 10 | Petroleum Liquids | IC |  | W | 2 | 1 | 2 | 2 | 0.5 | N |  |  | N | Electric Utility | 1 | X | DFO
Petroleum Liquids.DFO | petroleum | TRUE | 5015 | Delano Municipal Utilities | 1969 | Delano | MN | Wright | 11 | Petroleum Liquids | IC |  | W | 2 | 1 | 2 | 2 | 0.5 | N |  |  | N | Electric Utility | 1 | X | DFO
Natural Gas Internal Combustion Engine.NG | natural gas peaker | TRUE | 5015 | Delano Municipal Utilities | 1969 | Delano | MN | Wright | 2 | Natural Gas Internal Combustion Engine | IC |  | S | 1.1 | 0.8 | 1.1 | 1.1 | 0.3 | N |  |  | N | Electric Utility | 1 | X | NG | DFO
Natural Gas Internal Combustion Engine.NG | natural gas peaker | TRUE | 5015 | Delano Municipal Utilities | 1969 | Delano | MN | Wright | 3 | Natural Gas Internal Combustion Engine | IC |  | S | 1.3 | 0.8 | 1.3 | 1.3 | 0.4 | N |  |  | N | Electric Utility | 1 | X | NG | DFO
Petroleum Liquids.DFO | petroleum | TRUE | 5015 | Delano Municipal Utilities | 1969 | Delano | MN | Wright | 5 | Petroleum Liquids | IC |  | S | 0.8 | 0.8 | 0.8 | 0.8 | 0.3 | N |  |  | N | Electric Utility | 1 | X | DFO
Petroleum Liquids.DFO | petroleum | TRUE | 5015 | Delano Municipal Utilities | 1969 | Delano | MN | Wright | 6 | Petroleum Liquids | IC |  | S | 1.2 | 0.8 | 1.2 | 1.2 | 0.4 | N |  |  | N | Electric Utility | 1 | X | DFO
Petroleum Liquids.DFO | petroleum | TRUE | 5015 | Delano Municipal Utilities | 1969 | Delano | MN | Wright | 7 | Petroleum Liquids | IC |  | S | 3 | 0.8 | 3 | 3 | 0.9 | N |  |  | N | Electric Utility | 1 | X | DFO
Petroleum Liquids.DFO | petroleum | TRUE | 5015 | Delano Municipal Utilities | 1969 | Delano | MN | Wright | 8 | Petroleum Liquids | IC |  | S | 3.1 | 0.8 | 3.1 | 3.1 | 0.9 | N |  |  | N | Electric Utility | 1 | X | DFO
Petroleum Liquids.DFO | petroleum | TRUE | 5111 | City of Detroit Lakes - (MN) | 1970 | Detroit Lakes | MN | Becker | 1 | Petroleum Liquids | GT |  | S | 12.5 | 0.8 | 9.6 | 10.6 | 5 | N |  |  | N | Electric Utility | 1 | X | DFO
Petroleum Liquids.DFO | petroleum | TRUE | 5773 | City of Elk River | 1971 | Elk River City of | MN | Sherburne | 1 | Petroleum Liquids | IC |  | S | 0.5 | 0.8 | 0.5 | 0.5 | 0.4 | N |  |  | N | Electric Utility | 1 | X | DFO
Petroleum Liquids.DFO | petroleum | TRUE | 5773 | City of Elk River | 1971 | Elk River City of | MN | Sherburne | 2 | Petroleum Liquids | IC |  | S | 0.5 | 0.8 | 0.5 | 0.5 | 0.4 | N |  |  | N | Electric Utility | 1 | X | DFO
Petroleum Liquids.DFO | petroleum | TRUE | 5773 | City of Elk River | 1971 | Elk River City of | MN | Sherburne | 3 | Petroleum Liquids | IC |  | S | 3 | 0.8 | 3 | 3 | 2.8 | N |  |  | N | Electric Utility | 1 | X | DFO | NG
Petroleum Liquids.DFO | petroleum | TRUE | 5773 | City of Elk River | 1971 | Elk River City of | MN | Sherburne | 4 | Petroleum Liquids | IC |  | S | 5 | 0.8 | 5 | 5 | 4.3 | N |  |  | N | Electric Utility | 1 | X | DFO | NG
Petroleum Liquids.DFO | petroleum | TRUE | 6138 | City of Fairfax - (MN) | 1972 | Fairfax | MN | Renville | 2A | Petroleum Liquids | IC |  | S | 2 | 0.8 | 1.9 | 1.9 | 1.5 | N |  |  | N | Electric Utility | 1 | X | DFO
Natural Gas Internal Combustion Engine.NG | natural gas peaker | TRUE | 40580 | Southern Minnesota Mun P Agny | 1973 | Fairmont (MN) | MN | Martin | 10 | Natural Gas Internal Combustion Engine | IC |  | S | 6.5 | 0.8 | 6.5 | 6.5 | 3 | N |  |  | N | Electric Utility | 1 | X | NG
Natural Gas Internal Combustion Engine.NG | natural gas peaker | TRUE | 40580 | Southern Minnesota Mun P Agny | 1973 | Fairmont (MN) | MN | Martin | 11 | Natural Gas Internal Combustion Engine | IC |  | S | 6.5 | 0.8 | 6.5 | 6.5 | 3 | N |  |  | N | Electric Utility | 1 | X | NG
Natural Gas Internal Combustion Engine.NG | natural gas peaker | TRUE | 40580 | Southern Minnesota Mun P Agny | 1973 | Fairmont (MN) | MN | Martin | 12 | Natural Gas Internal Combustion Engine | IC |  | S | 6.5 | 0.8 | 6.5 | 6.5 | 3 | N |  |  | N | Electric Utility | 1 | X | NG
Petroleum Liquids.DFO | petroleum | TRUE | 40580 | Southern Minnesota Mun P Agny | 1973 | Fairmont (MN) | MN | Martin | 6 | Petroleum Liquids | IC |  | S | 6.5 | 0.8 | 6 | 6 | 3.5 | N |  |  | N | Electric Utility | 1 | X | DFO | NG
Petroleum Liquids.DFO | petroleum | TRUE | 40580 | Southern Minnesota Mun P Agny | 1973 | Fairmont (MN) | MN | Martin | 7 | Petroleum Liquids | IC |  | S | 6.5 | 0.8 | 6 | 6 | 3.5 | N |  |  | N | Electric Utility | 1 | X | DFO | NG
Natural Gas Internal Combustion Engine.NG | natural gas peaker | TRUE | 40580 | Southern Minnesota Mun P Agny | 1973 | Fairmont (MN) | MN | Martin | 9 | Natural Gas Internal Combustion Engine | IC |  | S | 6.5 | 0.8 | 6.5 | 6.5 | 3 | N |  |  | N | Electric Utility | 1 | X | NG
Petroleum Liquids.DFO | petroleum | TRUE | 7292 | Glencoe Light & Power Comm | 1975 | Glencoe | MN | McLeod | 10 | Petroleum Liquids | IC |  | S | 7 | 0.8 | 5.6 | 5.6 | 3 | N |  |  | N | Electric Utility | 1 | X | DFO
Petroleum Liquids.DFO | petroleum | TRUE | 7292 | Glencoe Light & Power Comm | 1975 | Glencoe | MN | McLeod | 11 | Petroleum Liquids | IC |  | S | 4.8 | 0.8 | 4.8 | 4.8 | 2 | N |  |  | N | Electric Utility | 1 | X | DFO
Petroleum Liquids.DFO | petroleum | TRUE | 7292 | Glencoe Light & Power Comm | 1975 | Glencoe | MN | McLeod | 12 | Petroleum Liquids | IC |  | S | 4.8 | 0.8 | 4.8 | 4.8 | 2 | N |  |  | N | Electric Utility | 1 | X | DFO
Petroleum Liquids.DFO | petroleum | TRUE | 7292 | Glencoe Light & Power Comm | 1975 | Glencoe | MN | McLeod | 14 | Petroleum Liquids | IC |  | S | 4.8 | 0.8 | 4.8 | 4.8 | 2 | N |  |  | N | Electric Utility | 1 | X | DFO
Petroleum Liquids.DFO | petroleum | TRUE | 7292 | Glencoe Light & Power Comm | 1975 | Glencoe | MN | McLeod | 5 | Petroleum Liquids | IC |  | S | 1.3 | 0.8 | 1 | 1 | 0.5 | N |  |  | N | Electric Utility | 1 | X | DFO | NG
Petroleum Liquids.DFO | petroleum | TRUE | 7292 | Glencoe Light & Power Comm | 1975 | Glencoe | MN | McLeod | 7 | Petroleum Liquids | IC |  | S | 4.1 | 0.8 | 3.2 | 3.2 | 2 | N |  |  | N | Electric Utility | 1 | X | DFO | NG
Petroleum Liquids.DFO | petroleum | TRUE | 7292 | Glencoe Light & Power Comm | 1975 | Glencoe | MN | McLeod | 8 | Petroleum Liquids | IC |  | S | 5.6 | 0.8 | 5.4 | 5.4 | 2 | N |  |  | N | Electric Utility | 1 | X | DFO | NG
Petroleum Liquids.DFO | petroleum | TRUE | 7292 | Glencoe Light & Power Comm | 1975 | Glencoe | MN | McLeod | 9 | Petroleum Liquids | IC |  | S | 7.1 | 0.8 | 6.1 | 6.1 | 3 | N |  |  | N | Electric Utility | 1 | X | DFO | NG
Petroleum Liquids.DFO | petroleum | TRUE | 7487 | City of Grand Marais - (MN) | 1976 | Grand Marais | MN | Cook | 7 | Petroleum Liquids | IC |  | S | 2.7 | 0.8 | 2.5 | 2.5 | 1.8 | N |  |  | N | Electric Utility | 1 | X | DFO
Petroleum Liquids.DFO | petroleum | TRUE | 7487 | City of Grand Marais - (MN) | 1976 | Grand Marais | MN | Cook | 8 | Petroleum Liquids | IC |  | S | 2 | 0.8 | 1.8 | 1.8 | 1.8 | N |  |  | N | Electric Utility | 1 | X | DFO
Petroleum Liquids.DFO | petroleum | TRUE | 7487 | City of Grand Marais - (MN) | 1976 | Grand Marais | MN | Cook | 9 | Petroleum Liquids | IC |  | S | 2 | 0.8 | 1.8 | 1.8 | 1.8 | N |  |  | N | Electric Utility | 1 | X | DFO
Conventional Hydroelectric.WAT | hydro | TRUE | 7494 | City of Granite Falls - (MN) | 1977 | Granite Falls | MN | Chippewa | 1 | Conventional Hydroelectric | HY |  | S | 0.3 | 0.8 | 0.2 | 0.2 | 0.2 | N |  |  | N | Electric Utility | 1 | X | WAT
Conventional Hydroelectric.WAT | hydro | TRUE | 7494 | City of Granite Falls - (MN) | 1977 | Granite Falls | MN | Chippewa | 2 | Conventional Hydroelectric | HY |  | S | 0.2 | 0.8 | 0.2 | 0.2 | 0.2 | N |  |  | N | Electric Utility | 1 | X | WAT
Conventional Hydroelectric.WAT | hydro | TRUE | 7494 | City of Granite Falls - (MN) | 1977 | Granite Falls | MN | Chippewa | HC3 | Conventional Hydroelectric | HY |  | S | 0.8 | 0.8 | 0.7 | 0.7 | 0.7 | N |  |  | N | Electric Utility | 1 | X | WAT
Natural Gas Steam Turbine.NG | natural gas steam turbine | TRUE | 8543 | Hibbing Public Utilities Comm | 1979 | Hibbing | MN | St Louis | 3 | Natural Gas Steam Turbine | ST |  | S | 10 | 0.8 | 10 | 10 | 4 | N |  |  | Y | Electric Utility | 1 | T | NG | WDS | WDS | BIT | LIG
Natural Gas Steam Turbine.NG | natural gas steam turbine | TRUE | 8543 | Hibbing Public Utilities Comm | 1979 | Hibbing | MN | St Louis | 5 | Natural Gas Steam Turbine | ST |  | S | 19.5 | 0.85 | 19.5 | 19.5 | 5 | N |  |  | Y | Electric Utility | 1 | T | NG | WDS | WDS | BIT | LIG
Natural Gas Steam Turbine.NG | natural gas steam turbine | TRUE | 8543 | Hibbing Public Utilities Comm | 1979 | Hibbing | MN | St Louis | 6 | Natural Gas Steam Turbine | ST |  | S | 6.4 | 0.85 | 1 | 6.4 | 1 | N |  |  | Y | Electric Utility | 1 | T | NG | WDS | WDS | BIT | LIG
Natural Gas Internal Combustion Engine.NG | natural gas peaker | TRUE | 9130 | Hutchinson Utilities Comm | 1980 | Hutchinson Plant #1 | MN | McLeod | 10 | Natural Gas Internal Combustion Engine | IC |  | S | 8.8 | 0.8 | 9.3 | 9.3 | 1 | N |  |  | N | Electric Utility | 1 | X | NG
Natural Gas Internal Combustion Engine.NG | natural gas peaker | TRUE | 9130 | Hutchinson Utilities Comm | 1980 | Hutchinson Plant #1 | MN | McLeod | 11 | Natural Gas Internal Combustion Engine | IC |  | S | 9.8 | 0.8 | 9.8 | 9.8 | 1 | N |  |  | N | Electric Utility | 1 | X | NG
Natural Gas Internal Combustion Engine.NG | natural gas peaker | TRUE | 9130 | Hutchinson Utilities Comm | 1980 | Hutchinson Plant #1 | MN | McLeod | 12 | Natural Gas Internal Combustion Engine | IC |  | S | 9.8 | 0.8 | 9.8 | 9.8 | 1 | N |  |  | N | Electric Utility | 1 | X | NG
Petroleum Liquids.DFO | petroleum | TRUE | 9650 | City of Janesville - (MN) | 1982 | Janesville | MN | Waseca | 1 | Petroleum Liquids | IC |  | S | 1.1 | 0.8 | 0.9 | 1 | 0.5 | N |  |  | N | Electric Utility | 1 | X | DFO | NG
Petroleum Liquids.DFO | petroleum | TRUE | 9650 | City of Janesville - (MN) | 1982 | Janesville | MN | Waseca | 2 | Petroleum Liquids | IC |  | S | 1.3 | 0.8 | 1.1 | 1.2 | 0.6 | N |  |  | N | Electric Utility | 1 | X | DFO | NG
Petroleum Liquids.DFO | petroleum | TRUE | 9650 | City of Janesville - (MN) | 1982 | Janesville | MN | Waseca | 3 | Petroleum Liquids | IC |  | S | 0.7 | 0.8 | 0.5 | 0.6 | 0.3 | N |  |  | N | Electric Utility | 1 | X | DFO | NG
Petroleum Liquids.DFO | petroleum | TRUE | 9650 | City of Janesville - (MN) | 1982 | Janesville | MN | Waseca | 4 | Petroleum Liquids | IC |  | S | 1.8 | 0.8 | 1.8 | 1.8 | 0.9 | N |  |  | N | Electric Utility | 1 | X | DFO
Petroleum Liquids.DFO | petroleum | TRUE | 10179 | Kenyon Municipal Utilities | 1983 | Kenyon Municipal | MN | Goodhue | 5 | Petroleum Liquids | IC |  | S | 1.8 | 0.8 | 1.8 | 1.8 | 0 | N |  |  | N | Electric Utility | 1 | X | DFO
Petroleum Liquids.DFO | petroleum | TRUE | 10179 | Kenyon Municipal Utilities | 1983 | Kenyon Municipal | MN | Goodhue | 6 | Petroleum Liquids | IC |  | S | 1.8 | 0.8 | 1.8 | 1.8 | 0 | N |  |  | N | Electric Utility | 1 | X | DFO
Petroleum Liquids.DFO | petroleum | TRUE | 10179 | Kenyon Municipal Utilities | 1983 | Kenyon Municipal | MN | Goodhue | 7 | Petroleum Liquids | IC |  | S | 1.8 | 0.8 | 1.8 | 1.8 | 0 | N |  |  | N | Electric Utility | 1 | X | DFO
Petroleum Liquids.DFO | petroleum | TRUE | 10596 | City of Lake Crystal - (MN) | 1985 | Lake Crystal | MN | Blue Earth | 1 | Petroleum Liquids | IC |  | S | 0.6 | 0.95 | 0.6 | 0.6 | 0.6 | N |  |  | N | Electric Utility | 1 | X | DFO
Petroleum Liquids.DFO | petroleum | TRUE | 10596 | City of Lake Crystal - (MN) | 1985 | Lake Crystal | MN | Blue Earth | 3 | Petroleum Liquids | IC |  | S | 2 | 0.95 | 2 | 2 | 2 | N |  |  | N | Electric Utility | 1 | X | DFO
Petroleum Liquids.DFO | petroleum | TRUE | 10596 | City of Lake Crystal - (MN) | 1985 | Lake Crystal | MN | Blue Earth | 4 | Petroleum Liquids | IC |  | S | 1.2 | 0.95 | 1.2 | 1.2 | 1.2 | N |  |  | N | Electric Utility | 1 | X | DFO
Petroleum Liquids.DFO | petroleum | TRUE | 10596 | City of Lake Crystal - (MN) | 1985 | Lake Crystal | MN | Blue Earth | 5 | Petroleum Liquids | IC |  | S | 2 | 0.95 | 2 | 2 | 2 | N |  |  | N | Electric Utility | 1 | X | DFO
Conventional Hydroelectric.WAT | hydro | TRUE | 10685 | Lanesboro Public Utility Comm | 1987 | Lanesboro | MN | Fillmore | 2 | Conventional Hydroelectric | HY |  | S | 0.3 | 0.8 | 0.2 | 0.2 | 0.1 | N |  |  | N | Electric Utility | 1 | X | WAT
Petroleum Liquids.DFO | petroleum | TRUE | 10685 | Lanesboro Public Utility Comm | 1987 | Lanesboro | MN | Fillmore | 4 | Petroleum Liquids | IC |  | S | 2.3 | 0.8 | 2.1 | 2.1 | 1 | N |  |  | N | Electric Utility | 1 | X | DFO
Petroleum Liquids.DFO | petroleum | TRUE | 11064 | Litchfield Public Utilities | 1989 | Litchfield | MN | Meeker | 5 | Petroleum Liquids | IC |  | S | 2.1 | 0.8 | 2.1 | 2.1 | 1 | N |  |  | N | Electric Utility | 1 | X | DFO | NG
Petroleum Liquids.DFO | petroleum | TRUE | 11064 | Litchfield Public Utilities | 1989 | Litchfield | MN | Meeker | 6 | Petroleum Liquids | IC |  | S | 2.1 | 0.8 | 2.1 | 2.1 | 1 | N |  |  | N | Electric Utility | 1 | X | DFO | NG
Petroleum Liquids.DFO | petroleum | TRUE | 11064 | Litchfield Public Utilities | 1989 | Litchfield | MN | Meeker | QS 1 | Petroleum Liquids | IC |  | S | 2.3 | 0.8 | 2.3 | 2.3 | 1 | N |  |  | N | Electric Utility | 1 | X | DFO
Petroleum Liquids.DFO | petroleum | TRUE | 11064 | Litchfield Public Utilities | 1989 | Litchfield | MN | Meeker | QS 2 | Petroleum Liquids | IC |  | S | 2.3 | 0.8 | 2.3 | 2.3 | 1 | N |  |  | N | Electric Utility | 1 | X | DFO
Petroleum Liquids.DFO | petroleum | TRUE | 11064 | Litchfield Public Utilities | 1989 | Litchfield | MN | Meeker | QS 3 | Petroleum Liquids | IC |  | S | 2.3 | 0.8 | 2.3 | 2.3 | 1 | N |  |  | N | Electric Utility | 1 | X | DFO
Petroleum Liquids.DFO | petroleum | TRUE | 11064 | Litchfield Public Utilities | 1989 | Litchfield | MN | Meeker | QS 4 | Petroleum Liquids | IC |  | S | 2.3 | 0.8 | 2.3 | 2.3 | 1 | N |  |  | N | Electric Utility | 1 | X | DFO
Petroleum Liquids.DFO | petroleum | TRUE | 11064 | Litchfield Public Utilities | 1989 | Litchfield | MN | Meeker | QS 5 | Petroleum Liquids | IC |  | S | 2.3 | 0.8 | 2.3 | 2.3 | 1 | N |  |  | N | Electric Utility | 1 | X | DFO
Petroleum Liquids.DFO | petroleum | TRUE | 11064 | Litchfield Public Utilities | 1989 | Litchfield | MN | Meeker | QS6 | Petroleum Liquids | IC |  | S | 3.1 | 0.8 | 3.1 | 3.1 | 1 | N |  |  | N | Electric Utility | 1 | X | DFO
Petroleum Liquids.DFO | petroleum | TRUE | 11064 | Litchfield Public Utilities | 1989 | Litchfield | MN | Meeker | QS7 | Petroleum Liquids | IC |  | S | 3.1 | 0.8 | 3.1 | 3.1 | 1 | N |  |  | N | Electric Utility | 1 | X | DFO
Petroleum Liquids.DFO | petroleum | TRUE | 11332 | City of Luverne - (MN) | 1990 | Luverne | MN | Rock | 4C | Petroleum Liquids | IC |  | S | 3.5 | 0.8 | 3.5 | 3.5 | 2.5 | N |  |  | N | Electric Utility | 1 | X | DFO
Petroleum Liquids.DFO | petroleum | TRUE | 11332 | City of Luverne - (MN) | 1990 | Luverne | MN | Rock | 5A | Petroleum Liquids | IC |  | S | 3.1 | 0.98 | 3.1 | 3.1 | 1 | N |  |  | N | Electric Utility | 1 | X | DFO
Petroleum Liquids.DFO | petroleum | TRUE | 11332 | City of Luverne - (MN) | 1990 | Luverne | MN | Rock | 5B | Petroleum Liquids | IC |  | S | 3.1 | 0.98 | 3.1 | 3.1 | 1 | N |  |  | N | Electric Utility | 1 | X | DFO
Petroleum Liquids.DFO | petroleum | TRUE | 11731 | City of Marshall - (MN) | 1993 | Marshall (MN) | MN | Lyon | 6 | Petroleum Liquids | GT |  | S | 18 | 0.85 | 15.7 | 20.5 | 4 | N |  |  | N | Electric Utility | 1 | X | DFO
Petroleum Liquids.DFO | petroleum | TRUE | 12286 | Melrose Public Utilities | 1994 | Melrose | MN | Stearns | 1 | Petroleum Liquids | IC |  | S | 1 | 0.85 | 0.8 | 0.8 | 0.8 | N |  |  | N | Electric Utility | 1 | X | DFO
Petroleum Liquids.DFO | petroleum | TRUE | 12286 | Melrose Public Utilities | 1994 | Melrose | MN | Stearns | 2 | Petroleum Liquids | IC |  | S | 1.1 | 0.85 | 1.1 | 1.1 | 0.8 | N |  |  | N | Electric Utility | 1 | X | DFO
Petroleum Liquids.DFO | petroleum | TRUE | 12286 | Melrose Public Utilities | 1994 | Melrose | MN | Stearns | 3 | Petroleum Liquids | IC |  | S | 3.1 | 0.85 | 3.1 | 3.1 | 2.5 | N |  |  | N | Electric Utility | 1 | X | DFO
Petroleum Liquids.DFO | petroleum | TRUE | 12286 | Melrose Public Utilities | 1994 | Melrose | MN | Stearns | 4 | Petroleum Liquids | IC |  | S | 3 | 0.85 | 3.1 | 3.1 | 2.5 | N |  |  | N | Electric Utility | 1 | X | DFO
Petroleum Liquids.DFO | petroleum | TRUE | 12897 | Moose Lake Water & Light Comm | 1996 | Moose Lake | MN | Carlton | 1 | Petroleum Liquids | IC |  | S | 1.3 | 0.8 | 1.3 | 1.3 | 1.3 | N |  |  | N | Electric Utility | 1 | X | DFO
Petroleum Liquids.DFO | petroleum | TRUE | 12897 | Moose Lake Water & Light Comm | 1996 | Moose Lake | MN | Carlton | 5 | Petroleum Liquids | IC |  | S | 2.1 | 0.8 | 2.3 | 2.3 | 2.1 | N |  |  | N | Electric Utility | 1 | X | DFO
Petroleum Liquids.DFO | petroleum | TRUE | 12897 | Moose Lake Water & Light Comm | 1996 | Moose Lake | MN | Carlton | 6 | Petroleum Liquids | IC |  | S | 2.1 | 0.8 | 2.3 | 2.3 | 2.1 | N |  |  | N | Electric Utility | 1 | X | DFO
Petroleum Liquids.DFO | petroleum | TRUE | 12897 | Moose Lake Water & Light Comm | 1996 | Moose Lake | MN | Carlton | 7 | Petroleum Liquids | IC |  | S | 2.1 | 0.8 | 2.3 | 2.3 | 2.1 | N |  |  | N | Electric Utility | 1 | X | DFO
Natural Gas Internal Combustion Engine.NG | natural gas peaker | TRUE | 12897 | Moose Lake Water & Light Comm | 1996 | Moose Lake | MN | Carlton | 8NG | Natural Gas Internal Combustion Engine | IC |  | S | 2.6 | 0.8 | 2 | 2 | 2 | N |  |  | N | Electric Utility | 1 | X | NG
Natural Gas Internal Combustion Engine.NG | natural gas peaker | TRUE | 12900 | City of Mora - (MN) | 1997 | Mora | MN | Kanabec | 2 | Natural Gas Internal Combustion Engine | IC |  | S | 1.1 | 0.8 | 1.2 | 1.2 | 0.2 | N |  |  | N | Electric Utility | 1 | X | NG | DFO
Natural Gas Internal Combustion Engine.NG | natural gas peaker | TRUE | 12900 | City of Mora - (MN) | 1997 | Mora | MN | Kanabec | 5 | Natural Gas Internal Combustion Engine | IC |  | S | 5.7 | 0.8 | 5.7 | 5.7 | 0.5 | N |  |  | N | Electric Utility | 1 | X | NG | DFO
Petroleum Liquids.DFO | petroleum | TRUE | 12900 | City of Mora - (MN) | 1997 | Mora | MN | Kanabec | 6 | Petroleum Liquids | IC |  | S | 7 | 0.8 | 6.3 | 6.3 | 0.5 | N |  |  | N | Electric Utility | 1 | X | DFO | NG
Natural Gas Internal Combustion Engine.NG | natural gas peaker | TRUE | 13048 | City of Mountain Lake - (MN) | 1998 | Mountain Lake | MN | Cottonwood | 2 | Natural Gas Internal Combustion Engine | IC |  | S | 1.1 | 1 | 0.9 | 1.1 | 0.9 | N |  |  | N | Electric Utility | 1 | X | NG | DFO
Natural Gas Internal Combustion Engine.NG | natural gas peaker | TRUE | 13048 | City of Mountain Lake - (MN) | 1998 | Mountain Lake | MN | Cottonwood | 4 | Natural Gas Internal Combustion Engine | IC |  | S | 2 | 1 | 1.8 | 1.9 | 1.8 | N |  |  | N | Electric Utility | 1 | X | NG | DFO
Natural Gas Internal Combustion Engine.NG | natural gas peaker | TRUE | 13048 | City of Mountain Lake - (MN) | 1998 | Mountain Lake | MN | Cottonwood | 5 | Natural Gas Internal Combustion Engine | IC |  | S | 1.3 | 1 | 1.2 | 1.3 | 1.2 | N |  |  | N | Electric Utility | 1 | X | NG | DFO
Petroleum Liquids.DFO | petroleum | TRUE | 13048 | City of Mountain Lake - (MN) | 1998 | Mountain Lake | MN | Cottonwood | 6 | Petroleum Liquids | IC |  | S | 1.8 | 1 | 1.8 | 1.8 | 1.8 | N |  |  | N | Electric Utility | 1 | X | DFO
Petroleum Liquids.DFO | petroleum | TRUE | 13048 | City of Mountain Lake - (MN) | 1998 | Mountain Lake | MN | Cottonwood | 7 | Petroleum Liquids | IC |  | S | 1.8 | 1 | 1.8 | 1.8 | 1.8 | N |  |  | N | Electric Utility | 1 | X | DFO
Onshore Wind Turbine.WND | onshore wind | TRUE | 13048 | City of Mountain Lake - (MN) | 1998 | Mountain Lake | MN | Cottonwood | 8 | Onshore Wind Turbine | WT |  | S | 1.2 |  | 1.2 | 1.2 | 1.2 | N |  |  | N | Electric Utility | 1 | X | WND
Natural Gas Internal Combustion Engine.NG | natural gas peaker | TRUE | 13480 | New Prague Utilities Comm | 1999 | New Prague | MN | Le Sueur | 2 | Natural Gas Internal Combustion Engine | IC |  | S | 4.4 | 0.8 | 4.4 | 4.4 | 4 | N |  |  | N | Electric Utility | 1 | X | NG | DFO
Natural Gas Internal Combustion Engine.NG | natural gas peaker | TRUE | 13480 | New Prague Utilities Comm | 1999 | New Prague | MN | Le Sueur | 3 | Natural Gas Internal Combustion Engine | IC |  | S | 2.4 | 0.8 | 2.4 | 2.4 | 2 | N |  |  | N | Electric Utility | 1 | X | NG | DFO
Natural Gas Internal Combustion Engine.NG | natural gas peaker | TRUE | 13480 | New Prague Utilities Comm | 1999 | New Prague | MN | Le Sueur | 4 | Natural Gas Internal Combustion Engine | IC |  | S | 3.5 | 0.8 | 3.5 | 3.5 | 3 | N |  |  | N | Electric Utility | 1 | X | NG | DFO
Natural Gas Internal Combustion Engine.NG | natural gas peaker | TRUE | 13480 | New Prague Utilities Comm | 1999 | New Prague | MN | Le Sueur | 5 | Natural Gas Internal Combustion Engine | IC |  | S | 0.6 | 0.8 | 0.6 | 0.6 | 0.6 | N |  |  | N | Electric Utility | 1 | X | NG
Natural Gas Internal Combustion Engine.NG | natural gas peaker | TRUE | 13480 | New Prague Utilities Comm | 1999 | New Prague | MN | Le Sueur | 6 | Natural Gas Internal Combustion Engine | IC |  | S | 6 | 0.8 | 5.9 | 5.9 | 4.5 | N |  |  | N | Electric Utility | 1 | X | NG | DFO
Natural Gas Steam Turbine.NG | natural gas steam turbine | TRUE | 13488 | New Ulm Public Utilities Comm | 2001 | New Ulm | MN | Brown | 3 | Natural Gas Steam Turbine | ST |  | S | 6 | 0.85 | 4.7 | 4.7 | 1 | N |  |  | Y | Electric Utility | 1 | T | NG
Natural Gas Steam Turbine.NG | natural gas steam turbine | TRUE | 13488 | New Ulm Public Utilities Comm | 2001 | New Ulm | MN | Brown | 4 | Natural Gas Steam Turbine | ST |  | S | 15 | 0.85 | 13.2 | 13.2 | 2 | N |  |  | Y | Electric Utility | 1 | T | NG
Petroleum Liquids.DFO | petroleum | TRUE | 13488 | New Ulm Public Utilities Comm | 2001 | New Ulm | MN | Brown | 5 | Petroleum Liquids | GT |  | S | 24 | 0.85 | 23 | 25 | 2.5 | N |  |  | N | Electric Utility | 1 | X | DFO
Natural Gas Steam Turbine.NG | natural gas steam turbine | TRUE | 13488 | New Ulm Public Utilities Comm | 2001 | New Ulm | MN | Brown | 6 | Natural Gas Steam Turbine | ST |  | S | 6 | 0.85 | 4.7 | 4.7 | 1 | N |  |  | Y | Electric Utility | 1 | T | NG
Petroleum Liquids.DFO | petroleum | TRUE | 13488 | New Ulm Public Utilities Comm | 2001 | New Ulm | MN | Brown | 7 | Petroleum Liquids | GT |  | S | 27.5 | 0.85 | 25 | 25 | 8 | N |  |  | N | Electric Utility | 1 | X | DFO
Petroleum Liquids.DFO | petroleum | TRUE | 13681 | North Branch Water & Light Comm | 2002 | North Branch (MN) | MN | Chisago | 3 | Petroleum Liquids | IC |  | S | 2.2 | 0.8 | 2 | 2 | 2 | N |  |  | N | Electric Utility | 1 | X | DFO
Petroleum Liquids.DFO | petroleum | TRUE | 13681 | North Branch Water & Light Comm | 2002 | North Branch (MN) | MN | Chisago | 4 | Petroleum Liquids | IC |  | S | 2.2 | 0.8 | 2 | 2 | 2 | N |  |  | N | Electric Utility | 1 | X | DFO
Petroleum Liquids.DFO | petroleum | TRUE | 13681 | North Branch Water & Light Comm | 2002 | North Branch (MN) | MN | Chisago | 5 | Petroleum Liquids | IC |  | S | 2.2 | 0.8 | 2 | 2 | 2 | N |  |  | N | Electric Utility | 1 | X | DFO
Petroleum Liquids.DFO | petroleum | TRUE | 13681 | North Branch Water & Light Comm | 2002 | North Branch (MN) | MN | Chisago | 6 | Petroleum Liquids | IC |  | S | 2.2 | 0.8 | 2 | 2 | 2 | N |  |  | N | Electric Utility | 1 | X | DFO
Petroleum Liquids.DFO | petroleum | TRUE | 13681 | North Branch Water & Light Comm | 2002 | North Branch (MN) | MN | Chisago | 7 | Petroleum Liquids | IC |  | S | 2.2 | 0.8 | 2 | 2 | 2 | N |  |  | N | Electric Utility | 1 | X | DFO
Natural Gas Fired Combustion Turbine.NG | natural gas peaker | TRUE | 14246 | City of Owatonna - (MN) | 2003 | Owatonna | MN | Steele | 7 | Natural Gas Fired Combustion Turbine | GT |  | S | 19 | 0.8 | 16.6 | 16.6 | 7 | N |  |  | N | Electric Utility | 1 | X | NG | DFO
Petroleum Liquids.DFO | petroleum | TRUE | 15348 | Preston Public Utilities Comm | 2004 | Preston (MN) | MN | Fillmore | 4 | Petroleum Liquids | IC |  | S | 0.6 | 0.8 | 0.8 | 0.8 | 0.5 | N |  |  | N | Electric Utility | 1 | X | DFO
Natural Gas Internal Combustion Engine.NG | natural gas peaker | TRUE | 15348 | Preston Public Utilities Comm | 2004 | Preston (MN) | MN | Fillmore | 5 | Natural Gas Internal Combustion Engine | IC |  | S | 1.1 | 0.8 | 1.1 | 1.1 | 0.8 | N |  |  | N | Electric Utility | 1 | X | NG | DFO
Natural Gas Internal Combustion Engine.NG | natural gas peaker | TRUE | 15348 | Preston Public Utilities Comm | 2004 | Preston (MN) | MN | Fillmore | 6 | Natural Gas Internal Combustion Engine | IC |  | S | 2 | 0.8 | 2.2 | 2.2 | 1.5 | N |  |  | N | Electric Utility | 1 | X | NG | DFO
Petroleum Liquids.DFO | petroleum | TRUE | 15387 | Princeton Public Utils Comm | 2005 | Princeton (MN) | MN | Mille Lacs | 3 | Petroleum Liquids | IC |  | S | 2.4 | 0.8 | 2.6 | 2.6 | 2 | N |  |  | N | Electric Utility | 1 | X | DFO
Petroleum Liquids.DFO | petroleum | TRUE | 15387 | Princeton Public Utils Comm | 2005 | Princeton (MN) | MN | Mille Lacs | 4 | Petroleum Liquids | IC |  | S | 1.2 | 0.8 | 1.3 | 1.3 | 1 | N |  |  | N | Electric Utility | 1 | X | DFO
Petroleum Liquids.DFO | petroleum | TRUE | 15387 | Princeton Public Utils Comm | 2005 | Princeton (MN) | MN | Mille Lacs | 5 | Petroleum Liquids | IC |  | S | 1 | 0.8 | 1 | 1 | 1 | N |  |  | N | Electric Utility | 1 | X | DFO
Petroleum Liquids.DFO | petroleum | TRUE | 15387 | Princeton Public Utils Comm | 2005 | Princeton (MN) | MN | Mille Lacs | 6 | Petroleum Liquids | IC |  | S | 2.7 | 0.8 | 2.9 | 2.9 | 2 | N |  |  | N | Electric Utility | 1 | X | DFO
Petroleum Liquids.DFO | petroleum | TRUE | 15387 | Princeton Public Utils Comm | 2005 | Princeton (MN) | MN | Mille Lacs | 7 | Petroleum Liquids | IC |  | S | 5 | 0.8 | 5 | 5 | 4 | N |  |  | N | Electric Utility | 1 | X | DFO
Conventional Hydroelectric.WAT | hydro | TRUE | 16181 | Rochester Public Utilities | 2007 | Rochester Hydro | MN | Wabasha | 1 | Conventional Hydroelectric | HY |  | S | 1.3 | 0.95 | 1.3 | 1.3 | 0.5 | N |  |  | N | Electric Utility | 1 | X | WAT
Conventional Hydroelectric.WAT | hydro | TRUE | 16181 | Rochester Public Utilities | 2007 | Rochester Hydro | MN | Wabasha | 2 | Conventional Hydroelectric | HY |  | S | 1.3 | 0.95 | 1.3 | 1.3 | 0.5 | N |  |  | N | Electric Utility | 1 | X | WAT
Petroleum Liquids.DFO | petroleum | TRUE | 15793 | Redwood Falls Public Util Comm | 2009 | Redwood Falls | MN | Redwood | 6 | Petroleum Liquids | IC |  | S | 2.2 | 0.8 | 2.1 | 2.1 | 0.5 | N |  |  | N | Electric Utility | 1 | X | DFO
Natural Gas Internal Combustion Engine.NG | natural gas peaker | TRUE | 15793 | Redwood Falls Public Util Comm | 2009 | Redwood Falls | MN | Redwood | 7 | Natural Gas Internal Combustion Engine | IC |  | S | 5.8 | 0.8 | 6 | 6 | 0.7 | N |  |  | N | Electric Utility | 1 | X | NG | DFO
Conventional Hydroelectric.WAT | hydro | TRUE | 15793 | Redwood Falls Public Util Comm | 2009 | Redwood Falls | MN | Redwood | 8 | Conventional Hydroelectric | HY |  | S | 0.5 | 0.8 | 0.5 | 0.5 | 0.1 | N |  |  | N | Electric Utility | 1 | X | WAT
Petroleum Liquids.DFO | petroleum | TRUE | 17320 | Sleepy Eye Public Utility Comm | 2011 | Sleepy Eye | MN | Brown | 1A | Petroleum Liquids | IC |  | S | 1.8 | 0.8 | 1.8 | 1.8 | 0.2 | N |  |  | N | Electric Utility | 1 | X | DFO
Petroleum Liquids.DFO | petroleum | TRUE | 17320 | Sleepy Eye Public Utility Comm | 2011 | Sleepy Eye | MN | Brown | 5 | Petroleum Liquids | IC |  | S | 1.8 | 0.8 | 1.8 | 1.8 | 0.2 | N |  |  | N | Electric Utility | 1 | X | DFO
Petroleum Liquids.DFO | petroleum | TRUE | 17320 | Sleepy Eye Public Utility Comm | 2011 | Sleepy Eye | MN | Brown | 6 | Petroleum Liquids | IC |  | S | 2 | 0.8 | 2 | 2 | 0.2 | N |  |  | N | Electric Utility | 1 | X | DFO
Petroleum Liquids.DFO | petroleum | TRUE | 17320 | Sleepy Eye Public Utility Comm | 2011 | Sleepy Eye | MN | Brown | 7 | Petroleum Liquids | IC |  | S | 2 | 0.8 | 2 | 2 | 0.2 | N |  |  | N | Electric Utility | 1 | X | DFO
Petroleum Liquids.DFO | petroleum | TRUE | 17320 | Sleepy Eye Public Utility Comm | 2011 | Sleepy Eye | MN | Brown | IC4 | Petroleum Liquids | IC |  | S | 1.8 | 0.8 | 1.8 | 1.8 | 0.2 | N |  |  | N | Electric Utility | 1 | X | DFO
Petroleum Liquids.DFO | petroleum | TRUE | 17320 | Sleepy Eye Public Utility Comm | 2011 | Sleepy Eye | MN | Brown | NEW | Petroleum Liquids | IC |  | S | 2 | 0.8 | 1.8 | 1.8 | 0.2 | N |  |  | N | Electric Utility | 1 | X | DFO
Petroleum Liquids.DFO | petroleum | TRUE | 17836 | Springfield Public Utils Comm - (MN) | 2012 | Springfield (MN) | MN | Brown | 5 | Petroleum Liquids | IC |  | S | 1.8 | 1 | 1.8 | 1.8 | 0.5 | N |  |  | N | Electric Utility | 1 | X | DFO
Petroleum Liquids.DFO | petroleum | TRUE | 17836 | Springfield Public Utils Comm - (MN) | 2012 | Springfield (MN) | MN | Brown | 6 | Petroleum Liquids | IC |  | S | 1.8 | 1 | 1.8 | 1.8 | 0.5 | N |  |  | N | Electric Utility | 1 | X | DFO
Petroleum Liquids.DFO | petroleum | TRUE | 17836 | Springfield Public Utils Comm - (MN) | 2012 | Springfield (MN) | MN | Brown | 7 | Petroleum Liquids | IC |  | S | 1.8 | 1 | 1.8 | 1.8 | 0.5 | N |  |  | N | Electric Utility | 1 | X | DFO
Petroleum Liquids.DFO | petroleum | TRUE | 17836 | Springfield Public Utils Comm - (MN) | 2012 | Springfield (MN) | MN | Brown | 8 | Petroleum Liquids | IC |  | S | 1.8 | 1 | 1.8 | 1.8 | 0.5 | N |  |  | N | Electric Utility | 1 | X | DFO
Petroleum Liquids.DFO | petroleum | TRUE | 17836 | Springfield Public Utils Comm - (MN) | 2012 | Springfield (MN) | MN | Brown | 9 | Petroleum Liquids | IC |  | S | 1.8 | 1 | 1.8 | 1.8 | 0.5 | N |  |  | N | Electric Utility | 1 | X | DFO
Petroleum Liquids.DFO | petroleum | TRUE | 17824 | Spring Valley Pub Utils Comm | 2013 | Spring Valley | MN | Fillmore | 2 | Petroleum Liquids | IC |  | S | 1.1 | 0.8 | 1.1 | 1.1 | 1 | N |  |  | N | Electric Utility | 1 | X | DFO | NG
Petroleum Liquids.DFO | petroleum | TRUE | 17824 | Spring Valley Pub Utils Comm | 2013 | Spring Valley | MN | Fillmore | 3 | Petroleum Liquids | IC |  | S | 2 | 0.8 | 2 | 2 | 2 | N |  |  | N | Electric Utility | 1 | X | DFO | NG
Petroleum Liquids.DFO | petroleum | TRUE | 17824 | Spring Valley Pub Utils Comm | 2013 | Spring Valley | MN | Fillmore | 4 | Petroleum Liquids | IC |  | S | 2 | 0.8 | 2 | 2 | 2 | N |  |  | N | Electric Utility | 1 | X | DFO
Petroleum Liquids.DFO | petroleum | TRUE | 17824 | Spring Valley Pub Utils Comm | 2013 | Spring Valley | MN | Fillmore | 5 | Petroleum Liquids | IC |  | S | 2 | 0.8 | 2 | 2 | 2 | N |  |  | N | Electric Utility | 1 | X | DFO
Conventional Hydroelectric.WAT | hydro | TRUE | 18820 | City of Thief River Falls | 2014 | Thief River Falls | MN | Pennington | HY1 | Conventional Hydroelectric | HY |  | S | 0.3 | 0.8 | 0.3 | 0.3 | 0 | N |  |  | N | Electric Utility | 1 | X | WAT
Conventional Hydroelectric.WAT | hydro | TRUE | 18820 | City of Thief River Falls | 2014 | Thief River Falls | MN | Pennington | HY2 | Conventional Hydroelectric | HY |  | S | 0.2 | 0.8 | 0.2 | 0.2 | 0 | N |  |  | N | Electric Utility | 1 | X | WAT
Petroleum Liquids.DFO | petroleum | TRUE | 18820 | City of Thief River Falls | 2014 | Thief River Falls | MN | Pennington | IC1 | Petroleum Liquids | IC |  | S | 2.2 | 0.8 | 1.9 | 1.9 | 0.2 | N |  |  | N | Electric Utility | 1 | X | DFO
Petroleum Liquids.DFO | petroleum | TRUE | 18820 | City of Thief River Falls | 2014 | Thief River Falls | MN | Pennington | IC2 | Petroleum Liquids | IC |  | S | 1.2 | 0.8 | 1 | 1 | 0.2 | N |  |  | N | Electric Utility | 1 | X | DFO
Petroleum Liquids.DFO | petroleum | TRUE | 18820 | City of Thief River Falls | 2014 | Thief River Falls | MN | Pennington | IC3A | Petroleum Liquids | IC |  | S | 1.2 | 0.8 | 1.2 | 1.2 | 0 | N |  |  | N | Electric Utility | 1 | X | DFO
Petroleum Liquids.DFO | petroleum | TRUE | 18820 | City of Thief River Falls | 2014 | Thief River Falls | MN | Pennington | IC4 | Petroleum Liquids | IC |  | S | 1.4 | 0.8 | 1.2 | 1.2 | 0.2 | N |  |  | N | Electric Utility | 1 | X | DFO
Petroleum Liquids.DFO | petroleum | TRUE | 63000 | City of Truman | 2015 | Truman | MN | Martin | 3 | Petroleum Liquids | IC |  | S | 2.2 | 0.8 | 2 | 2 | 0 | N |  |  | N | Electric Utility | 1 | X | DFO | NG
Petroleum Liquids.DFO | petroleum | TRUE | 63000 | City of Truman | 2015 | Truman | MN | Martin | 6 | Petroleum Liquids | IC |  | S | 1.8 | 0.8 | 1.8 | 1.8 | 0 | N |  |  | N | Electric Utility | 1 | X | DFO
Petroleum Liquids.DFO | petroleum | TRUE | 63000 | City of Truman | 2015 | Truman | MN | Martin | 7 | Petroleum Liquids | IC |  | S | 2.2 | 0.8 | 2.2 | 2.2 | 0 | N |  |  | N | Electric Utility | 1 | X | DFO
Natural Gas Steam Turbine.NG | natural gas steam turbine | TRUE | 19883 | City of Virginia - (MN) | 2018 | Virginia | MN | St Louis | 5 | Natural Gas Steam Turbine | ST |  | S | 7.5 | 0.8 | 8 | 8 | 2 | N |  |  | N | Electric Utility | 1 | X | NG |  | SUB
Natural Gas Steam Turbine.NG | natural gas steam turbine | TRUE | 19883 | City of Virginia - (MN) | 2018 | Virginia | MN | St Louis | 6 | Natural Gas Steam Turbine | ST |  | S | 18.7 | 0.85 | 17 | 18.7 | 6 | N |  |  | N | Electric Utility | 1 | X | NG |  | SUB
Natural Gas Internal Combustion Engine.NG | natural gas peaker | TRUE | 29295 | City of Wells - (MN) | 2020 | Wells IC | MN | Faribault | 1 | Natural Gas Internal Combustion Engine | IC |  | S | 1.3 | 0.8 | 1.3 | 1.3 | 1 | N |  |  | N | Electric Utility | 1 | X | NG | DFO
Natural Gas Internal Combustion Engine.NG | natural gas peaker | TRUE | 29295 | City of Wells - (MN) | 2020 | Wells IC | MN | Faribault | 2 | Natural Gas Internal Combustion Engine | IC |  | S | 1.3 | 0.8 | 1.3 | 1.3 | 1 | N |  |  | N | Electric Utility | 1 | X | NG | DFO
Natural Gas Internal Combustion Engine.NG | natural gas peaker | TRUE | 29295 | City of Wells - (MN) | 2020 | Wells IC | MN | Faribault | 4 | Natural Gas Internal Combustion Engine | IC |  | S | 2.3 | 0.8 | 2.1 | 2.1 | 1.8 | N |  |  | N | Electric Utility | 1 | X | NG | DFO
Natural Gas Internal Combustion Engine.NG | natural gas peaker | TRUE | 29295 | City of Wells - (MN) | 2020 | Wells IC | MN | Faribault | 5 | Natural Gas Internal Combustion Engine | IC |  | S | 2.3 | 0.8 | 2.3 | 2.3 | 1.8 | N |  |  | N | Electric Utility | 1 | X | NG | DFO
Petroleum Liquids.DFO | petroleum | TRUE | 29295 | City of Wells - (MN) | 2020 | Wells IC | MN | Faribault | 6 | Petroleum Liquids | IC |  | S | 1.8 | 0.8 | 1.8 | 1.8 | 1 | N |  |  | N | Electric Utility | 1 | X | DFO
Petroleum Liquids.DFO | petroleum | TRUE | 20430 | City of Westbrook | 2021 | Westbrook | MN | Cottonwood | 5 | Petroleum Liquids | IC |  | S | 2.3 | 0.8 | 2 | 2 | 1.5 | N |  |  | N | Electric Utility | 1 | X | DFO
Onshore Wind Turbine.WND | onshore wind | TRUE | 20737 | Willmar Municipal Utilities | 2022 | Willmar | MN | Kandiyohi | WTG3 | Onshore Wind Turbine | WT |  | S | 2 |  | 2 | 2 | 0.1 | N |  |  | N | Electric Utility | 1 | X | WND
Onshore Wind Turbine.WND | onshore wind | TRUE | 20737 | Willmar Municipal Utilities | 2022 | Willmar | MN | Kandiyohi | WTG4 | Onshore Wind Turbine | WT |  | S | 2 |  | 2 | 2 | 0.1 | N |  |  | N | Electric Utility | 1 | X | WND
Petroleum Liquids.DFO | petroleum | TRUE | 20806 | City of Windom | 2023 | Windom | MN | Cottonwood | CAT2 | Petroleum Liquids | IC |  | S | 1.8 | 0.8 | 1.7 | 1.8 | 0.5 | N |  |  | N | Electric Utility | 1 | X | DFO
Petroleum Liquids.DFO | petroleum | TRUE | 20806 | City of Windom | 2023 | Windom | MN | Cottonwood | CAT3 | Petroleum Liquids | IC |  | S | 1.8 | 0.8 | 1.7 | 1.8 | 0.5 | N |  |  | N | Electric Utility | 1 | X | DFO
Petroleum Liquids.DFO | petroleum | TRUE | 20806 | City of Windom | 2023 | Windom | MN | Cottonwood | CAT4 | Petroleum Liquids | IC |  | S | 1.8 | 0.8 | 1.7 | 1.8 | 0.5 | N |  |  | N | Electric Utility | 1 | X | DFO
Petroleum Liquids.DFO | petroleum | TRUE | 21013 | City of Worthington - (MN) | 2024 | Worthington | MN | Nobles | 1 | Petroleum Liquids | IC |  | S | 2 | 0.8 | 2 | 2 | 1.5 | N |  |  | N | Electric Utility | 1 | X | DFO
Onshore Wind Turbine.WND | onshore wind | TRUE | 21013 | City of Worthington - (MN) | 2024 | Worthington | MN | Nobles | 10 | Onshore Wind Turbine | WT |  | W | 0.9 |  | 0.9 | 0.9 | 0.1 | N |  |  | N | Electric Utility | 1 | X | WND
Onshore Wind Turbine.WND | onshore wind | TRUE | 21013 | City of Worthington - (MN) | 2024 | Worthington | MN | Nobles | 11 | Onshore Wind Turbine | WT |  | S | 0.9 |  | 0.9 | 0.9 | 0.1 | N |  |  | N | Electric Utility | 1 | X | WND
Onshore Wind Turbine.WND | onshore wind | TRUE | 21013 | City of Worthington - (MN) | 2024 | Worthington | MN | Nobles | 12 | Onshore Wind Turbine | WT |  | S | 1 |  | 1 | 1 | 0.1 | N |  |  | N | Electric Utility | 1 | X | WND
Onshore Wind Turbine.WND | onshore wind | TRUE | 21013 | City of Worthington - (MN) | 2024 | Worthington | MN | Nobles | 13 | Onshore Wind Turbine | WT |  | S | 1 |  | 1 | 1 | 0.1 | N |  |  | N | Electric Utility | 1 | X | WND
Petroleum Liquids.DFO | petroleum | TRUE | 21013 | City of Worthington - (MN) | 2024 | Worthington | MN | Nobles | 2 | Petroleum Liquids | IC |  | S | 2 | 0.8 | 2 | 2 | 1.5 | N |  |  | N | Electric Utility | 1 | X | DFO
Petroleum Liquids.DFO | petroleum | TRUE | 21013 | City of Worthington - (MN) | 2024 | Worthington | MN | Nobles | 3 | Petroleum Liquids | IC |  | S | 2 | 0.8 | 2 | 2 | 1.5 | N |  |  | N | Electric Utility | 1 | X | DFO
Petroleum Liquids.DFO | petroleum | TRUE | 21013 | City of Worthington - (MN) | 2024 | Worthington | MN | Nobles | 4 | Petroleum Liquids | IC |  | S | 2 | 0.8 | 2 | 2 | 1.5 | N |  |  | N | Electric Utility | 1 | X | DFO
Petroleum Liquids.DFO | petroleum | TRUE | 21013 | City of Worthington - (MN) | 2024 | Worthington | MN | Nobles | 5 | Petroleum Liquids | IC |  | S | 2 | 0.8 | 2 | 2 | 1.5 | N |  |  | N | Electric Utility | 1 | X | DFO
Petroleum Liquids.DFO | petroleum | TRUE | 21013 | City of Worthington - (MN) | 2024 | Worthington | MN | Nobles | 6 | Petroleum Liquids | IC |  | S | 2 | 0.8 | 2 | 2 | 1.5 | N |  |  | N | Electric Utility | 1 | X | DFO
Petroleum Liquids.DFO | petroleum | TRUE | 21013 | City of Worthington - (MN) | 2024 | Worthington | MN | Nobles | 7 | Petroleum Liquids | IC |  | S | 2 | 0.8 | 2 | 2 | 1.5 | N |  |  | N | Electric Utility | 1 | X | DFO
Onshore Wind Turbine.WND | onshore wind | TRUE | 21013 | City of Worthington - (MN) | 2024 | Worthington | MN | Nobles | 8 | Onshore Wind Turbine | WT |  | S | 0.9 |  | 0.9 | 0.9 | 0.1 | N |  |  | N | Electric Utility | 1 | X | WND
Onshore Wind Turbine.WND | onshore wind | TRUE | 21013 | City of Worthington - (MN) | 2024 | Worthington | MN | Nobles | 9 | Onshore Wind Turbine | WT |  | W | 0.9 |  | 0.9 | 0.9 | 0.1 | N |  |  | N | Electric Utility | 1 | X | WND
Petroleum Liquids.DFO | petroleum | TRUE | 7570 | Great River Energy | 2038 | Cambridge CT Hybrid | MN | Isanti | GT1 | Petroleum Liquids | GT |  | S | 25.1 | 0.85 | 20.5 | 29.2 | 15 | N |  |  | N | Electric Utility | 1 | X | DFO
Natural Gas Fired Combustion Turbine.NG | natural gas peaker | TRUE | 7570 | Great River Energy | 2038 | Cambridge CT Hybrid | MN | Isanti | GT2 | Natural Gas Fired Combustion Turbine | GT |  | S | 169.2 | 0.85 | 152.9 | 190 | 40 | N |  |  | N | Electric Utility | 1 | X | NG
Natural Gas Fired Combustion Turbine.NG | natural gas peaker | TRUE | 7570 | Great River Energy | 2039 | Elk River | MN | Sherburne | CT | Natural Gas Fired Combustion Turbine | GT |  | S | 191.3 | 0.85 | 188.6 | 200 | 110 | N |  |  | N | Electric Utility | 1 | X | NG | DFO
Petroleum Liquids.DFO | petroleum | TRUE | 7570 | Great River Energy | 2042 | Maple Lake | MN | Wright | 5A | Petroleum Liquids | GT |  | S | 25 | 0.85 | 18.6 | 29.4 | 15 | N |  |  | N | Electric Utility | 1 | X | DFO
Natural Gas Fired Combustion Turbine.NG | natural gas peaker | TRUE | 12686 | Mississippi Power Co | 2047 | Chevron Oil | MS | Jackson | 1 | Natural Gas Fired Combustion Turbine | GT |  | S | 16.6 | 0.85 | 17 | 18 | 8 | N |  |  | Y | Electric Utility | 1 | T | NG
Natural Gas Fired Combustion Turbine.NG | natural gas peaker | TRUE | 12686 | Mississippi Power Co | 2047 | Chevron Oil | MS | Jackson | 2 | Natural Gas Fired Combustion Turbine | GT |  | S | 16.6 | 0.85 | 18 | 19 | 8 | N |  |  | Y | Electric Utility | 1 | T | NG
Natural Gas Fired Combustion Turbine.NG | natural gas peaker | TRUE | 12686 | Mississippi Power Co | 2047 | Chevron Oil | MS | Jackson | 3 | Natural Gas Fired Combustion Turbine | GT |  | S | 18 | 0.85 | 16 | 18 | 8 | N |  |  | Y | Electric Utility | 1 | T | NG
Natural Gas Fired Combustion Turbine.NG | natural gas peaker | TRUE | 12686 | Mississippi Power Co | 2047 | Chevron Oil | MS | Jackson | 4 | Natural Gas Fired Combustion Turbine | GT |  | S | 18 | 0.85 | 16 | 18 | 8 | N |  |  | Y | Electric Utility | 1 | T | NG
Natural Gas Fired Combustion Turbine.NG | natural gas peaker | TRUE | 12686 | Mississippi Power Co | 2047 | Chevron Oil | MS | Jackson | 5 | Natural Gas Fired Combustion Turbine | GT |  | S | 101.3 | 0.85 | 70 | 80 | 70 | N |  |  | Y | Electric Utility | 1 | T | NG
Natural Gas Fired Combustion Turbine.NG | natural gas peaker | TRUE | 12686 | Mississippi Power Co | 2048 | Sweatt | MS | Lauderdale | A | Natural Gas Fired Combustion Turbine | GT |  | S | 41.9 | 0.9 | 32 | 41 | 21 | N |  |  | N | Electric Utility | 1 | X | NG
Natural Gas Steam Turbine.NG | natural gas steam turbine | TRUE | 12686 | Mississippi Power Co | 2049 | Jack Watson | MS | Harrison | 4 | Natural Gas Steam Turbine | ST |  | S | 299.2 | 0.85 | 236 | 236 | 67.5 | N | 12 | 2023 | N | Electric Utility | 1 | X | NG
Natural Gas Steam Turbine.NG | natural gas steam turbine | TRUE | 12686 | Mississippi Power Co | 2049 | Jack Watson | MS | Harrison | 5 | Natural Gas Steam Turbine | ST |  | S | 578 | 0.85 | 485 | 485 | 156.3 | N |  |  | N | Electric Utility | 1 | X | NG
Natural Gas Fired Combustion Turbine.NG | natural gas peaker | TRUE | 12686 | Mississippi Power Co | 2049 | Jack Watson | MS | Harrison | A | Natural Gas Fired Combustion Turbine | GT |  | S | 41.9 | 0.9 | 33 | 41.2 | 21 | N |  |  | N | Electric Utility | 1 | X | NG
Natural Gas Steam Turbine.NG | natural gas steam turbine | TRUE | 12685 | Entergy Mississippi LLC | 2050 | Baxter Wilson | MS | Warren | 1 | Natural Gas Steam Turbine | ST |  | S | 544.6 | 0.85 | 494.3 | 505.6 | 190 | N |  |  | N | Electric Utility | 1 | X | NG | DFO | RFO
Natural Gas Fired Combined Cycle.NG | natural gas combined cycle | TRUE | 3702 | Clarksdale Public Utilities | 2059 | L L Wilkins | MS | Coahoma | 6 | Natural Gas Fired Combined Cycle | CA | CC1 | S | 6 | 1 | 6.8 | 6.8 | 5 | N |  |  | N | Electric Utility | 1 | X | NG
Natural Gas Fired Combined Cycle.NG | natural gas combined cycle | TRUE | 3702 | Clarksdale Public Utilities | 2059 | L L Wilkins | MS | Coahoma | 7 | Natural Gas Fired Combined Cycle | CT | CC1 | S | 7.5 | 1 | 7.5 | 7.5 | 5 | N |  |  | N | Electric Utility | 1 | X | NG
Natural Gas Fired Combined Cycle.NG | natural gas combined cycle | TRUE | 3702 | Clarksdale Public Utilities | 2059 | L L Wilkins | MS | Coahoma | 8 | Natural Gas Fired Combined Cycle | CT | CC1 | S | 16.2 | 1 | 13.2 | 15 | 5 | N |  |  | N | Electric Utility | 1 | X | NG
Natural Gas Fired Combined Cycle.NG | natural gas combined cycle | TRUE | 3702 | Clarksdale Public Utilities | 2059 | L L Wilkins | MS | Coahoma | 9 | Natural Gas Fired Combined Cycle | CS |  | S | 25.5 | 1 | 22 | 23 | 11 | N |  |  | N | Electric Utility | 1 | X | NG
Natural Gas Fired Combined Cycle.NG | natural gas combined cycle | TRUE | 21095 | Public Serv Comm of Yazoo City | 2067 | Yazoo | MS | Yazoo | 2 | Natural Gas Fired Combined Cycle | CA | CC1 | S | 5 | 0.8 | 5.6 | 5.6 | 3 | N |  |  | N | Electric Utility | 1 | X | NG
Natural Gas Fired Combined Cycle.NG | natural gas combined cycle | TRUE | 21095 | Public Serv Comm of Yazoo City | 2067 | Yazoo | MS | Yazoo | 3 | Natural Gas Fired Combined Cycle | CA | CC1 | S | 12.6 | 0.85 | 13 | 13 | 4 | N |  |  | N | Electric Utility | 1 | X | NG
Natural Gas Fired Combined Cycle.NG | natural gas combined cycle | TRUE | 21095 | Public Serv Comm of Yazoo City | 2067 | Yazoo | MS | Yazoo | GT1 | Natural Gas Fired Combined Cycle | CT | CC1 | S | 16.5 | 0.85 | 14.7 | 16.7 | 2 | N |  |  | N | Electric Utility | 1 | X | NG | DFO
Natural Gas Internal Combustion Engine.NG | natural gas peaker | TRUE | 17568 | Cooperative Energy | 2068 | Benndale | MS | George | BENU1 | Natural Gas Internal Combustion Engine | IC |  | S | 14.2 | 0.8 | 11.3 | 11.3 | 1.2 | N |  |  | N | Electric Utility | 1 | X | NG
Natural Gas Internal Combustion Engine.NG | natural gas peaker | TRUE | 17568 | Cooperative Energy | 2068 | Benndale | MS | George | BENU2 | Natural Gas Internal Combustion Engine | IC |  | S | 14.2 | 0.8 | 11.3 | 11.3 | 1.2 | N |  |  | N | Electric Utility | 1 | X | NG
Natural Gas Fired Combined Cycle.NG | natural gas combined cycle | TRUE | 17568 | Cooperative Energy | 2070 | Moselle | MS | Jones | 1 | Natural Gas Fired Combined Cycle | CA | CC1 | S | 59 | 0.85 | 59 | 59 | 36 | N |  |  | N | Electric Utility | 1 | X | NG
Natural Gas Fired Combined Cycle.NG | natural gas combined cycle | TRUE | 17568 | Cooperative Energy | 2070 | Moselle | MS | Jones | 2 | Natural Gas Fired Combined Cycle | CA | CC2 | S | 59 | 0.85 | 59 | 59 | 36 | N |  |  | N | Electric Utility | 1 | X | NG
Natural Gas Steam Turbine.NG | natural gas steam turbine | TRUE | 17568 | Cooperative Energy | 2070 | Moselle | MS | Jones | 3 | Natural Gas Steam Turbine | ST |  | S | 59 | 0.85 | 59 | 59 | 36 | N | 1 | 2025 | N | Electric Utility | 1 | X | NG | RFO
Natural Gas Fired Combustion Turbine.NG | natural gas peaker | TRUE | 17568 | Cooperative Energy | 2070 | Moselle | MS | Jones | 4 | Natural Gas Fired Combustion Turbine | GT |  | S | 83 | 0.85 | 75 | 83 | 53 | N |  |  | N | Electric Utility | 1 | X | NG | DFO
Natural Gas Fired Combustion Turbine.NG | natural gas peaker | TRUE | 17568 | Cooperative Energy | 2070 | Moselle | MS | Jones | 5 | Natural Gas Fired Combustion Turbine | GT |  | S | 83.5 | 0.85 | 75 | 83.5 | 53 | N |  |  | N | Electric Utility | 1 | X | NG
Natural Gas Fired Combined Cycle.NG | natural gas combined cycle | TRUE | 17568 | Cooperative Energy | 2070 | Moselle | MS | Jones | GTG1 | Natural Gas Fired Combined Cycle | CT | CC1 | S | 83.5 | 0.85 | 75 | 83.5 | 53 | N |  |  | N | Electric Utility | 1 | X | NG
Natural Gas Fired Combined Cycle.NG | natural gas combined cycle | TRUE | 17568 | Cooperative Energy | 2070 | Moselle | MS | Jones | GTG2 | Natural Gas Fired Combined Cycle | CT | CC2 | S | 83.5 | 0.85 | 75 | 83.5 | 53 | N |  |  | N | Electric Utility | 1 | X | NG
Conventional Steam Coal.SUB | hard coal | TRUE | 10000 | Evergy Metro | 2079 | Hawthorn | MO | Jackson | 5 | Conventional Steam Coal | ST |  | S | 569 | 0.9 | 561.6 | 561.6 | 285 | N |  |  | N | Electric Utility | 1 | X | SUB | NG
Natural Gas Fired Combined Cycle.NG | natural gas combined cycle | TRUE | 10000 | Evergy Metro | 2079 | Hawthorn | MO | Jackson | 6 | Natural Gas Fired Combined Cycle | CT | CC1 | S | 170 | 0.85 | 125.3 |  | 68 | N |  |  | N | Electric Utility | 1 | X | NG
Natural Gas Fired Combustion Turbine.NG | natural gas peaker | TRUE | 10000 | Evergy Metro | 2079 | Hawthorn | MO | Jackson | 7 | Natural Gas Fired Combustion Turbine | GT |  | S | 82.2 | 0.85 | 76.2 | 76.2 | 50 | N |  |  | N | Electric Utility | 1 | X | NG
Natural Gas Fired Combustion Turbine.NG | natural gas peaker | TRUE | 10000 | Evergy Metro | 2079 | Hawthorn | MO | Jackson | 8 | Natural Gas Fired Combustion Turbine | GT |  | S | 82.2 | 0.85 | 77.2 |  | 50 | N |  |  | N | Electric Utility | 1 | X | NG
Natural Gas Fired Combined Cycle.NG | natural gas combined cycle | TRUE | 10000 | Evergy Metro | 2079 | Hawthorn | MO | Jackson | 9 | Natural Gas Fired Combined Cycle | CA | CC1 | S | 142.8 | 0.92 | 109.4 |  | 60 | N |  |  | N | Electric Utility | 1 | X | NG
Petroleum Liquids.DFO | petroleum | TRUE | 10000 | Evergy Metro | 2081 | Northeast (MO) | MO | Jackson | 11 | Petroleum Liquids | GT |  | S | 50 | 0.9 | 46.6 | 46.6 | 3 | N |  |  | N | Electric Utility | 1 | X | DFO
Petroleum Liquids.DFO | petroleum | TRUE | 10000 | Evergy Metro | 2081 | Northeast (MO) | MO | Jackson | 12 | Petroleum Liquids | GT |  | S | 50 | 0.9 | 46 | 46 | 3 | N |  |  | N | Electric Utility | 1 | X | DFO
Petroleum Liquids.DFO | petroleum | TRUE | 10000 | Evergy Metro | 2081 | Northeast (MO) | MO | Jackson | 13 | Petroleum Liquids | GT |  | S | 64.7 | 0.9 | 48.2 | 48.2 | 3 | N |  |  | N | Electric Utility | 1 | X | DFO
Petroleum Liquids.DFO | petroleum | TRUE | 10000 | Evergy Metro | 2081 | Northeast (MO) | MO | Jackson | 14 | Petroleum Liquids | GT |  | S | 64.7 | 0.9 | 47.5 | 47.5 | 3 | N |  |  | N | Electric Utility | 1 | X | DFO
Petroleum Liquids.DFO | petroleum | TRUE | 10000 | Evergy Metro | 2081 | Northeast (MO) | MO | Jackson | 15 | Petroleum Liquids | GT |  | S | 64.7 | 0.9 | 47.5 | 47.5 | 3 | N |  |  | N | Electric Utility | 1 | X | DFO
Petroleum Liquids.DFO | petroleum | TRUE | 10000 | Evergy Metro | 2081 | Northeast (MO) | MO | Jackson | 16 | Petroleum Liquids | GT |  | S | 64.7 | 0.9 | 46 | 46 | 3 | N |  |  | N | Electric Utility | 1 | X | DFO
Petroleum Liquids.DFO | petroleum | TRUE | 10000 | Evergy Metro | 2081 | Northeast (MO) | MO | Jackson | 17 | Petroleum Liquids | GT |  | S | 64.7 | 0.9 | 53.2 | 53.2 | 3 | N |  |  | N | Electric Utility | 1 | X | DFO
Petroleum Liquids.DFO | petroleum | TRUE | 10000 | Evergy Metro | 2081 | Northeast (MO) | MO | Jackson | 18 | Petroleum Liquids | GT |  | S | 64.7 | 0.9 | 47 | 47 | 3 | N |  |  | N | Electric Utility | 1 | X | DFO
Petroleum Liquids.DFO | petroleum | TRUE | 10000 | Evergy Metro | 2081 | Northeast (MO) | MO | Jackson | 19 | Petroleum Liquids | IC |  | S | 2 | 0.9 | 2 | 2 | 1 | N |  |  | N | Electric Utility | 1 | X | DFO
Petroleum Liquids.DFO | petroleum | TRUE | 19436 | Union Electric Co - (MO) | 2082 | Fairgrounds | MO | Cole | 1 | Petroleum Liquids | GT |  | S | 68.3 | 0.9 | 55 | 68 | 5 | N |  |  | N | Electric Utility | 1 | X | DFO
Petroleum Liquids.DFO | petroleum | TRUE | 56211 | Evergy Missouri West | 2090 | Nevada | MO | Vernon | 1 | Petroleum Liquids | GT |  | S | 22 | 0.9 | 16 | 16 | 3 | N |  |  | N | Electric Utility | 1 | X | DFO
Natural Gas Fired Combustion Turbine.NG | natural gas peaker | TRUE | 56211 | Evergy Missouri West | 2092 | Ralph Green | MO | Cass | 3 | Natural Gas Fired Combustion Turbine | GT |  | S | 85 | 0.9 | 69.4 | 10 | 10 | N |  |  | N | Electric Utility | 1 | X | NG
Natural Gas Steam Turbine.NG | natural gas steam turbine | TRUE | 56211 | Evergy Missouri West | 2098 | Lake Road (MO) | MO | Buchanan | 1 | Natural Gas Steam Turbine | ST |  | S | 23 | 0.85 | 18.4 | 18.4 | 6 | N |  |  | Y | Electric Utility | 1 | T | NG | DFO | PG | TDF
Natural Gas Steam Turbine.NG | natural gas steam turbine | TRUE | 56211 | Evergy Missouri West | 2098 | Lake Road (MO) | MO | Buchanan | 2 | Natural Gas Steam Turbine | ST |  | S | 25 | 0.85 | 22.9 | 22.9 | 5 | N |  |  | Y | Electric Utility | 1 | T | NG | DFO | PG | TDF
Natural Gas Steam Turbine.NG | natural gas steam turbine | TRUE | 56211 | Evergy Missouri West | 2098 | Lake Road (MO) | MO | Buchanan | 3 | Natural Gas Steam Turbine | ST |  | S | 12.5 | 0.8 | 7.3 | 7.3 | 3 | N |  |  | Y | Electric Utility | 1 | T | NG | DFO | PG | TDF
Natural Gas Steam Turbine.NG | natural gas steam turbine | TRUE | 56211 | Evergy Missouri West | 2098 | Lake Road (MO) | MO | Buchanan | 4 | Natural Gas Steam Turbine | ST |  | S | 90 | 0.9 | 94.6 | 94.6 | 20 | N | 12 | 2024 | N | Electric Utility | 1 | X | NG | DFO | PG | TDF
Natural Gas Fired Combustion Turbine.NG | natural gas peaker | TRUE | 56211 | Evergy Missouri West | 2098 | Lake Road (MO) | MO | Buchanan | 5 | Natural Gas Fired Combustion Turbine | GT |  | S | 85 | 0.9 | 47.2 | 47.2 | 2 | N |  |  | N | Electric Utility | 1 | X | NG | PG
Petroleum Liquids.DFO | petroleum | TRUE | 56211 | Evergy Missouri West | 2098 | Lake Road (MO) | MO | Buchanan | 6 | Petroleum Liquids | GT |  | S | 24 | 0.85 | 20 | 20 | 5 | N |  |  | N | Electric Utility | 1 | X | DFO | PG
Petroleum Liquids.DFO | petroleum | TRUE | 56211 | Evergy Missouri West | 2098 | Lake Road (MO) | MO | Buchanan | 7 | Petroleum Liquids | GT |  | S | 18.9 | 0.85 | 21.1 | 21.1 | 5 | N |  |  | N | Electric Utility | 1 | X | DFO
Conventional Hydroelectric.WAT | hydro | TRUE | 17106 | Sho-Me Power Electric Coop | 2099 | Niangua | MO | Camden | 1 | Conventional Hydroelectric | HY |  | S | 1.5 | 0.8 | 1.5 | 1.5 | 0.5 | N |  |  | N | Electric Utility | 1 | X | WAT
Conventional Hydroelectric.WAT | hydro | TRUE | 17106 | Sho-Me Power Electric Coop | 2099 | Niangua | MO | Camden | 2 | Conventional Hydroelectric | HY |  | S | 1.5 | 0.8 | 1.5 | 1.5 | 0.5 | N |  |  | N | Electric Utility | 1 | X | WAT
Conventional Steam Coal.SUB | hard coal | TRUE | 19436 | Union Electric Co - (MO) | 2103 | Labadie | MO | Franklin | 1 | Conventional Steam Coal | ST |  | S | 573.7 | 0.85 | 593 | 616 | 290 | N |  |  | N | Electric Utility | 1 | X | SUB
Conventional Steam Coal.SUB | hard coal | TRUE | 19436 | Union Electric Co - (MO) | 2103 | Labadie | MO | Franklin | 2 | Conventional Steam Coal | ST |  | S | 573.7 | 0.85 | 593 | 616 | 289 | N |  |  | N | Electric Utility | 1 | X | SUB
Conventional Steam Coal.SUB | hard coal | TRUE | 19436 | Union Electric Co - (MO) | 2103 | Labadie | MO | Franklin | 3 | Conventional Steam Coal | ST |  | S | 621 | 0.9 | 593 | 616 | 280 | N |  |  | N | Electric Utility | 1 | X | SUB
Conventional Steam Coal.SUB | hard coal | TRUE | 19436 | Union Electric Co - (MO) | 2103 | Labadie | MO | Franklin | 4 | Conventional Steam Coal | ST |  | S | 621 | 0.9 | 593 | 616 | 287 | N |  |  | N | Electric Utility | 1 | X | SUB
Conventional Hydroelectric.WAT | hydro | TRUE | 19436 | Union Electric Co - (MO) | 2106 | Osage Dam | MO | Miller | 1 | Conventional Hydroelectric | HY |  | S | 27.5 | 0.9 | 31 | 31 | 0 | N |  |  | N | Electric Utility | 1 | X | WAT
Conventional Hydroelectric.WAT | hydro | TRUE | 19436 | Union Electric Co - (MO) | 2106 | Osage Dam | MO | Miller | 2 | Conventional Hydroelectric | HY |  | S | 27.5 | 0.9 | 24 | 24 | 0 | N |  |  | N | Electric Utility | 1 | X | WAT
Conventional Hydroelectric.WAT | hydro | TRUE | 19436 | Union Electric Co - (MO) | 2106 | Osage Dam | MO | Miller | 3 | Conventional Hydroelectric | HY |  | S | 27.5 | 0.9 | 31 | 31 | 0 | N |  |  | N | Electric Utility | 1 | X | WAT
Conventional Hydroelectric.WAT | hydro | TRUE | 19436 | Union Electric Co - (MO) | 2106 | Osage Dam | MO | Miller | 4 | Conventional Hydroelectric | HY |  | S | 27.5 | 0.9 | 24 | 24 | 0 | N |  |  | N | Electric Utility | 1 | X | WAT
Conventional Hydroelectric.WAT | hydro | TRUE | 19436 | Union Electric Co - (MO) | 2106 | Osage Dam | MO | Miller | 5 | Conventional Hydroelectric | HY |  | S | 27.5 | 0.9 | 31 | 31 | 0 | N |  |  | N | Electric Utility | 1 | X | WAT
Conventional Hydroelectric.WAT | hydro | TRUE | 19436 | Union Electric Co - (MO) | 2106 | Osage Dam | MO | Miller | 6 | Conventional Hydroelectric | HY |  | S | 27.5 | 0.9 | 31 | 31 | 0 | N |  |  | N | Electric Utility | 1 | X | WAT
Conventional Hydroelectric.WAT | hydro | TRUE | 19436 | Union Electric Co - (MO) | 2106 | Osage Dam | MO | Miller | 7 | Conventional Hydroelectric | HY |  | S | 21.5 | 0.9 | 31 | 31 | 0 | N |  |  | N | Electric Utility | 1 | X | WAT
Conventional Hydroelectric.WAT | hydro | TRUE | 19436 | Union Electric Co - (MO) | 2106 | Osage Dam | MO | Miller | 8 | Conventional Hydroelectric | HY |  | S | 21.5 | 0.9 | 31 | 31 | 0 | N |  |  | N | Electric Utility | 1 | X | WAT
Conventional Steam Coal.SUB | hard coal | TRUE | 19436 | Union Electric Co - (MO) | 2107 | Sioux | MO | St Charles | 1 | Conventional Steam Coal | ST |  | S | 549.7 | 0.85 | 487 | 497 | 253 | N | 12 | 2028 | N | Electric Utility | 1 | X | SUB | BIT
Conventional Steam Coal.SUB | hard coal | TRUE | 19436 | Union Electric Co - (MO) | 2107 | Sioux | MO | St Charles | 2 | Conventional Steam Coal | ST |  | S | 549.7 | 0.85 | 487 | 497 | 252 | N | 12 | 2028 | N | Electric Utility | 1 | X | SUB | BIT
Hydroelectric Pumped Storage.WAT | other | TRUE | 19436 | Union Electric Co - (MO) | 2108 | Taum Sauk | MO | Reynolds | 1 | Hydroelectric Pumped Storage | PS |  | S | 204 | 0.9 | 220 | 220 | 165 | N |  |  | N | Electric Utility | 1 | X | WAT
Hydroelectric Pumped Storage.WAT | other | TRUE | 19436 | Union Electric Co - (MO) | 2108 | Taum Sauk | MO | Reynolds | 2 | Hydroelectric Pumped Storage | PS |  | S | 204 | 0.9 | 220 | 220 | 165 | N |  |  | N | Electric Utility | 1 | X | WAT
Petroleum Liquids.DFO | petroleum | TRUE | 2647 | City of Butler - (MO) | 2115 | Butler Municipal Power Plant | MO | Bates | 5 | Petroleum Liquids | IC |  | S | 1.4 | 0.8 | 1 | 1 | 0.6 | N |  |  | N | Electric Utility | 1 | X | DFO | NG
Petroleum Liquids.DFO | petroleum | TRUE | 2647 | City of Butler - (MO) | 2115 | Butler Municipal Power Plant | MO | Bates | IC6 | Petroleum Liquids | IC |  | S | 1.5 | 0.8 | 1.1 | 1.1 | 0.7 | N |  |  | N | Electric Utility | 1 | X | DFO
Petroleum Liquids.DFO | petroleum | TRUE | 2647 | City of Butler - (MO) | 2115 | Butler Municipal Power Plant | MO | Bates | NG1 | Petroleum Liquids | IC |  | S | 2 | 1 | 1.8 | 1.8 | 0.3 | N |  |  | N | Electric Utility | 1 | X | DFO
Petroleum Liquids.DFO | petroleum | TRUE | 2647 | City of Butler - (MO) | 2115 | Butler Municipal Power Plant | MO | Bates | NG2 | Petroleum Liquids | IC |  | S | 2 | 1 | 1.8 | 1.8 | 0.3 | N |  |  | N | Electric Utility | 1 | X | DFO
Petroleum Liquids.DFO | petroleum | TRUE | 2647 | City of Butler - (MO) | 2115 | Butler Municipal Power Plant | MO | Bates | SG1 | Petroleum Liquids | IC |  | S | 2 | 1 | 1.8 | 1.8 | 0.3 | N |  |  | N | Electric Utility | 1 | X | DFO
Petroleum Liquids.DFO | petroleum | TRUE | 2647 | City of Butler - (MO) | 2115 | Butler Municipal Power Plant | MO | Bates | SG2 | Petroleum Liquids | IC |  | S | 2 | 1 | 1.8 | 1.8 | 0.3 | N |  |  | N | Electric Utility | 1 | X | DFO
Natural Gas Internal Combustion Engine.NG | natural gas peaker | TRUE | 3082 | Carrollton Board of Public Wks | 2120 | Carrollton | MO | Carroll | 10 | Natural Gas Internal Combustion Engine | IC |  | S | 6.1 | 0.9 | 6 | 6 | 0.1 | N |  |  | N | Electric Utility | 1 | X | NG | DFO
Petroleum Liquids.DFO | petroleum | TRUE | 3082 | Carrollton Board of Public Wks | 2120 | Carrollton | MO | Carroll | 11 | Petroleum Liquids | IC |  | S | 2 | 0.92 | 1.8 | 1.8 | 0.1 | N |  |  | N | Electric Utility | 1 | X | DFO
Natural Gas Internal Combustion Engine.NG | natural gas peaker | TRUE | 3082 | Carrollton Board of Public Wks | 2120 | Carrollton | MO | Carroll | 3 | Natural Gas Internal Combustion Engine | IC |  | S | 1.8 | 0.9 | 1.8 | 1.8 | 0.1 | N |  |  | N | Electric Utility | 1 | X | NG | DFO
Natural Gas Internal Combustion Engine.NG | natural gas peaker | TRUE | 3082 | Carrollton Board of Public Wks | 2120 | Carrollton | MO | Carroll | 7 | Natural Gas Internal Combustion Engine | IC |  | S | 2.5 | 0.9 | 2.5 | 2.5 | 0.1 | N |  |  | N | Electric Utility | 1 | X | NG | DFO
Natural Gas Internal Combustion Engine.NG | natural gas peaker | TRUE | 3082 | Carrollton Board of Public Wks | 2120 | Carrollton | MO | Carroll | 8 | Natural Gas Internal Combustion Engine | IC |  | S | 4.1 | 0.9 | 3.7 | 3.7 | 0.1 | N |  |  | N | Electric Utility | 1 | X | NG | DFO
Natural Gas Internal Combustion Engine.NG | natural gas peaker | TRUE | 3082 | Carrollton Board of Public Wks | 2120 | Carrollton | MO | Carroll | 9 | Natural Gas Internal Combustion Engine | IC |  | S | 4.1 | 0.91 | 3.7 | 3.7 | 0.1 | N |  |  | N | Electric Utility | 1 | X | NG | DFO
Natural Gas Internal Combustion Engine.NG | natural gas peaker | TRUE | 3113 | City of Carthage - (MO) | 2121 | Carthage | MO | Jasper | 10 | Natural Gas Internal Combustion Engine | IC |  | S | 7 | 0.8 | 6 | 6 | 4 | N |  |  | N | Electric Utility | 1 | X | NG | DFO
Natural Gas Internal Combustion Engine.NG | natural gas peaker | TRUE | 3113 | City of Carthage - (MO) | 2121 | Carthage | MO | Jasper | 11 | Natural Gas Internal Combustion Engine | IC |  | S | 4.5 | 0.8 | 4 | 4 | 3 | N |  |  | N | Electric Utility | 1 | X | NG | DFO
Natural Gas Internal Combustion Engine.NG | natural gas peaker | TRUE | 3113 | City of Carthage - (MO) | 2121 | Carthage | MO | Jasper | 12 | Natural Gas Internal Combustion Engine | IC |  | S | 4.5 | 0.8 | 4 | 4 | 3 | N |  |  | N | Electric Utility | 1 | X | NG | DFO
Natural Gas Internal Combustion Engine.NG | natural gas peaker | TRUE | 3113 | City of Carthage - (MO) | 2121 | Carthage | MO | Jasper | 13 | Natural Gas Internal Combustion Engine | IC |  | S | 6 | 0.8 | 5.5 | 5.5 | 3 | N |  |  | N | Electric Utility | 1 | X | NG | DFO
Natural Gas Internal Combustion Engine.NG | natural gas peaker | TRUE | 3113 | City of Carthage - (MO) | 2121 | Carthage | MO | Jasper | 14 | Natural Gas Internal Combustion Engine | IC |  | S | 6 | 0.8 | 5.5 | 5.5 | 3 | N |  |  | N | Electric Utility | 1 | X | NG | DFO
Natural Gas Internal Combustion Engine.NG | natural gas peaker | TRUE | 3113 | City of Carthage - (MO) | 2121 | Carthage | MO | Jasper | 6 | Natural Gas Internal Combustion Engine | IC |  | S | 2.5 | 0.8 | 2 | 2 | 1 | N |  |  | N | Electric Utility | 1 | X | NG | DFO
Natural Gas Internal Combustion Engine.NG | natural gas peaker | TRUE | 3113 | City of Carthage - (MO) | 2121 | Carthage | MO | Jasper | 7 | Natural Gas Internal Combustion Engine | IC |  | S | 3 | 0.8 | 2.2 | 2.2 | 1.5 | N |  |  | N | Electric Utility | 1 | X | NG | DFO
Natural Gas Internal Combustion Engine.NG | natural gas peaker | TRUE | 3113 | City of Carthage - (MO) | 2121 | Carthage | MO | Jasper | 8 | Natural Gas Internal Combustion Engine | IC |  | S | 3.3 | 0.8 | 2.5 | 2.5 | 1.8 | N |  |  | N | Electric Utility | 1 | X | NG | DFO
Natural Gas Internal Combustion Engine.NG | natural gas peaker | TRUE | 3113 | City of Carthage - (MO) | 2121 | Carthage | MO | Jasper | 9 | Natural Gas Internal Combustion Engine | IC |  | S | 5 | 0.8 | 4 | 4 | 3 | N |  |  | N | Electric Utility | 1 | X | NG | DFO
Petroleum Liquids.DFO | petroleum | TRUE | 3486 | Chillicothe Municipal Utils | 2122 | Chillicothe | MO | Livingston | D1 | Petroleum Liquids | IC |  | S | 2 | 0.8 | 2 | 2 | 0 | N |  |  | N | Electric Utility | 1 | X | DFO
Petroleum Liquids.DFO | petroleum | TRUE | 3486 | Chillicothe Municipal Utils | 2122 | Chillicothe | MO | Livingston | D2 | Petroleum Liquids | IC |  | S | 2 | 0.8 | 2 | 2 | 0 | N |  |  | N | Electric Utility | 1 | X | DFO
Petroleum Liquids.DFO | petroleum | TRUE | 3486 | Chillicothe Municipal Utils | 2122 | Chillicothe | MO | Livingston | D3 | Petroleum Liquids | IC |  | S | 2 | 0.8 | 2 | 2 | 0 | N |  |  | N | Electric Utility | 1 | X | DFO
Petroleum Liquids.DFO | petroleum | TRUE | 3486 | Chillicothe Municipal Utils | 2122 | Chillicothe | MO | Livingston | D4 | Petroleum Liquids | IC |  | S | 2 | 0.8 | 2 | 2 | 0 | N |  |  | N | Electric Utility | 1 | X | DFO
Petroleum Liquids.DFO | petroleum | TRUE | 3486 | Chillicothe Municipal Utils | 2122 | Chillicothe | MO | Livingston | D5 | Petroleum Liquids | IC |  | S | 2 | 0.8 | 2 | 2 | 0 | N |  |  | N | Electric Utility | 1 | X | DFO
Natural Gas Fired Combustion Turbine.NG | natural gas peaker | TRUE | 3486 | Chillicothe Municipal Utils | 2122 | Chillicothe | MO | Livingston | GT1 | Natural Gas Fired Combustion Turbine | GT |  | S | 40 | 0.9 | 40 | 42 | 0 | N |  |  | N | Electric Utility | 1 | X | NG | DFO
Natural Gas Fired Combustion Turbine.NG | natural gas peaker | TRUE | 3486 | Chillicothe Municipal Utils | 2122 | Chillicothe | MO | Livingston | GT2 | Natural Gas Fired Combustion Turbine | GT |  | S | 40 | 0.9 | 40 | 42 | 0 | N |  |  | N | Electric Utility | 1 | X | NG | DFO
Natural Gas Fired Combustion Turbine.NG | natural gas peaker | TRUE | 4045 | City of Columbia - (MO) | 2123 | Columbia (MO) | MO | Boone | 6 | Natural Gas Fired Combustion Turbine | GT |  | S | 12.5 | 0.8 | 12.5 | 12.5 | 9 | N |  |  | N | Electric Utility | 1 | X | NG | DFO
Natural Gas Steam Turbine.NG | natural gas steam turbine | TRUE | 4045 | City of Columbia - (MO) | 2123 | Columbia (MO) | MO | Boone | 8 | Natural Gas Steam Turbine | ST |  | S | 35 | 0.85 | 35 | 35 | 12 | N |  |  | N | Electric Utility | 1 | X | NG | DFO
Petroleum Liquids.DFO | petroleum | TRUE | 4045 | City of Columbia - (MO) | 2123 | Columbia (MO) | MO | Boone | DAN1 | Petroleum Liquids | IC |  | S | 2 | 0.8 | 2 | 2 | 2 | N |  |  | N | Electric Utility | 1 | X | DFO
Landfill Gas.LFG | natural gas peaker | TRUE | 4045 | City of Columbia - (MO) | 2123 | Columbia (MO) | MO | Boone | LF1 | Landfill Gas | IC |  | S | 1 | 0.8 | 1 | 1 | 0.6 | N |  |  | N | Electric Utility | 1 | X | LFG
Landfill Gas.LFG | natural gas peaker | TRUE | 4045 | City of Columbia - (MO) | 2123 | Columbia (MO) | MO | Boone | LF2 | Landfill Gas | IC |  | S | 1 | 0.8 | 1 | 1 | 0.6 | N |  |  | N | Electric Utility | 1 | X | LFG
Landfill Gas.LFG | natural gas peaker | TRUE | 4045 | City of Columbia - (MO) | 2123 | Columbia (MO) | MO | Boone | LF3 | Landfill Gas | IC |  | S | 1 | 0.8 | 1 | 1 | 0.6 | N |  |  | N | Electric Utility | 1 | X | LFG
Petroleum Liquids.DFO | petroleum | TRUE | 4045 | City of Columbia - (MO) | 2123 | Columbia (MO) | MO | Boone | SF1 | Petroleum Liquids | IC |  | S | 1 | 0.8 | 1 | 1 | 1 | N |  |  | N | Electric Utility | 1 | X | DFO
Petroleum Liquids.DFO | petroleum | TRUE | 4045 | City of Columbia - (MO) | 2123 | Columbia (MO) | MO | Boone | SF2 | Petroleum Liquids | IC |  | S | 1 | 0.8 | 1 | 1 | 1 | N |  |  | N | Electric Utility | 1 | X | DFO
Petroleum Liquids.DFO | petroleum | TRUE | 4045 | City of Columbia - (MO) | 2123 | Columbia (MO) | MO | Boone | SH1 | Petroleum Liquids | IC |  | W | 1.3 | 0.8 | 1.3 | 1.3 | 1.3 | N |  |  | N | Electric Utility | 1 | X | DFO
Petroleum Liquids.DFO | petroleum | TRUE | 4045 | City of Columbia - (MO) | 2123 | Columbia (MO) | MO | Boone | SH2 | Petroleum Liquids | IC |  | W | 1.3 | 0.8 | 1.3 | 1.3 | 1.3 | N |  |  | N | Electric Utility | 1 | X | DFO
Petroleum Liquids.DFO | petroleum | TRUE | 4045 | City of Columbia - (MO) | 2123 | Columbia (MO) | MO | Boone | WTP1 | Petroleum Liquids | IC |  | S | 2 | 0.8 | 2 | 2 | 2 | N |  |  | N | Electric Utility | 1 | X | DFO
Petroleum Liquids.DFO | petroleum | TRUE | 4045 | City of Columbia - (MO) | 2123 | Columbia (MO) | MO | Boone | WTP2 | Petroleum Liquids | IC |  | S | 2 | 0.8 | 2 | 2 | 2 | N |  |  | N | Electric Utility | 1 | X | DFO
Conventional Hydroelectric.WAT | hydro | TRUE | 25477 | USCE-Kansas City District | 2124 | Stockton Hydro | MO | Cedar | 1 | Conventional Hydroelectric | HY |  | S | 52 | 0.95 | 52 | 52 | 5 | N |  |  | N | Electric Utility | 1 | X | WAT
Petroleum Liquids.DFO | petroleum | TRUE | 6231 | City of Fayette - (MO) | 2125 | Fayette | MO | Howard | GT1 | Petroleum Liquids | IC |  | S | 3.5 | 0.8 | 3 | 3 | 3 | N |  |  | N | Electric Utility | 1 | X | DFO
Petroleum Liquids.DFO | petroleum | TRUE | 6231 | City of Fayette - (MO) | 2125 | Fayette | MO | Howard | GT2 | Petroleum Liquids | IC |  | S | 3.5 | 0.8 | 2.8 | 2.8 | 2.8 | N |  |  | N | Electric Utility | 1 | X | DFO
Petroleum Liquids.DFO | petroleum | TRUE | 6231 | City of Fayette - (MO) | 2125 | Fayette | MO | Howard | GT3 | Petroleum Liquids | IC |  | S | 2.8 | 0.8 | 2.4 | 2.4 | 2.4 | N |  |  | N | Electric Utility | 1 | X | DFO
Petroleum Liquids.DFO | petroleum | TRUE | 6231 | City of Fayette - (MO) | 2125 | Fayette | MO | Howard | GT4 | Petroleum Liquids | IC |  | S | 1.1 | 0.8 | 1 | 1 | 1 | N |  |  | N | Electric Utility | 1 | X | DFO
Natural Gas Fired Combustion Turbine.NG | natural gas peaker | TRUE | 6839 | City of Fulton - (MO) | 2126 | Fulton (MO) | MO | Callaway | GT4 | Natural Gas Fired Combustion Turbine | GT |  | S | 21.2 | 0.9 | 15 | 19.6 | 3 | N |  |  | N | Electric Utility | 1 | X | NG | DFO
Petroleum Liquids.DFO | petroleum | TRUE | 6839 | City of Fulton - (MO) | 2126 | Fulton (MO) | MO | Callaway | IC1 | Petroleum Liquids | IC |  | S | 5 | 0.9 | 4.1 | 4.5 | 1 | N |  |  | N | Electric Utility | 1 | X | DFO | NG
Petroleum Liquids.DFO | petroleum | TRUE | 6839 | City of Fulton - (MO) | 2126 | Fulton (MO) | MO | Callaway | IC3 | Petroleum Liquids | IC |  | S | 7 | 0.9 | 6.2 | 6.8 | 1 | N |  |  | N | Electric Utility | 1 | X | DFO | NG
Petroleum Liquids.DFO | petroleum | TRUE | 6924 | City of Gallatin - (MO) | 2127 | Gallatin (MO) | MO | Daviess | 2A | Petroleum Liquids | IC |  | S | 1.1 | 0.8 | 1 | 1 | 0.7 | N |  |  | N | Electric Utility | 1 | X | DFO
Petroleum Liquids.DFO | petroleum | TRUE | 6924 | City of Gallatin - (MO) | 2127 | Gallatin (MO) | MO | Daviess | 3A | Petroleum Liquids | IC |  | S | 1.1 | 0.8 | 1 | 1 | 0.7 | N |  |  | N | Electric Utility | 1 | X | DFO
Petroleum Liquids.DFO | petroleum | TRUE | 6924 | City of Gallatin - (MO) | 2127 | Gallatin (MO) | MO | Daviess | IC4 | Petroleum Liquids | IC |  | S | 2.5 | 0.9 | 2.5 | 2.5 | 1.8 | N |  |  | N | Electric Utility | 1 | X | DFO
Petroleum Liquids.DFO | petroleum | TRUE | 6924 | City of Gallatin - (MO) | 2127 | Gallatin (MO) | MO | Daviess | IC6 | Petroleum Liquids | IC |  | S | 2.5 | 0.9 | 2.5 | 2.5 | 1.8 | N |  |  | N | Electric Utility | 1 | X | DFO
Petroleum Liquids.DFO | petroleum | TRUE | 8567 | City of Higginsville - (MO) | 2131 | Higginsville | MO | Lafayette | 1 | Petroleum Liquids | IC |  | S | 0.8 | 1 | 0.6 | 0.6 | 0.1 | N |  |  | N | Electric Utility | 1 | X | DFO
Petroleum Liquids.DFO | petroleum | TRUE | 8567 | City of Higginsville - (MO) | 2131 | Higginsville | MO | Lafayette | 2 | Petroleum Liquids | IC |  | S | 1.7 | 1 | 1 | 1 | 0.4 | N |  |  | N | Electric Utility | 1 | X | DFO
Petroleum Liquids.DFO | petroleum | TRUE | 8567 | City of Higginsville - (MO) | 2131 | Higginsville | MO | Lafayette | 3 | Petroleum Liquids | IC |  | S | 2.4 | 1 | 2.4 | 2.4 | 1 | N |  |  | N | Electric Utility | 1 | X | DFO | NG
Natural Gas Fired Combustion Turbine.NG | natural gas peaker | TRUE | 8567 | City of Higginsville - (MO) | 2131 | Higginsville | MO | Lafayette | 4 | Natural Gas Fired Combustion Turbine | GT |  | S | 40 | 1 | 37.5 | 40 | 20 | N |  |  | N | Electric Utility | 1 | X | NG | DFO
Petroleum Liquids.DFO | petroleum | TRUE | 8567 | City of Higginsville - (MO) | 2131 | Higginsville | MO | Lafayette | 5 | Petroleum Liquids | IC |  | S | 1.2 | 1 | 1.2 | 1.2 | 0.3 | N |  |  | N | Electric Utility | 1 | X | DFO | NG
Petroleum Liquids.DFO | petroleum | TRUE | 8567 | City of Higginsville - (MO) | 2131 | Higginsville | MO | Lafayette | 6 | Petroleum Liquids | IC |  | S | 5.5 | 1 | 4.5 | 5.4 | 1 | N |  |  | N | Electric Utility | 1 | X | DFO
Petroleum Liquids.DFO | petroleum | TRUE | 9231 | City of Independence - (MO) | 2134 | Jackson Square | MO | Jackson | 1 | Petroleum Liquids | GT |  | S | 18 | 0.85 | 15 | 15 | 2 | N |  |  | N | Electric Utility | 1 | X | DFO
Petroleum Liquids.DFO | petroleum | TRUE | 9231 | City of Independence - (MO) | 2134 | Jackson Square | MO | Jackson | 2 | Petroleum Liquids | GT |  | S | 18 | 0.85 | 15 | 15 | 2 | N |  |  | N | Electric Utility | 1 | X | DFO
Natural Gas Fired Combustion Turbine.NG | natural gas peaker | TRUE | 9231 | City of Independence - (MO) | 2135 | Station H | MO | Jackson | 1 | Natural Gas Fired Combustion Turbine | GT |  | S | 19 | 0.85 | 19 | 19 | 4 | N |  |  | N | Electric Utility | 1 | X | NG | DFO
Natural Gas Fired Combustion Turbine.NG | natural gas peaker | TRUE | 9231 | City of Independence - (MO) | 2135 | Station H | MO | Jackson | 2 | Natural Gas Fired Combustion Turbine | GT |  | S | 24 | 0.9 | 20 | 20 | 4 | N |  |  | N | Electric Utility | 1 | X | NG | DFO
Petroleum Liquids.DFO | petroleum | TRUE | 9231 | City of Independence - (MO) | 2136 | Station I | MO | Jackson | 1 | Petroleum Liquids | GT |  | S | 19 | 0.85 | 19 | 19 | 2 | N |  |  | N | Electric Utility | 1 | X | DFO
Petroleum Liquids.DFO | petroleum | TRUE | 9231 | City of Independence - (MO) | 2136 | Station I | MO | Jackson | 2 | Petroleum Liquids | GT |  | S | 19 | 0.85 | 19 | 19 | 2 | N |  |  | N | Electric Utility | 1 | X | DFO
Petroleum Liquids.DFO | petroleum | TRUE | 9603 | City of Jackson - (MO) | 2137 | Jackson (MO) | MO | Cape Girardeau | 10 | Petroleum Liquids | IC |  | S | 2 | 0.8 | 2 | 2 | 0.1 | N |  |  | N | Electric Utility | 1 | X | DFO
Petroleum Liquids.DFO | petroleum | TRUE | 9603 | City of Jackson - (MO) | 2137 | Jackson (MO) | MO | Cape Girardeau | 11 | Petroleum Liquids | IC |  | S | 2 | 0.8 | 2 | 2 | 0.1 | N |  |  | N | Electric Utility | 1 | X | DFO
Petroleum Liquids.DFO | petroleum | TRUE | 9603 | City of Jackson - (MO) | 2137 | Jackson (MO) | MO | Cape Girardeau | 12 | Petroleum Liquids | IC |  | S | 2 | 0.8 | 2 | 2 | 0.1 | N |  |  | N | Electric Utility | 1 | X | DFO
Petroleum Liquids.DFO | petroleum | TRUE | 9603 | City of Jackson - (MO) | 2137 | Jackson (MO) | MO | Cape Girardeau | 3 | Petroleum Liquids | IC |  | S | 1 | 0.8 | 1 | 1 | 0.4 | N |  |  | N | Electric Utility | 1 | X | DFO | NG
Petroleum Liquids.DFO | petroleum | TRUE | 9603 | City of Jackson - (MO) | 2137 | Jackson (MO) | MO | Cape Girardeau | 4 | Petroleum Liquids | IC |  | S | 1 | 0.8 | 1 | 1 | 0.4 | N |  |  | N | Electric Utility | 1 | X | DFO | NG
Petroleum Liquids.DFO | petroleum | TRUE | 9603 | City of Jackson - (MO) | 2137 | Jackson (MO) | MO | Cape Girardeau | 5 | Petroleum Liquids | IC |  | S | 0.7 | 0.8 | 0.6 | 0.6 | 0.6 | N |  |  | N | Electric Utility | 1 | X | DFO
Petroleum Liquids.DFO | petroleum | TRUE | 9603 | City of Jackson - (MO) | 2137 | Jackson (MO) | MO | Cape Girardeau | 6 | Petroleum Liquids | IC |  | S | 1 | 0.8 | 1 | 1 | 1 | N |  |  | N | Electric Utility | 1 | X | DFO
Petroleum Liquids.DFO | petroleum | TRUE | 9603 | City of Jackson - (MO) | 2137 | Jackson (MO) | MO | Cape Girardeau | 7 | Petroleum Liquids | IC |  | S | 6.8 | 0.8 | 6.5 | 6.8 | 2.5 | N |  |  | N | Electric Utility | 1 | X | DFO | NG
Petroleum Liquids.DFO | petroleum | TRUE | 9603 | City of Jackson - (MO) | 2137 | Jackson (MO) | MO | Cape Girardeau | 8 | Petroleum Liquids | IC |  | S | 6.8 | 0.8 | 6.5 | 6.8 | 2.5 | N |  |  | N | Electric Utility | 1 | X | DFO | NG
Petroleum Liquids.DFO | petroleum | TRUE | 9603 | City of Jackson - (MO) | 2137 | Jackson (MO) | MO | Cape Girardeau | 9 | Petroleum Liquids | IC |  | S | 3 | 0.8 | 2.7 | 3 | 0.5 | N |  |  | N | Electric Utility | 1 | X | DFO | NG
Petroleum Liquids.DFO | petroleum | TRUE | 9973 | City of Kahoka | 2138 | Kahoka | MO | Clark | 10 | Petroleum Liquids | IC |  | S | 1.1 | 0.8 | 1.1 | 1.1 | 0.4 | N |  |  | N | Electric Utility | 1 | X | DFO
Petroleum Liquids.DFO | petroleum | TRUE | 9973 | City of Kahoka | 2138 | Kahoka | MO | Clark | 11 | Petroleum Liquids | IC |  | S | 1.1 | 0.8 | 1.1 | 1.1 | 0.4 | N |  |  | N | Electric Utility | 1 | X | DFO
Petroleum Liquids.DFO | petroleum | TRUE | 9973 | City of Kahoka | 2138 | Kahoka | MO | Clark | 12 | Petroleum Liquids | IC |  | S | 1.1 | 0.8 | 1.1 | 1.1 | 0.4 | N |  |  | N | Electric Utility | 1 | X | DFO
Petroleum Liquids.DFO | petroleum | TRUE | 9973 | City of Kahoka | 2138 | Kahoka | MO | Clark | 3 | Petroleum Liquids | IC |  | S | 0.2 | 0.8 | 0.2 | 0.2 | 0.1 | N |  |  | N | Electric Utility | 1 | X | DFO
Petroleum Liquids.DFO | petroleum | TRUE | 9973 | City of Kahoka | 2138 | Kahoka | MO | Clark | 6 | Petroleum Liquids | IC |  | S | 0.7 | 0.8 | 0.7 | 0.7 | 0.4 | N |  |  | N | Electric Utility | 1 | X | DFO
Natural Gas Internal Combustion Engine.NG | natural gas peaker | TRUE | 9973 | City of Kahoka | 2138 | Kahoka | MO | Clark | 7 | Natural Gas Internal Combustion Engine | IC |  | S | 0.8 | 0.8 | 0.7 | 0.8 | 0.4 | N |  |  | N | Electric Utility | 1 | X | NG | DFO
Natural Gas Internal Combustion Engine.NG | natural gas peaker | TRUE | 9973 | City of Kahoka | 2138 | Kahoka | MO | Clark | 8 | Natural Gas Internal Combustion Engine | IC |  | S | 1.5 | 0.8 | 1.4 | 1.5 | 0.7 | N |  |  | N | Electric Utility | 1 | X | NG | DFO
Natural Gas Internal Combustion Engine.NG | natural gas peaker | TRUE | 9973 | City of Kahoka | 2138 | Kahoka | MO | Clark | 9 | Natural Gas Internal Combustion Engine | IC |  | S | 0.9 | 0.8 | 0.8 | 0.9 | 0.4 | N |  |  | N | Electric Utility | 1 | X | NG | DFO
Natural Gas Internal Combustion Engine.NG | natural gas peaker | TRUE | 10152 | City of Kennett - (MO) | 2139 | Kennett | MO | Dunklin | 10 | Natural Gas Internal Combustion Engine | IC |  | S | 6.2 | 0.8 | 5.6 | 5.6 | 5 | N |  |  | N | Electric Utility | 1 | X | NG | DFO
Natural Gas Internal Combustion Engine.NG | natural gas peaker | TRUE | 10152 | City of Kennett - (MO) | 2139 | Kennett | MO | Dunklin | 11 | Natural Gas Internal Combustion Engine | IC |  | S | 6.2 | 0.8 | 5.6 | 5.6 | 5 | N |  |  | N | Electric Utility | 1 | X | NG | DFO
Natural Gas Internal Combustion Engine.NG | natural gas peaker | TRUE | 10152 | City of Kennett - (MO) | 2139 | Kennett | MO | Dunklin | 12 | Natural Gas Internal Combustion Engine | IC |  | S | 6.4 | 0.8 | 5.7 | 5.7 | 5.1 | N |  |  | N | Electric Utility | 1 | X | NG
Natural Gas Internal Combustion Engine.NG | natural gas peaker | TRUE | 10152 | City of Kennett - (MO) | 2139 | Kennett | MO | Dunklin | 13 | Natural Gas Internal Combustion Engine | IC |  | S | 6.4 | 0.8 | 5.7 | 5.7 | 5.1 | N |  |  | N | Electric Utility | 1 | X | NG
Natural Gas Internal Combustion Engine.NG | natural gas peaker | TRUE | 10152 | City of Kennett - (MO) | 2139 | Kennett | MO | Dunklin | 9 | Natural Gas Internal Combustion Engine | IC |  | S | 6.2 | 0.8 | 5.6 | 5.6 | 5 | N |  |  | N | Electric Utility | 1 | X | NG | DFO
Petroleum Liquids.DFO | petroleum | TRUE | 10538 | City of La Plata - (MO) | 2140 | La Plata | MO | Macon | 1 | Petroleum Liquids | IC |  | S | 1.8 | 0.8 | 1.7 | 1.7 | 0.2 | N |  |  | N | Electric Utility | 1 | X | DFO
Petroleum Liquids.DFO | petroleum | TRUE | 10538 | City of La Plata - (MO) | 2140 | La Plata | MO | Macon | 2 | Petroleum Liquids | IC |  | S | 1.8 | 0.8 | 1.7 | 1.7 | 0.2 | N |  |  | N | Electric Utility | 1 | X | DFO
Petroleum Liquids.DFO | petroleum | TRUE | 11460 | City of Macon - (MO) | 2141 | Macon | MO | Macon | 4 | Petroleum Liquids | IC |  | S | 1 | 0.8 | 0.7 | 0.7 | 0.4 | N |  |  | N | Electric Utility | 1 | X | DFO
Petroleum Liquids.DFO | petroleum | TRUE | 11540 | City of Malden - (MO) | 2142 | Malden | MO | Dunklin | 2A | Petroleum Liquids | IC |  | S | 1.8 | 0.8 | 1.8 | 1.8 | 0.3 | N |  |  | N | Electric Utility | 1 | X | DFO
Petroleum Liquids.DFO | petroleum | TRUE | 11540 | City of Malden - (MO) | 2142 | Malden | MO | Dunklin | 3A | Petroleum Liquids | IC |  | S | 1.8 | 0.8 | 1.8 | 1.8 | 0.3 | N |  |  | N | Electric Utility | 1 | X | DFO
Petroleum Liquids.DFO | petroleum | TRUE | 11540 | City of Malden - (MO) | 2142 | Malden | MO | Dunklin | 4A | Petroleum Liquids | IC |  | S | 1.8 | 0.8 | 1.8 | 1.8 | 0.3 | N |  |  | N | Electric Utility | 1 | X | DFO
Petroleum Liquids.DFO | petroleum | TRUE | 11540 | City of Malden - (MO) | 2142 | Malden | MO | Dunklin | 5 | Petroleum Liquids | IC |  | S | 1.4 | 0.8 | 1.2 | 1.2 | 0.7 | N |  |  | N | Electric Utility | 1 | X | DFO | NG
Petroleum Liquids.DFO | petroleum | TRUE | 11540 | City of Malden - (MO) | 2142 | Malden | MO | Dunklin | 6 | Petroleum Liquids | IC |  | S | 2 | 0.8 | 1.8 | 1.8 | 0.7 | N |  |  | N | Electric Utility | 1 | X | DFO | NG
Petroleum Liquids.DFO | petroleum | TRUE | 11540 | City of Malden - (MO) | 2142 | Malden | MO | Dunklin | 7 | Petroleum Liquids | IC |  | S | 2.8 | 0.8 | 2.5 | 2.5 | 1 | N |  |  | N | Electric Utility | 1 | X | DFO | NG
Petroleum Liquids.DFO | petroleum | TRUE | 11540 | City of Malden - (MO) | 2142 | Malden | MO | Dunklin | 8 | Petroleum Liquids | IC |  | S | 4.3 | 0.8 | 3.8 | 3.8 | 1.5 | N |  |  | N | Electric Utility | 1 | X | DFO | NG
Natural Gas Internal Combustion Engine.NG | natural gas peaker | TRUE | 11732 | City of Marshall - (MO) | 2144 | Marshall (MO) | MO | Saline | 10 | Natural Gas Internal Combustion Engine | IC |  | S | 6.3 | 0.8 | 6.3 | 6.3 | 3 | N |  |  | N | Electric Utility | 1 | X | NG | DFO
Natural Gas Internal Combustion Engine.NG | natural gas peaker | TRUE | 11732 | City of Marshall - (MO) | 2144 | Marshall (MO) | MO | Saline | 11 | Natural Gas Internal Combustion Engine | IC |  | S | 6.3 | 0.8 | 6.3 | 6.3 | 3 | N |  |  | N | Electric Utility | 1 | X | NG | DFO
Petroleum Liquids.DFO | petroleum | TRUE | 11732 | City of Marshall - (MO) | 2144 | Marshall (MO) | MO | Saline | 7 | Petroleum Liquids | IC |  | S | 1 | 1 | 0.9 | 0.9 | 0.1 | N |  |  | N | Electric Utility | 1 | X | DFO
Petroleum Liquids.DFO | petroleum | TRUE | 11732 | City of Marshall - (MO) | 2144 | Marshall (MO) | MO | Saline | 8 | Petroleum Liquids | IC |  | S | 1 | 1 | 0.9 | 0.9 | 0.1 | N |  |  | N | Electric Utility | 1 | X | DFO
Petroleum Liquids.DFO | petroleum | TRUE | 11732 | City of Marshall - (MO) | 2144 | Marshall (MO) | MO | Saline | 9 | Petroleum Liquids | IC |  | S | 1 | 1 | 0.9 | 0.9 | 0.1 | N |  |  | N | Electric Utility | 1 | X | DFO
Natural Gas Fired Combustion Turbine.NG | natural gas peaker | TRUE | 11732 | City of Marshall - (MO) | 2144 | Marshall (MO) | MO | Saline | GT1 | Natural Gas Fired Combustion Turbine | GT |  | S | 15.2 | 0.85 | 14 | 17 | 3 | N |  |  | N | Electric Utility | 1 | X | NG | DFO
Petroleum Liquids.DFO | petroleum | TRUE | 12294 | City of Memphis - (MO) | 2145 | Memphis | MO | Scotland | 1 | Petroleum Liquids | IC |  | S | 0.6 | 0.8 | 0.6 | 0.6 | 0 | N |  |  | N | Electric Utility | 1 | X | DFO | NG
Petroleum Liquids.DFO | petroleum | TRUE | 12294 | City of Memphis - (MO) | 2145 | Memphis | MO | Scotland | 10 | Petroleum Liquids | IC |  | S | 1 | 0.8 | 1 | 1 | 0 | N |  |  | N | Electric Utility | 1 | X | DFO
Petroleum Liquids.DFO | petroleum | TRUE | 12294 | City of Memphis - (MO) | 2145 | Memphis | MO | Scotland | 11 | Petroleum Liquids | IC |  | S | 1 | 0.8 | 1 | 1 | 0 | N |  |  | N | Electric Utility | 1 | X | DFO
Petroleum Liquids.DFO | petroleum | TRUE | 12294 | City of Memphis - (MO) | 2145 | Memphis | MO | Scotland | 12 | Petroleum Liquids | IC |  | S | 0.4 | 0.8 | 0.4 | 0.4 | 0 | N |  |  | N | Electric Utility | 1 | X | DFO
Petroleum Liquids.DFO | petroleum | TRUE | 12294 | City of Memphis - (MO) | 2145 | Memphis | MO | Scotland | 13 | Petroleum Liquids | IC |  | S | 1 | 0.8 | 1 | 1 | 0 | N |  |  | N | Electric Utility | 1 | X | DFO
Petroleum Liquids.DFO | petroleum | TRUE | 12294 | City of Memphis - (MO) | 2145 | Memphis | MO | Scotland | 3 | Petroleum Liquids | IC |  | S | 0.2 | 0.8 | 0.2 | 0.2 | 0 | N |  |  | N | Electric Utility | 1 | X | DFO
Petroleum Liquids.DFO | petroleum | TRUE | 12294 | City of Memphis - (MO) | 2145 | Memphis | MO | Scotland | 6 | Petroleum Liquids | IC |  | S | 0.9 | 0.8 | 0.9 | 0.9 | 0 | N |  |  | N | Electric Utility | 1 | X | DFO
Petroleum Liquids.DFO | petroleum | TRUE | 12294 | City of Memphis - (MO) | 2145 | Memphis | MO | Scotland | 7 | Petroleum Liquids | IC |  | S | 1.1 | 0.8 | 1.1 | 1.1 | 0 | N |  |  | N | Electric Utility | 1 | X | DFO
Petroleum Liquids.DFO | petroleum | TRUE | 12294 | City of Memphis - (MO) | 2145 | Memphis | MO | Scotland | 8 | Petroleum Liquids | IC |  | S | 1.3 | 0.8 | 1.3 | 1.3 | 0 | N |  |  | N | Electric Utility | 1 | X | DFO | NG
Petroleum Liquids.DFO | petroleum | TRUE | 12294 | City of Memphis - (MO) | 2145 | Memphis | MO | Scotland | 9 | Petroleum Liquids | IC |  | S | 1.3 | 0.8 | 1.3 | 1.3 | 0 | N |  |  | N | Electric Utility | 1 | X | DFO | NG
Natural Gas Fired Combustion Turbine.NG | natural gas peaker | TRUE | 17833 | City Utilities of Springfield - (MO) | 2161 | James River Power Station | MO | Greene | GT1 | Natural Gas Fired Combustion Turbine | GT |  | S | 96 | 0.9 | 75 | 75 | 25 | N |  |  | N | Electric Utility | 1 | X | NG | DFO
Natural Gas Fired Combustion Turbine.NG | natural gas peaker | TRUE | 17833 | City Utilities of Springfield - (MO) | 2161 | James River Power Station | MO | Greene | GT2 | Natural Gas Fired Combustion Turbine | GT |  | S | 101.5 | 0.9 | 80 | 80 | 25 | N |  |  | N | Electric Utility | 1 | X | NG | DFO
Petroleum Liquids.DFO | petroleum | TRUE | 19474 | City of Unionville - (MO) | 2164 | Unionville City of | MO | Putnam | 1 | Petroleum Liquids | IC |  | S | 0.8 | 0.9 | 0.6 | 0.6 | 0.2 | N |  |  | N | Electric Utility | 1 | X | DFO
Petroleum Liquids.DFO | petroleum | TRUE | 19474 | City of Unionville - (MO) | 2164 | Unionville City of | MO | Putnam | 2 | Petroleum Liquids | IC |  | S | 1.7 | 0.9 | 1.7 | 1.7 | 0.2 | N |  |  | N | Electric Utility | 1 | X | DFO | NG
Petroleum Liquids.DFO | petroleum | TRUE | 19474 | City of Unionville - (MO) | 2164 | Unionville City of | MO | Putnam | 3 | Petroleum Liquids | IC |  | S | 0.2 | 0.9 | 0.2 | 0.2 | 0.1 | N |  |  | N | Electric Utility | 1 | X | DFO
Petroleum Liquids.DFO | petroleum | TRUE | 19474 | City of Unionville - (MO) | 2164 | Unionville City of | MO | Putnam | 4 | Petroleum Liquids | IC |  | S | 1 | 1 | 0.9 | 0.9 | 0.2 | N |  |  | N | Electric Utility | 1 | X | DFO
Petroleum Liquids.DFO | petroleum | TRUE | 19474 | City of Unionville - (MO) | 2164 | Unionville City of | MO | Putnam | 5 | Petroleum Liquids | IC |  | S | 0.3 | 1 | 0.3 | 0.3 | 0.1 | N |  |  | N | Electric Utility | 1 | X | DFO
Petroleum Liquids.DFO | petroleum | TRUE | 19474 | City of Unionville - (MO) | 2164 | Unionville City of | MO | Putnam | 6 | Petroleum Liquids | IC |  | S | 0.3 | 1 | 0.3 | 0.3 | 0.1 | N |  |  | N | Electric Utility | 1 | X | DFO
Petroleum Liquids.DFO | petroleum | TRUE | 19474 | City of Unionville - (MO) | 2164 | Unionville City of | MO | Putnam | 7 | Petroleum Liquids | IC |  | S | 1.1 | 1 | 0.9 | 0.9 | 0.2 | N |  |  | N | Electric Utility | 1 | X | DFO
Petroleum Liquids.DFO | petroleum | TRUE | 19474 | City of Unionville - (MO) | 2164 | Unionville City of | MO | Putnam | 8 | Petroleum Liquids | IC |  | S | 1.3 | 1 | 1.1 | 1.1 | 0.2 | N |  |  | N | Electric Utility | 1 | X | DFO | NG
Petroleum Liquids.DFO | petroleum | TRUE | 19474 | City of Unionville - (MO) | 2164 | Unionville City of | MO | Putnam | 9 | Petroleum Liquids | IC |  | S | 2 | 1 | 2 | 2 | 0.2 | N |  |  | N | Electric Utility | 1 | X | DFO
Conventional Hydroelectric.WAT | hydro | TRUE | 19647 | USCE-Little Rock District | 2166 | Table Rock | MO | Taney | 1 | Conventional Hydroelectric | HY |  | S | 50 | 0.95 | 53 | 53 | 15 | N |  |  | N | Electric Utility | 1 | X | WAT
Conventional Hydroelectric.WAT | hydro | TRUE | 19647 | USCE-Little Rock District | 2166 | Table Rock | MO | Taney | 2 | Conventional Hydroelectric | HY |  | S | 50 | 0.95 | 53 | 53 | 15 | N |  |  | N | Electric Utility | 1 | X | WAT
Conventional Hydroelectric.WAT | hydro | TRUE | 19647 | USCE-Little Rock District | 2166 | Table Rock | MO | Taney | 3 | Conventional Hydroelectric | HY |  | S | 50 | 0.95 | 57.5 | 57.5 | 15 | N |  |  | N | Electric Utility | 1 | X | WAT
Conventional Hydroelectric.WAT | hydro | TRUE | 19647 | USCE-Little Rock District | 2166 | Table Rock | MO | Taney | 4 | Conventional Hydroelectric | HY |  | S | 50 | 0.95 | 53 | 53 | 15 | N |  |  | N | Electric Utility | 1 | X | WAT
Conventional Steam Coal.RC | hard coal | TRUE | 924 | Associated Electric Coop, Inc | 2167 | New Madrid | MO | New Madrid | 1 | Conventional Steam Coal | ST |  | S | 650 | 0.9 | 575 | 599 | 175 | N |  |  | N | Electric Utility | 1 | X | RC
Conventional Steam Coal.RC | hard coal | TRUE | 924 | Associated Electric Coop, Inc | 2167 | New Madrid | MO | New Madrid | 2 | Conventional Steam Coal | ST |  | S | 650 | 0.9 | 566 | 586 | 175 | N |  |  | N | Electric Utility | 1 | X | RC
Conventional Steam Coal.RC | hard coal | TRUE | 924 | Associated Electric Coop, Inc | 2168 | Thomas Hill | MO | Randolph | 1 | Conventional Steam Coal | ST |  | S | 171.7 | 0.85 | 165 | 166 | 100 | N |  |  | N | Electric Utility | 1 | X | RC
Conventional Steam Coal.RC | hard coal | TRUE | 924 | Associated Electric Coop, Inc | 2168 | Thomas Hill | MO | Randolph | 2 | Conventional Steam Coal | ST |  | S | 272 | 0.85 | 268 | 276 | 150 | N |  |  | N | Electric Utility | 1 | X | RC
Conventional Steam Coal.RC | hard coal | TRUE | 924 | Associated Electric Coop, Inc | 2168 | Thomas Hill | MO | Randolph | 3 | Conventional Steam Coal | ST |  | S | 738 | 0.9 | 698 | 716 | 175 | N |  |  | N | Electric Utility | 1 | X | RC
Natural Gas Fired Combustion Turbine.NG | natural gas peaker | TRUE | 12199 | Montana-Dakota Utilities Co | 2176 | Glendive GT | MT | Dawson | GT-2 | Natural Gas Fired Combustion Turbine | GT |  | S | 43 | 0.85 | 40.1 | 43.2 | 10 | N |  |  | N | Electric Utility | 1 | X | NG | DFO
Natural Gas Fired Combustion Turbine.NG | natural gas peaker | TRUE | 12199 | Montana-Dakota Utilities Co | 2176 | Glendive GT | MT | Dawson | GT1 | Natural Gas Fired Combustion Turbine | GT |  | S | 40.7 | 0.9 | 34.8 | 40.9 | 9 | N |  |  | N | Electric Utility | 1 | X | NG | DFO
Natural Gas Fired Combustion Turbine.NG | natural gas peaker | TRUE | 12199 | Montana-Dakota Utilities Co | 2177 | Miles City GT | MT | Custer | 1 | Natural Gas Fired Combustion Turbine | GT |  | S | 23.3 | 0.9 | 23.6 | 27.5 | 7 | N |  |  | N | Electric Utility | 1 | X | NG | DFO
Conventional Hydroelectric.WAT | hydro | TRUE | 13902 | NorthWestern Energy (MT Hydro) | 2181 | Black Eagle | MT | Cascade | BLA1 | Conventional Hydroelectric | HY |  | S | 7.8 | 0.8 | 8.5 | 8.5 | 1 | Y |  |  | N | Electric Utility | 1 | X | WAT
Conventional Hydroelectric.WAT | hydro | TRUE | 13902 | NorthWestern Energy (MT Hydro) | 2181 | Black Eagle | MT | Cascade | BLA2 | Conventional Hydroelectric | HY |  | S | 7.8 | 0.8 | 7 | 7 | 1 | N |  |  | N | Electric Utility | 1 | X | WAT
Conventional Hydroelectric.WAT | hydro | TRUE | 13902 | NorthWestern Energy (MT Hydro) | 2181 | Black Eagle | MT | Cascade | BLA3 | Conventional Hydroelectric | HY |  | S | 8.4 | 0.8 | 7 | 7 | 1 | N |  |  | N | Electric Utility | 1 | X | WAT
Conventional Hydroelectric.WAT | hydro | TRUE | 13902 | NorthWestern Energy (MT Hydro) | 2182 | Cochrane | MT | Cascade | COC1 | Conventional Hydroelectric | HY |  | S | 28.4 | 0.8 | 31 | 31 | 1 | N |  |  | N | Electric Utility | 1 | X | WAT
Conventional Hydroelectric.WAT | hydro | TRUE | 13902 | NorthWestern Energy (MT Hydro) | 2182 | Cochrane | MT | Cascade | COC2 | Conventional Hydroelectric | HY |  | S | 32 | 0.9 | 32 | 32 | 1 | N |  |  | N | Electric Utility | 1 | X | WAT
Conventional Hydroelectric.WAT | hydro | TRUE | 13902 | NorthWestern Energy (MT Hydro) | 2185 | Hauser | MT | Lewis and Clark | HAU1 | Conventional Hydroelectric | HY |  | S | 2.8 | 1 | 2.8 | 2.8 | 1 | N | 6 | 2024 | N | Electric Utility | 1 | X | WAT
Conventional Hydroelectric.WAT | hydro | TRUE | 13902 | NorthWestern Energy (MT Hydro) | 2185 | Hauser | MT | Lewis and Clark | HAU11 | Conventional Hydroelectric | HY |  | S | 3.5 | 0.9 | 3.5 | 3.5 | 1 | N |  |  | N | Electric Utility | 1 | X | WAT
Conventional Hydroelectric.WAT | hydro | TRUE | 13902 | NorthWestern Energy (MT Hydro) | 2185 | Hauser | MT | Lewis and Clark | HAU3 | Conventional Hydroelectric | HY |  | S | 2.8 | 1 | 2.8 | 2.8 | 1 | N | 6 | 2026 | N | Electric Utility | 1 | X | WAT
Conventional Hydroelectric.WAT | hydro | TRUE | 13902 | NorthWestern Energy (MT Hydro) | 2185 | Hauser | MT | Lewis and Clark | HAU6 | Conventional Hydroelectric | HY |  | S | 3 | 0.8 | 3 | 3 | 1 | N |  |  | N | Electric Utility | 1 | X | WAT
Conventional Hydroelectric.WAT | hydro | TRUE | 13902 | NorthWestern Energy (MT Hydro) | 2185 | Hauser | MT | Lewis and Clark | HAU7 | Conventional Hydroelectric | HY |  | S | 3.5 | 0.9 | 3.5 | 3.5 | 1 | N |  |  | N | Electric Utility | 1 | X | WAT
Conventional Hydroelectric.WAT | hydro | TRUE | 13902 | NorthWestern Energy (MT Hydro) | 2185 | Hauser | MT | Lewis and Clark | HAU8 | Conventional Hydroelectric | HY |  | S | 3.5 | 0.9 | 3.5 | 3.5 | 1 | N |  |  | N | Electric Utility | 1 | X | WAT
Conventional Hydroelectric.WAT | hydro | TRUE | 13902 | NorthWestern Energy (MT Hydro) | 2186 | Holter | MT | Cascade | HOL1 | Conventional Hydroelectric | HY |  | S | 9.6 | 0.8 | 13.3 | 13.3 | 1 | N |  |  | N | Electric Utility | 1 | X | WAT
Conventional Hydroelectric.WAT | hydro | TRUE | 13902 | NorthWestern Energy (MT Hydro) | 2186 | Holter | MT | Cascade | HOL2 | Conventional Hydroelectric | HY |  | S | 9.6 | 0.8 | 13.3 | 13.3 | 1 | N |  |  | N | Electric Utility | 1 | X | WAT
Conventional Hydroelectric.WAT | hydro | TRUE | 13902 | NorthWestern Energy (MT Hydro) | 2186 | Holter | MT | Cascade | HOL3 | Conventional Hydroelectric | HY |  | S | 12 | 0.8 | 12 | 12 | 1 | Y |  |  | N | Electric Utility | 1 | X | WAT
Conventional Hydroelectric.WAT | hydro | TRUE | 13902 | NorthWestern Energy (MT Hydro) | 2186 | Holter | MT | Cascade | HOL4 | Conventional Hydroelectric | HY |  | S | 9.6 | 0.8 | 13.3 | 13.3 | 1 | N |  |  | N | Electric Utility | 1 | X | WAT
Conventional Hydroelectric.WAT | hydro | TRUE | 60973 | Energy Keepers Inc | 2188 | Selis Ksanka Qlispe | MT | Lake | KER1 | Conventional Hydroelectric | HY |  | S | 70.6 | 0.9 | 70.6 | 70.6 | 1 | N |  |  | N | Electric Utility | 1 | X | WAT
Conventional Hydroelectric.WAT | hydro | TRUE | 60973 | Energy Keepers Inc | 2188 | Selis Ksanka Qlispe | MT | Lake | KER2 | Conventional Hydroelectric | HY |  | S | 70.6 | 0.9 | 70.6 | 70.6 | 1 | N |  |  | N | Electric Utility | 1 | X | WAT
Conventional Hydroelectric.WAT | hydro | TRUE | 60973 | Energy Keepers Inc | 2188 | Selis Ksanka Qlispe | MT | Lake | KER3 | Conventional Hydroelectric | HY |  | S | 86.6 | 0.96 | 86.6 | 86.6 | 1 | N |  |  | N | Electric Utility | 1 | X | WAT
Conventional Hydroelectric.WAT | hydro | TRUE | 13902 | NorthWestern Energy (MT Hydro) | 2191 | Morony | MT | Cascade | MOR1 | Conventional Hydroelectric | HY |  | S | 31.5 | 0.9 | 24.5 | 24.5 | 1 | N |  |  | N | Electric Utility | 1 | X | WAT
Conventional Hydroelectric.WAT | hydro | TRUE | 13902 | NorthWestern Energy (MT Hydro) | 2191 | Morony | MT | Cascade | MOR2 | Conventional Hydroelectric | HY |  | S | 31.5 | 0.9 | 24.5 | 24.5 | 1 | N |  |  | N | Electric Utility | 1 | X | WAT
Conventional Hydroelectric.WAT | hydro | TRUE | 13902 | NorthWestern Energy (MT Hydro) | 2192 | Mystic | MT | Stillwater | MYS1 | Conventional Hydroelectric | HY |  | S | 6 | 0.8 | 6 | 6 | 1 | N |  |  | N | Electric Utility | 1 | X | WAT
Conventional Hydroelectric.WAT | hydro | TRUE | 13902 | NorthWestern Energy (MT Hydro) | 2192 | Mystic | MT | Stillwater | MYS2 | Conventional Hydroelectric | HY |  | S | 6 | 0.8 | 6 | 6 | 1 | N |  |  | N | Electric Utility | 1 | X | WAT
Conventional Hydroelectric.WAT | hydro | TRUE | 13902 | NorthWestern Energy (MT Hydro) | 2193 | Rainbow (MT) | MT | Cascade | RAI9 | Conventional Hydroelectric | HY |  | S | 59 | 0.9 | 64 | 64 | 1 | N |  |  | N | Electric Utility | 1 | X | WAT
Conventional Hydroelectric.WAT | hydro | TRUE | 13902 | NorthWestern Energy (MT Hydro) | 2194 | Ryan | MT | Cascade | RYA1 | Conventional Hydroelectric | HY |  | S | 9.2 | 0.8 | 12 | 12 | 1 | N |  |  | N | Electric Utility | 1 | X | WAT
Conventional Hydroelectric.WAT | hydro | TRUE | 13902 | NorthWestern Energy (MT Hydro) | 2194 | Ryan | MT | Cascade | RYA2 | Conventional Hydroelectric | HY |  | S | 9.2 | 0.8 | 12 | 12 | 1 | N |  |  | N | Electric Utility | 1 | X | WAT
Conventional Hydroelectric.WAT | hydro | TRUE | 13902 | NorthWestern Energy (MT Hydro) | 2194 | Ryan | MT | Cascade | RYA3 | Conventional Hydroelectric | HY |  | S | 9.2 | 0.8 | 12 | 12 | 1 | N |  |  | N | Electric Utility | 1 | X | WAT
Conventional Hydroelectric.WAT | hydro | TRUE | 13902 | NorthWestern Energy (MT Hydro) | 2194 | Ryan | MT | Cascade | RYA4 | Conventional Hydroelectric | HY |  | S | 9.2 | 0.8 | 12 | 12 | 1 | N |  |  | N | Electric Utility | 1 | X | WAT
Conventional Hydroelectric.WAT | hydro | TRUE | 13902 | NorthWestern Energy (MT Hydro) | 2194 | Ryan | MT | Cascade | RYA5 | Conventional Hydroelectric | HY |  | S | 9.2 | 0.8 | 11.5 | 11.5 | 1 | N |  |  | N | Electric Utility | 1 | X | WAT
Conventional Hydroelectric.WAT | hydro | TRUE | 13902 | NorthWestern Energy (MT Hydro) | 2194 | Ryan | MT | Cascade | RYA6 | Conventional Hydroelectric | HY |  | S | 9.2 | 0.8 | 12 | 12 | 1 | N |  |  | N | Electric Utility | 1 | X | WAT
Conventional Hydroelectric.WAT | hydro | TRUE | 13902 | NorthWestern Energy (MT Hydro) | 2195 | Thompson Falls | MT | Sanders | TF1 | Conventional Hydroelectric | HY |  | S | 7 | 0.8 | 7.5 | 7.5 | 1 | N |  |  | N | Electric Utility | 1 | X | WAT
Conventional Hydroelectric.WAT | hydro | TRUE | 13902 | NorthWestern Energy (MT Hydro) | 2195 | Thompson Falls | MT | Sanders | TF2 | Conventional Hydroelectric | HY |  | S | 7 | 0.8 | 6.5 | 6.5 | 1 | N |  |  | N | Electric Utility | 1 | X | WAT
Conventional Hydroelectric.WAT | hydro | TRUE | 13902 | NorthWestern Energy (MT Hydro) | 2195 | Thompson Falls | MT | Sanders | TF3 | Conventional Hydroelectric | HY |  | S | 7 | 0.8 | 7.5 | 7.5 | 1 | N |  |  | N | Electric Utility | 1 | X | WAT
Conventional Hydroelectric.WAT | hydro | TRUE | 13902 | NorthWestern Energy (MT Hydro) | 2195 | Thompson Falls | MT | Sanders | TF4 | Conventional Hydroelectric | HY |  | S | 6 | 0.8 | 6.5 | 6.5 | 1 | N |  |  | N | Electric Utility | 1 | X | WAT
Conventional Hydroelectric.WAT | hydro | TRUE | 13902 | NorthWestern Energy (MT Hydro) | 2195 | Thompson Falls | MT | Sanders | TF5 | Conventional Hydroelectric | HY |  | S | 7 | 0.8 | 6 | 6.5 | 1 | N |  |  | N | Electric Utility | 1 | X | WAT
Conventional Hydroelectric.WAT | hydro | TRUE | 13902 | NorthWestern Energy (MT Hydro) | 2195 | Thompson Falls | MT | Sanders | TF6 | Conventional Hydroelectric | HY |  | S | 7 | 0.8 | 6.5 | 6.5 | 1 | N |  |  | N | Electric Utility | 1 | X | WAT
Conventional Hydroelectric.WAT | hydro | TRUE | 13902 | NorthWestern Energy (MT Hydro) | 2195 | Thompson Falls | MT | Sanders | TF7 | Conventional Hydroelectric | HY |  | S | 57.1 | 0.9 | 53 | 53 | 10 | N |  |  | N | Electric Utility | 1 | X | WAT
Petroleum Liquids.DFO | petroleum | TRUE | 56815 | NorthWestern Energy (MT wind/thermal) | 2196 | Old Faithful | WY | Teton | 1 | Petroleum Liquids | IC |  | S | 1 | 0.8 | 1 | 1 | 0.3 | N |  |  | N | Electric Utility | 1 | X | DFO
Petroleum Liquids.DFO | petroleum | TRUE | 56815 | NorthWestern Energy (MT wind/thermal) | 2196 | Old Faithful | WY | Teton | 2 | Petroleum Liquids | IC |  | S | 1 | 0.8 | 1 | 1 | 0.3 | N |  |  | N | Electric Utility | 1 | X | DFO
Conventional Hydroelectric.WAT | hydro | TRUE | 20169 | Avista Corp | 2199 | Noxon Rapids | MT | Sanders | 1 | Conventional Hydroelectric | HY |  | S | 99 | 0.9 | 113.9 | 120.3 | 30 | N |  |  | N | Electric Utility | 1 | X | WAT
Conventional Hydroelectric.WAT | hydro | TRUE | 20169 | Avista Corp | 2199 | Noxon Rapids | MT | Sanders | 2 | Conventional Hydroelectric | HY |  | S | 76.8 | 0.9 | 105 | 120 | 30 | N |  |  | N | Electric Utility | 1 | X | WAT
Conventional Hydroelectric.WAT | hydro | TRUE | 20169 | Avista Corp | 2199 | Noxon Rapids | MT | Sanders | 3 | Conventional Hydroelectric | HY |  | S | 99 | 0.9 | 113.9 | 120 | 30 | N |  |  | N | Electric Utility | 1 | X | WAT
Conventional Hydroelectric.WAT | hydro | TRUE | 20169 | Avista Corp | 2199 | Noxon Rapids | MT | Sanders | 4 | Conventional Hydroelectric | HY |  | S | 99 | 0.9 | 113.9 | 120 | 30 | N |  |  | N | Electric Utility | 1 | X | WAT
Conventional Hydroelectric.WAT | hydro | TRUE | 20169 | Avista Corp | 2199 | Noxon Rapids | MT | Sanders | 5 | Conventional Hydroelectric | HY |  | S | 114 | 0.95 | 134 | 142.2 | 40 | N |  |  | N | Electric Utility | 1 | X | WAT
Conventional Hydroelectric.WAT | hydro | TRUE | 2518 | U S Bureau of Reclamation | 2203 | Hungry Horse | MT | Flathead | 1 | Conventional Hydroelectric | HY |  | S | 107 | 0.95 | 107 | 107 | 0 | N |  |  | N | Electric Utility | 1 | X | WAT
Conventional Hydroelectric.WAT | hydro | TRUE | 2518 | U S Bureau of Reclamation | 2203 | Hungry Horse | MT | Flathead | 2 | Conventional Hydroelectric | HY |  | S | 107 | 0.95 | 107 | 107 | 0 | N |  |  | N | Electric Utility | 1 | X | WAT
Conventional Hydroelectric.WAT | hydro | TRUE | 2518 | U S Bureau of Reclamation | 2203 | Hungry Horse | MT | Flathead | 3 | Conventional Hydroelectric | HY |  | S | 107 | 0.95 | 107 | 107 | 0 | N |  |  | N | Electric Utility | 1 | X | WAT
Conventional Hydroelectric.WAT | hydro | TRUE | 2518 | U S Bureau of Reclamation | 2203 | Hungry Horse | MT | Flathead | 4 | Conventional Hydroelectric | HY |  | S | 107 | 0.95 | 107 | 107 | 0 | N |  |  | N | Electric Utility | 1 | X | WAT
Conventional Hydroelectric.WAT | hydro | TRUE | 2518 | U S Bureau of Reclamation | 2204 | Yellowtail | MT | Big Horn | 1 | Conventional Hydroelectric | HY |  | S | 71.9 | 0.95 | 71.9 | 71.9 | 0 | N |  |  | N | Electric Utility | 1 | X | WAT
Conventional Hydroelectric.WAT | hydro | TRUE | 2518 | U S Bureau of Reclamation | 2204 | Yellowtail | MT | Big Horn | 2 | Conventional Hydroelectric | HY |  | S | 62.5 | 0.95 | 71.9 | 71.9 | 0 | Y |  |  | N | Electric Utility | 1 | X | WAT
Conventional Hydroelectric.WAT | hydro | TRUE | 2518 | U S Bureau of Reclamation | 2204 | Yellowtail | MT | Big Horn | 3 | Conventional Hydroelectric | HY |  | S | 71.9 | 0.95 | 71.9 | 71.9 | 0 | N |  |  | N | Electric Utility | 1 | X | WAT
Conventional Hydroelectric.WAT | hydro | TRUE | 2518 | U S Bureau of Reclamation | 2204 | Yellowtail | MT | Big Horn | 4 | Conventional Hydroelectric | HY |  | S | 71.9 | 0.95 | 71.8 | 71.8 | 0 | N |  |  | N | Electric Utility | 1 | X | WAT
Natural Gas Internal Combustion Engine.NG | natural gas peaker | TRUE | 695 | City of Ansley - (NE) | 2214 | Ansley | NE | Custer | 2 | Natural Gas Internal Combustion Engine | IC |  | S | 0.9 | 0.8 | 0.8 | 0.8 | 0.3 | N |  |  | N | Electric Utility | 1 | X | NG | DFO
Petroleum Liquids.DFO | petroleum | TRUE | 695 | City of Ansley - (NE) | 2214 | Ansley | NE | Custer | 3 | Petroleum Liquids | IC |  | S | 0.6 | 0.8 | 0.5 | 0.5 | 0.3 | N |  |  | N | Electric Utility | 1 | X | DFO
Natural Gas Internal Combustion Engine.NG | natural gas peaker | TRUE | 993 | Auburn Board of Public Works | 2215 | Auburn | NE | Nemaha | 1 | Natural Gas Internal Combustion Engine | IC |  | S | 2.4 | 0.8 | 2.2 | 2.4 | 1 | N |  |  | N | Electric Utility | 1 | X | NG | DFO
Natural Gas Internal Combustion Engine.NG | natural gas peaker | TRUE | 993 | Auburn Board of Public Works | 2215 | Auburn | NE | Nemaha | 2 | Natural Gas Internal Combustion Engine | IC |  | S | 1 | 0.8 | 0.9 | 1 | 0.7 | N |  |  | N | Electric Utility | 1 | X | NG | DFO
Natural Gas Internal Combustion Engine.NG | natural gas peaker | TRUE | 993 | Auburn Board of Public Works | 2215 | Auburn | NE | Nemaha | 4A | Natural Gas Internal Combustion Engine | IC |  | S | 3.7 | 0.8 | 3.7 | 3.7 | 2.5 | N |  |  | N | Electric Utility | 1 | X | NG | DFO
Natural Gas Internal Combustion Engine.NG | natural gas peaker | TRUE | 993 | Auburn Board of Public Works | 2215 | Auburn | NE | Nemaha | 5 | Natural Gas Internal Combustion Engine | IC |  | S | 3.3 | 0.8 | 3 | 3.3 | 1.8 | N |  |  | N | Electric Utility | 1 | X | NG | DFO
Natural Gas Internal Combustion Engine.NG | natural gas peaker | TRUE | 993 | Auburn Board of Public Works | 2215 | Auburn | NE | Nemaha | 6 | Natural Gas Internal Combustion Engine | IC |  | S | 2.7 | 0.8 | 2.5 | 2.7 | 1.5 | N |  |  | N | Electric Utility | 1 | X | NG | DFO
Natural Gas Internal Combustion Engine.NG | natural gas peaker | TRUE | 993 | Auburn Board of Public Works | 2215 | Auburn | NE | Nemaha | 7 | Natural Gas Internal Combustion Engine | IC |  | S | 5.6 | 0.8 | 5.2 | 5.6 | 3.5 | N |  |  | N | Electric Utility | 1 | X | NG | DFO
Petroleum Liquids.DFO | petroleum | TRUE | 1435 | City of Beaver City - (NE) | 2217 | Beaver City | NE | Furnas | 1 | Petroleum Liquids | IC |  | S | 0.5 | 0.8 | 0.4 | 0.4 | 0.1 | N |  |  | N | Electric Utility | 1 | X | DFO | NG
Natural Gas Internal Combustion Engine.NG | natural gas peaker | TRUE | 1435 | City of Beaver City - (NE) | 2217 | Beaver City | NE | Furnas | 2 | Natural Gas Internal Combustion Engine | IC |  | S | 0.3 | 0.8 | 0.3 | 0.3 | 0.1 | N |  |  | N | Electric Utility | 1 | X | NG | DFO
Petroleum Liquids.DFO | petroleum | TRUE | 1435 | City of Beaver City - (NE) | 2217 | Beaver City | NE | Furnas | 3 | Petroleum Liquids | IC |  | S | 0.3 | 0.8 | 0.2 | 0.2 | 0.1 | N |  |  | N | Electric Utility | 1 | X | DFO
Natural Gas Internal Combustion Engine.NG | natural gas peaker | TRUE | 1435 | City of Beaver City - (NE) | 2217 | Beaver City | NE | Furnas | 4 | Natural Gas Internal Combustion Engine | IC |  | S | 0.9 | 0.8 | 0.8 | 0.9 | 0.1 | N |  |  | N | Electric Utility | 1 | X | NG | DFO
Petroleum Liquids.DFO | petroleum | TRUE | 2277 | City of Broken Bow - (NE) | 2221 | Broken Bow | NE | Custer | 1 | Petroleum Liquids | IC |  | S | 0.5 | 0.8 | 0.5 | 0.5 | 0.1 | N |  |  | N | Electric Utility | 1 | X | DFO
Natural Gas Internal Combustion Engine.NG | natural gas peaker | TRUE | 2277 | City of Broken Bow - (NE) | 2221 | Broken Bow | NE | Custer | 2 | Natural Gas Internal Combustion Engine | IC |  | S | 3.5 | 0.8 | 3.5 | 3.5 | 0.5 | N |  |  | N | Electric Utility | 1 | X | NG | DFO
Petroleum Liquids.DFO | petroleum | TRUE | 2277 | City of Broken Bow - (NE) | 2221 | Broken Bow | NE | Custer | 3 | Petroleum Liquids | IC |  | S | 0.8 | 0.8 | 0.7 | 0.7 | 0.1 | N |  |  | N | Electric Utility | 1 | X | DFO
Natural Gas Internal Combustion Engine.NG | natural gas peaker | TRUE | 2277 | City of Broken Bow - (NE) | 2221 | Broken Bow | NE | Custer | 4 | Natural Gas Internal Combustion Engine | IC |  | S | 0.8 | 0.8 | 0.7 | 0.7 | 0.3 | N |  |  | N | Electric Utility | 1 | X | NG | DFO
Natural Gas Internal Combustion Engine.NG | natural gas peaker | TRUE | 2277 | City of Broken Bow - (NE) | 2221 | Broken Bow | NE | Custer | 5 | Natural Gas Internal Combustion Engine | IC |  | S | 1 | 0.8 | 1 | 1 | 0.4 | N |  |  | N | Electric Utility | 1 | X | NG | DFO
Natural Gas Internal Combustion Engine.NG | natural gas peaker | TRUE | 2277 | City of Broken Bow - (NE) | 2221 | Broken Bow | NE | Custer | 6 | Natural Gas Internal Combustion Engine | IC |  | S | 2.1 | 0.8 | 2 | 2 | 0.5 | N |  |  | N | Electric Utility | 1 | X | NG | DFO
Petroleum Liquids.DFO | petroleum | TRUE | 2609 | City of Burwell - (NE) | 2222 | Burwell | NE | Garfield | 1 | Petroleum Liquids | IC |  | S | 1.3 | 0.9 | 1.3 | 1.3 | 0.1 | N |  |  | N | Electric Utility | 1 | X | DFO
Petroleum Liquids.DFO | petroleum | TRUE | 2609 | City of Burwell - (NE) | 2222 | Burwell | NE | Garfield | 2 | Petroleum Liquids | IC |  | S | 1.1 | 0.9 | 1.1 | 1.1 | 0.1 | N |  |  | N | Electric Utility | 1 | X | DFO
Petroleum Liquids.DFO | petroleum | TRUE | 2609 | City of Burwell - (NE) | 2222 | Burwell | NE | Garfield | 3 | Petroleum Liquids | IC |  | S | 0.9 | 0.9 | 0.9 | 0.9 | 0.1 | N |  |  | N | Electric Utility | 1 | X | DFO
Petroleum Liquids.DFO | petroleum | TRUE | 2609 | City of Burwell - (NE) | 2222 | Burwell | NE | Garfield | 4 | Petroleum Liquids | IC |  | S | 0.6 | 0.9 | 0.6 | 0.6 | 0.1 | N |  |  | N | Electric Utility | 1 | X | DFO
Petroleum Liquids.DFO | petroleum | TRUE | 2888 | City of Cambridge - (NE) | 2223 | Cambridge | NE | Furnas | CAT1 | Petroleum Liquids | IC |  | S | 2 | 1 | 2 | 2 | 0.1 | N |  |  | N | Electric Utility | 1 | X | DFO
Petroleum Liquids.DFO | petroleum | TRUE | 2888 | City of Cambridge - (NE) | 2223 | Cambridge | NE | Furnas | CAT2 | Petroleum Liquids | IC |  | S | 2 | 1 | 2 | 2 | 0.1 | N |  |  | N | Electric Utility | 1 | X | DFO
Petroleum Liquids.DFO | petroleum | TRUE | 2931 | Village of Campbell - (NE) | 2225 | Campbell Village | NE | Franklin | IC4 | Petroleum Liquids | IC |  | S | 1 | 1 | 1 | 1 | 1 | N |  |  | N | Electric Utility | 1 | X | DFO
Natural Gas Steam Turbine.NG | natural gas steam turbine | TRUE | 13337 | Nebraska Public Power District | 2226 | Canaday | NE | Gosper | 1 | Natural Gas Steam Turbine | ST |  | S | 108.8 | 0.85 | 99.3 | 99.3 | 0 | N |  |  | N | Electric Utility | 1 | X | NG
Conventional Hydroelectric.WAT | hydro | TRUE | 3271 | Central Nebraska Pub P&I Dist | 2227 | Jeffrey | NE | Lincoln | 1 | Conventional Hydroelectric | HY |  | S | 10.8 | 0.9 | 10.5 | 10.5 | 2 | N |  |  | N | Electric Utility | 1 | X | WAT
Conventional Hydroelectric.WAT | hydro | TRUE | 3271 | Central Nebraska Pub P&I Dist | 2227 | Jeffrey | NE | Lincoln | 2 | Conventional Hydroelectric | HY |  | S | 10.8 | 0.9 | 10.5 | 10.5 | 2 | N |  |  | N | Electric Utility | 1 | X | WAT
Conventional Hydroelectric.WAT | hydro | TRUE | 3271 | Central Nebraska Pub P&I Dist | 2228 | Johnson 1 | NE | Gosper | 1 | Conventional Hydroelectric | HY |  | S | 10.8 | 0.9 | 10 | 10 | 2 | N |  |  | N | Electric Utility | 1 | X | WAT
Conventional Hydroelectric.WAT | hydro | TRUE | 3271 | Central Nebraska Pub P&I Dist | 2228 | Johnson 1 | NE | Gosper | 2 | Conventional Hydroelectric | HY |  | S | 10.8 | 0.9 | 10 | 10 | 2 | N |  |  | N | Electric Utility | 1 | X | WAT
Conventional Hydroelectric.WAT | hydro | TRUE | 3271 | Central Nebraska Pub P&I Dist | 2229 | Johnson 2 | NE | Gosper | 1 | Conventional Hydroelectric | HY |  | S | 22.5 | 0.9 | 22.5 | 22.5 | 3 | N |  |  | N | Electric Utility | 1 | X | WAT
Petroleum Liquids.DFO | petroleum | TRUE | 3373 | City of Chappell - (NE) | 2230 | Chappell | NE | Deuel | 5 | Petroleum Liquids | IC |  | S | 1.1 | 0.9 | 1 | 1 | 0.1 | N |  |  | N | Electric Utility | 1 | X | DFO
Petroleum Liquids.DFO | petroleum | TRUE | 4527 | City of Crete | 2231 | Crete | NE | Saline | 7 | Petroleum Liquids | IC |  | S | 6 | 0.9 | 6 | 6.1 | 6 | N |  |  | N | Electric Utility | 1 | X | DFO | NG
Natural Gas Internal Combustion Engine.NG | natural gas peaker | TRUE | 4661 | City of Curtis - (NE) | 2232 | Curtis | NE | Frontier | 2 | Natural Gas Internal Combustion Engine | IC |  | S | 0.9 | 0.9 | 0.8 | 0.8 | 0.1 | N |  |  | N | Electric Utility | 1 | X | NG | DFO
Natural Gas Internal Combustion Engine.NG | natural gas peaker | TRUE | 4661 | City of Curtis - (NE) | 2232 | Curtis | NE | Frontier | 3 | Natural Gas Internal Combustion Engine | IC |  | S | 1.1 | 0.9 | 1 | 1 | 0.1 | N |  |  | N | Electric Utility | 1 | X | NG | DFO
Natural Gas Internal Combustion Engine.NG | natural gas peaker | TRUE | 4661 | City of Curtis - (NE) | 2232 | Curtis | NE | Frontier | 4 | Natural Gas Internal Combustion Engine | IC |  | S | 1.4 | 0.9 | 1.2 | 1.2 | 0.1 | N |  |  | N | Electric Utility | 1 | X | NG | DFO
Natural Gas Internal Combustion Engine.NG | natural gas peaker | TRUE | 4836 | City of David City | 2233 | David City | NE | Butler | 1 | Natural Gas Internal Combustion Engine | IC |  | S | 1.5 | 0.8 | 1.3 | 1.3 | 0 | N |  |  | N | Electric Utility | 1 | X | NG | DFO
Petroleum Liquids.DFO | petroleum | TRUE | 4836 | City of David City | 2233 | David City | NE | Butler | 2 | Petroleum Liquids | IC |  | S | 1 | 0.8 | 0.8 | 0.8 | 0 | N |  |  | N | Electric Utility | 1 | X | DFO
Natural Gas Internal Combustion Engine.NG | natural gas peaker | TRUE | 4836 | City of David City | 2233 | David City | NE | Butler | 3 | Natural Gas Internal Combustion Engine | IC |  | S | 1 | 0.8 | 0.9 | 0.9 | 0 | N |  |  | N | Electric Utility | 1 | X | NG | DFO
Natural Gas Internal Combustion Engine.NG | natural gas peaker | TRUE | 4836 | City of David City | 2233 | David City | NE | Butler | 4 | Natural Gas Internal Combustion Engine | IC |  | S | 2.3 | 0.8 | 1.8 | 1.8 | 0 | N |  |  | N | Electric Utility | 1 | X | NG | DFO
Petroleum Liquids.DFO | petroleum | TRUE | 4836 | City of David City | 2233 | David City | NE | Butler | 5 | Petroleum Liquids | IC |  | S | 1.6 | 0.8 | 1.3 | 1.3 | 0 | N |  |  | N | Electric Utility | 1 | X | DFO
Petroleum Liquids.DFO | petroleum | TRUE | 4836 | City of David City | 2233 | David City | NE | Butler | 6 | Petroleum Liquids | IC |  | S | 1.6 | 0.8 | 1.3 | 1.3 | 0 | N |  |  | N | Electric Utility | 1 | X | DFO
Petroleum Liquids.DFO | petroleum | TRUE | 4836 | City of David City | 2233 | David City | NE | Butler | 7 | Petroleum Liquids | IC |  | S | 1.6 | 0.8 | 1.3 | 1.3 | 0 | N |  |  | N | Electric Utility | 1 | X | DFO
Petroleum Liquids.DFO | petroleum | TRUE | 5097 | City of Deshler - (NE) | 2234 | Deshler | NE | Thayer | 4 | Petroleum Liquids | IC |  | S | 0.6 | 0.8 | 0.6 | 0.6 | 0.1 | N |  |  | N | Electric Utility | 1 | X | DFO
Petroleum Liquids.DFO | petroleum | TRUE | 5097 | City of Deshler - (NE) | 2234 | Deshler | NE | Thayer | 5 | Petroleum Liquids | IC |  | S | 1.1 | 0.8 | 1.1 | 1.1 | 0.3 | N |  |  | N | Electric Utility | 1 | X | DFO
Natural Gas Internal Combustion Engine.NG | natural gas peaker | TRUE | 5850 | City of Emerson - (NE) | 2235 | Emerson | NE | Dixon | 2 | Natural Gas Internal Combustion Engine | IC |  | S | 1.1 | 1 | 1.1 | 1.1 | 0.2 | N |  |  | N | Electric Utility | 1 | X | NG | DFO
Petroleum Liquids.DFO | petroleum | TRUE | 5850 | City of Emerson - (NE) | 2235 | Emerson | NE | Dixon | 3 | Petroleum Liquids | IC |  | S | 0.1 | 1 | 0.1 | 0.1 | 0.1 | N |  |  | N | Electric Utility | 1 | X | DFO | NG
Natural Gas Internal Combustion Engine.NG | natural gas peaker | TRUE | 5850 | City of Emerson - (NE) | 2235 | Emerson | NE | Dixon | 4 | Natural Gas Internal Combustion Engine | IC |  | S | 0.4 | 1 | 0.4 | 0.4 | 0.1 | N |  |  | N | Electric Utility | 1 | X | NG | DFO
Petroleum Liquids.DFO | petroleum | TRUE | 6175 | City of Falls City - (NE) | 2237 | Falls City | NE | Richardson | 1 | Petroleum Liquids | IC |  | S | 0.6 | 0.85 | 0.6 | 0.6 | 0.4 | N |  |  | N | Electric Utility | 1 | X | DFO
Petroleum Liquids.DFO | petroleum | TRUE | 6175 | City of Falls City - (NE) | 2237 | Falls City | NE | Richardson | 2 | Petroleum Liquids | IC |  | S | 0.9 | 0.85 | 0.9 | 0.9 | 0.5 | N |  |  | N | Electric Utility | 1 | X | DFO
Natural Gas Internal Combustion Engine.NG | natural gas peaker | TRUE | 6175 | City of Falls City - (NE) | 2237 | Falls City | NE | Richardson | 3 | Natural Gas Internal Combustion Engine | IC |  | S | 2.7 | 0.85 | 2.3 | 2.3 | 1.5 | N |  |  | N | Electric Utility | 1 | X | NG | DFO
Natural Gas Internal Combustion Engine.NG | natural gas peaker | TRUE | 6175 | City of Falls City - (NE) | 2237 | Falls City | NE | Richardson | 4 | Natural Gas Internal Combustion Engine | IC |  | S | 1.1 | 0.85 | 0.8 | 0.8 | 0.5 | N |  |  | N | Electric Utility | 1 | X | NG | DFO
Natural Gas Internal Combustion Engine.NG | natural gas peaker | TRUE | 6175 | City of Falls City - (NE) | 2237 | Falls City | NE | Richardson | 5 | Natural Gas Internal Combustion Engine | IC |  | S | 2 | 0.85 | 1.4 | 1.4 | 0.8 | N |  |  | N | Electric Utility | 1 | X | NG | DFO
Natural Gas Internal Combustion Engine.NG | natural gas peaker | TRUE | 6175 | City of Falls City - (NE) | 2237 | Falls City | NE | Richardson | 6 | Natural Gas Internal Combustion Engine | IC |  | S | 2.5 | 0.85 | 2 | 2 | 1.4 | N |  |  | N | Electric Utility | 1 | X | NG | DFO
Natural Gas Internal Combustion Engine.NG | natural gas peaker | TRUE | 6175 | City of Falls City - (NE) | 2237 | Falls City | NE | Richardson | 7 | Natural Gas Internal Combustion Engine | IC |  | S | 6.2 | 0.85 | 5.9 | 5.9 | 4 | N |  |  | N | Electric Utility | 1 | X | NG | DFO
Natural Gas Internal Combustion Engine.NG | natural gas peaker | TRUE | 6175 | City of Falls City - (NE) | 2237 | Falls City | NE | Richardson | 8 | Natural Gas Internal Combustion Engine | IC |  | S | 6 | 0.85 | 6 | 6 | 3.8 | N |  |  | N | Electric Utility | 1 | X | NG | DFO
Natural Gas Internal Combustion Engine.NG | natural gas peaker | TRUE | 6175 | City of Falls City - (NE) | 2237 | Falls City | NE | Richardson | 9 | Natural Gas Internal Combustion Engine | IC |  | S | 9.3 | 0.8 | 9.3 | 9.3 | 3.9 | N |  |  | N | Electric Utility | 1 | X | NG | DFO
Natural Gas Internal Combustion Engine.NG | natural gas peaker | TRUE | 6723 | City of Franklin - (NE) | 2238 | Franklin (NE) | NE | Franklin | 1 | Natural Gas Internal Combustion Engine | IC |  | S | 0.6 | 0.8 | 0.6 | 0.6 | 0.2 | N |  |  | N | Electric Utility | 1 | X | NG | DFO
Natural Gas Internal Combustion Engine.NG | natural gas peaker | TRUE | 6723 | City of Franklin - (NE) | 2238 | Franklin (NE) | NE | Franklin | 2 | Natural Gas Internal Combustion Engine | IC |  | S | 1.3 | 0.8 | 1.3 | 1.3 | 0.2 | N |  |  | N | Electric Utility | 1 | X | NG | NG
Natural Gas Internal Combustion Engine.NG | natural gas peaker | TRUE | 6723 | City of Franklin - (NE) | 2238 | Franklin (NE) | NE | Franklin | 3 | Natural Gas Internal Combustion Engine | IC |  | S | 1.1 | 0.8 | 1.1 | 1.1 | 0.2 | N |  |  | N | Electric Utility | 1 | X | NG | DFO
Natural Gas Internal Combustion Engine.NG | natural gas peaker | TRUE | 6723 | City of Franklin - (NE) | 2238 | Franklin (NE) | NE | Franklin | 4 | Natural Gas Internal Combustion Engine | IC |  | S | 0.9 | 0.8 | 0.9 | 0.9 | 0.2 | N |  |  | N | Electric Utility | 1 | X | NG | DFO
Natural Gas Fired Combustion Turbine.NG | natural gas peaker | TRUE | 6779 | City of Fremont - (NE) | 2240 | Lon Wright | NE | Dodge | 5OT | Natural Gas Fired Combustion Turbine | GT |  | S | 40 | 0.9 | 38 | 40 | 20 | N |  |  | N | Electric Utility | 1 | X | NG | DFO
Conventional Steam Coal.SUB | hard coal | TRUE | 6779 | City of Fremont - (NE) | 2240 | Lon Wright | NE | Dodge | 6 | Conventional Steam Coal | ST |  | S | 16.5 | 0.85 | 15.5 | 15.5 | 6 | N |  |  | N | Electric Utility | 1 | X | SUB | NG | PG
Conventional Steam Coal.SUB | hard coal | TRUE | 6779 | City of Fremont - (NE) | 2240 | Lon Wright | NE | Dodge | 7 | Conventional Steam Coal | ST |  | S | 22 | 0.85 | 21 | 21 | 6 | N |  |  | N | Electric Utility | 1 | X | SUB | NG | PG
Conventional Steam Coal.SUB | hard coal | TRUE | 6779 | City of Fremont - (NE) | 2240 | Lon Wright | NE | Dodge | 8 | Conventional Steam Coal | ST |  | S | 91.5 | 0.9 | 82 | 82 | 30 | N |  |  | N | Electric Utility | 1 | X | SUB | NG | PG
Solar Photovoltaic.SUN | solar PV | TRUE | 6779 | City of Fremont - (NE) | 2240 | Lon Wright | NE | Dodge | SLR1 | Solar Photovoltaic | PV |  | S | 1.3 |  | 1.3 | 1.3 |  | N |  |  | N | Electric Utility | 1 | X | SUN
Solar Photovoltaic.SUN | solar PV | TRUE | 6779 | City of Fremont - (NE) | 2240 | Lon Wright | NE | Dodge | SLR2 | Solar Photovoltaic | PV |  | S | 1 |  | 1 | 1 |  | N |  |  | N | Electric Utility | 1 | X | SUN
Natural Gas Fired Combustion Turbine.NG | natural gas peaker | TRUE | 40606 | City of Grand Island - (NE) | 2241 | C W Burdick | NE | Hall | GT1 | Natural Gas Fired Combustion Turbine | GT |  | S | 16 | 0.85 | 13.6 | 14.8 | 4 | N |  |  | N | Electric Utility | 1 | X | NG | DFO
Natural Gas Fired Combustion Turbine.NG | natural gas peaker | TRUE | 40606 | City of Grand Island - (NE) | 2241 | C W Burdick | NE | Hall | GT2 | Natural Gas Fired Combustion Turbine | GT |  | S | 63.4 | 0.85 | 34 | 40 | 5 | N |  |  | N | Electric Utility | 1 | X | NG | DFO
Natural Gas Fired Combustion Turbine.NG | natural gas peaker | TRUE | 40606 | City of Grand Island - (NE) | 2241 | C W Burdick | NE | Hall | GT3 | Natural Gas Fired Combustion Turbine | GT |  | S | 63.4 | 0.85 | 34 | 40 | 5 | N |  |  | N | Electric Utility | 1 | X | NG | DFO
Natural Gas Fired Combustion Turbine.NG | natural gas peaker | TRUE | 8245 | City of Hastings - (NE) | 2243 | Don Henry | NE | Adams | 1 | Natural Gas Fired Combustion Turbine | GT |  | S | 22 | 0.9 | 18 | 18 | 5 | N |  |  | N | Electric Utility | 1 | X | NG | DFO
Natural Gas Steam Turbine.NG | natural gas steam turbine | TRUE | 8245 | City of Hastings - (NE) | 2244 | North Denver | NE | Adams | 4 | Natural Gas Steam Turbine | ST |  | S | 17 | 0.85 | 15 | 15 | 6 | N |  |  | N | Electric Utility | 1 | X | NG | DFO
Natural Gas Steam Turbine.NG | natural gas steam turbine | TRUE | 8245 | City of Hastings - (NE) | 2244 | North Denver | NE | Adams | 5 | Natural Gas Steam Turbine | ST |  | S | 22 | 0.85 | 24 | 24 | 7 | N |  |  | N | Electric Utility | 1 | X | NG | DFO
Petroleum Liquids.DFO | petroleum | TRUE | 10260 | City of Kimball - (NE) | 2248 | Kimball | NE | Kimball | 1 | Petroleum Liquids | IC |  | S | 1 | 0.8 | 0.7 | 0.8 | 0.5 | N |  |  | N | Electric Utility | 1 | X | DFO
Petroleum Liquids.DFO | petroleum | TRUE | 10260 | City of Kimball - (NE) | 2248 | Kimball | NE | Kimball | 2 | Petroleum Liquids | IC |  | S | 1 | 0.8 | 0.7 | 0.8 | 0.5 | N |  |  | N | Electric Utility | 1 | X | DFO
Petroleum Liquids.DFO | petroleum | TRUE | 10260 | City of Kimball - (NE) | 2248 | Kimball | NE | Kimball | 3 | Petroleum Liquids | IC |  | S | 1.3 | 0.8 | 1 | 1.1 | 0.7 | N |  |  | N | Electric Utility | 1 | X | DFO
Petroleum Liquids.DFO | petroleum | TRUE | 10260 | City of Kimball - (NE) | 2248 | Kimball | NE | Kimball | 4 | Petroleum Liquids | IC |  | S | 1.3 | 0.8 | 1 | 1.1 | 0.7 | N |  |  | N | Electric Utility | 1 | X | DFO
Petroleum Liquids.DFO | petroleum | TRUE | 10260 | City of Kimball - (NE) | 2248 | Kimball | NE | Kimball | 5 | Petroleum Liquids | IC |  | S | 1.1 | 0.8 | 0.6 | 0.6 | 0.5 | N |  |  | N | Electric Utility | 1 | X | DFO
Petroleum Liquids.DFO | petroleum | TRUE | 10260 | City of Kimball - (NE) | 2248 | Kimball | NE | Kimball | 6 | Petroleum Liquids | IC |  | S | 3.9 | 0.8 | 3.6 | 3.7 | 2 | N |  |  | N | Electric Utility | 1 | X | DFO
Natural Gas Internal Combustion Engine.NG | natural gas peaker | TRUE | 10760 | City of Laurel - (NE) | 2249 | Laurel | NE | Cedar | 1 | Natural Gas Internal Combustion Engine | IC |  | S | 1.3 | 0.9 | 1.1 | 1.2 | 0.1 | N |  |  | N | Electric Utility | 1 | X | NG | DFO
Natural Gas Internal Combustion Engine.NG | natural gas peaker | TRUE | 10760 | City of Laurel - (NE) | 2249 | Laurel | NE | Cedar | 2 | Natural Gas Internal Combustion Engine | IC |  | S | 0.9 | 0.9 | 0.7 | 0.8 | 0.1 | N |  |  | N | Electric Utility | 1 | X | NG | DFO
Natural Gas Internal Combustion Engine.NG | natural gas peaker | TRUE | 10760 | City of Laurel - (NE) | 2249 | Laurel | NE | Cedar | 7 | Natural Gas Internal Combustion Engine | IC |  | S | 1.3 | 0.9 | 1.1 | 1.2 | 0.1 | N |  |  | N | Electric Utility | 1 | X | NG | DFO
Natural Gas Fired Combustion Turbine.NG | natural gas peaker | TRUE | 11018 | Lincoln Electric System | 2250 | J Street | NE | Lancaster | 1 | Natural Gas Fired Combustion Turbine | GT |  | S | 27 | 0.85 | 29.3 | 31.7 | 4 | N |  |  | N | Electric Utility | 1 | X | NG | DFO
Petroleum Liquids.DFO | petroleum | TRUE | 11372 | City of Lyons - (NE) | 2253 | Lyons | NE | Burt | 2 | Petroleum Liquids | IC |  | S | 0.5 | 0.9 | 0.2 | 0.2 | 0.2 | N |  |  | N | Electric Utility | 1 | X | DFO
Petroleum Liquids.DFO | petroleum | TRUE | 11372 | City of Lyons - (NE) | 2253 | Lyons | NE | Burt | 3 | Petroleum Liquids | IC |  | S | 0.8 | 0.9 | 0.3 | 0.3 | 0.2 | N |  |  | N | Electric Utility | 1 | X | DFO
Petroleum Liquids.DFO | petroleum | TRUE | 11372 | City of Lyons - (NE) | 2253 | Lyons | NE | Burt | 4A | Petroleum Liquids | IC |  | S | 1.2 | 0.9 | 0.6 | 0.6 | 0.4 | N |  |  | N | Electric Utility | 1 | X | DFO
Natural Gas Internal Combustion Engine.NG | natural gas peaker | TRUE | 13334 | City of Nebraska City | 2255 | Nebraska City # 1 | NE | Otoe | 10 | Natural Gas Internal Combustion Engine | IC |  | S | 6.5 | 0.8 | 5.8 | 5.8 | 4 | N |  |  | N | Electric Utility | 1 | X | NG | DFO
Petroleum Liquids.DFO | petroleum | TRUE | 13334 | City of Nebraska City | 2255 | Nebraska City # 1 | NE | Otoe | 2 | Petroleum Liquids | IC |  | S | 1.5 | 0.8 | 1 | 1 | 1 | N |  |  | N | Electric Utility | 1 | X | DFO
Natural Gas Internal Combustion Engine.NG | natural gas peaker | TRUE | 13334 | City of Nebraska City | 2255 | Nebraska City # 1 | NE | Otoe | 3 | Natural Gas Internal Combustion Engine | IC |  | S | 2.5 | 0.8 | 2 | 2 | 2 | N |  |  | N | Electric Utility | 1 | X | NG | DFO
Natural Gas Internal Combustion Engine.NG | natural gas peaker | TRUE | 13334 | City of Nebraska City | 2255 | Nebraska City # 1 | NE | Otoe | 4 | Natural Gas Internal Combustion Engine | IC |  | S | 3.1 | 0.8 | 2.7 | 2.7 | 2.5 | N |  |  | N | Electric Utility | 1 | X | NG | DFO
Natural Gas Internal Combustion Engine.NG | natural gas peaker | TRUE | 13334 | City of Nebraska City | 2255 | Nebraska City # 1 | NE | Otoe | 5 | Natural Gas Internal Combustion Engine | IC |  | S | 2 | 0.8 | 1.7 | 1.7 | 1.5 | N |  |  | N | Electric Utility | 1 | X | NG | DFO
Natural Gas Internal Combustion Engine.NG | natural gas peaker | TRUE | 13334 | City of Nebraska City | 2255 | Nebraska City # 1 | NE | Otoe | 8 | Natural Gas Internal Combustion Engine | IC |  | S | 4.1 | 0.8 | 3.6 | 3.6 | 3 | N |  |  | N | Electric Utility | 1 | X | NG | DFO
Natural Gas Internal Combustion Engine.NG | natural gas peaker | TRUE | 13334 | City of Nebraska City | 2255 | Nebraska City # 1 | NE | Otoe | 9 | Natural Gas Internal Combustion Engine | IC |  | S | 6.4 | 0.8 | 5.8 | 5.8 | 4 | N |  |  | N | Electric Utility | 1 | X | NG | DFO
Natural Gas Internal Combustion Engine.NG | natural gas peaker | TRUE | 13334 | City of Nebraska City | 2256 | Syracuse # 2 | NE | Otoe | 6 | Natural Gas Internal Combustion Engine | IC |  | S | 2 | 0.8 | 1.6 | 1.6 | 1.6 | N |  |  | N | Electric Utility | 1 | X | NG | DFO
Natural Gas Internal Combustion Engine.NG | natural gas peaker | TRUE | 13334 | City of Nebraska City | 2256 | Syracuse # 2 | NE | Otoe | 7 | Natural Gas Internal Combustion Engine | IC |  | S | 2 | 0.8 | 1.6 | 1.6 | 1.6 | N |  |  | N | Electric Utility | 1 | X | NG | DFO
Conventional Hydroelectric.WAT | hydro | TRUE | 11251 | Loup River Public Power Dist | 2260 | Columbus | NE | Platte | 1 | Conventional Hydroelectric | HY |  | S | 15.2 | 0.95 | 15 | 15 | 0 | N |  |  | N | Electric Utility | 1 | X | WAT
Conventional Hydroelectric.WAT | hydro | TRUE | 11251 | Loup River Public Power Dist | 2260 | Columbus | NE | Platte | 2 | Conventional Hydroelectric | HY |  | S | 15.2 | 0.95 | 15 | 15 | 0 | N |  |  | N | Electric Utility | 1 | X | WAT
Conventional Hydroelectric.WAT | hydro | TRUE | 11251 | Loup River Public Power Dist | 2260 | Columbus | NE | Platte | 3 | Conventional Hydroelectric | HY |  | S | 15.2 | 0.95 | 15 | 15 | 0 | N |  |  | N | Electric Utility | 1 | X | WAT
Petroleum Liquids.DFO | petroleum | TRUE | 13337 | Nebraska Public Power District | 2265 | Hallam | NE | Lancaster | 1 | Petroleum Liquids | GT |  | S | 56.7 | 0.9 | 41.9 | 41.9 | 0 | N |  |  | N | Electric Utility | 1 | X | DFO | NG
Petroleum Liquids.DFO | petroleum | TRUE | 13337 | Nebraska Public Power District | 2266 | Hebron | NE | Thayer | 1 | Petroleum Liquids | GT |  | S | 56.7 | 0.9 | 41.9 | 41.9 | 0 | N |  |  | N | Electric Utility | 1 | X | DFO
Conventional Hydroelectric.WAT | hydro | TRUE | 13337 | Nebraska Public Power District | 2268 | Kearney | NE | Buffalo | 1 | Conventional Hydroelectric | HY |  | S | 1.5 | 0.9 | 1 | 1 | 0 | N |  |  | N | Electric Utility | 1 | X | WAT
Petroleum Liquids.DFO | petroleum | TRUE | 13337 | Nebraska Public Power District | 2271 | McCook | NE | Red Willow | 1 | Petroleum Liquids | GT |  | S | 56.7 | 0.9 | 39.7 | 39.7 | 0 | N |  |  | N | Electric Utility | 1 | X | DFO
Conventional Hydroelectric.WAT | hydro | TRUE | 11251 | Loup River Public Power Dist | 2273 | Monroe (NE) | NE | Platte | 1 | Conventional Hydroelectric | HY |  | S | 2.8 | 0.95 | 1 | 1 | 0 | N |  |  | N | Electric Utility | 1 | X | WAT
Conventional Hydroelectric.WAT | hydro | TRUE | 11251 | Loup River Public Power Dist | 2273 | Monroe (NE) | NE | Platte | 2 | Conventional Hydroelectric | HY |  | S | 2.8 | 0.95 | 1 | 1 | 0 | N |  |  | N | Electric Utility | 1 | X | WAT
Conventional Hydroelectric.WAT | hydro | TRUE | 11251 | Loup River Public Power Dist | 2273 | Monroe (NE) | NE | Platte | 3 | Conventional Hydroelectric | HY |  | S | 2.8 | 0.95 | 1 | 1 | 0 | N |  |  | N | Electric Utility | 1 | X | WAT
Conventional Hydroelectric.WAT | hydro | TRUE | 13337 | Nebraska Public Power District | 2274 | North Platte | NE | Lincoln | 1 | Conventional Hydroelectric | HY |  | S | 13.1 | 0.9 | 12 | 12 | 0 | N |  |  | N | Electric Utility | 1 | X | WAT
Conventional Hydroelectric.WAT | hydro | TRUE | 13337 | Nebraska Public Power District | 2274 | North Platte | NE | Lincoln | 2 | Conventional Hydroelectric | HY |  | S | 13.1 | 0.9 | 12 | 12 | 0 | N |  |  | N | Electric Utility | 1 | X | WAT
Conventional Steam Coal.SUB | hard coal | TRUE | 13337 | Nebraska Public Power District | 2277 | Sheldon | NE | Lancaster | 1 | Conventional Steam Coal | ST |  | S | 108.8 | 0.85 | 104 | 104 | 0 | N |  |  | N | Electric Utility | 1 | X | SUB
Conventional Steam Coal.SUB | hard coal | TRUE | 13337 | Nebraska Public Power District | 2277 | Sheldon | NE | Lancaster | 2 | Conventional Steam Coal | ST |  | S | 119.9 | 0.85 | 113 | 113 | 0 | N |  |  | N | Electric Utility | 1 | X | SUB
Petroleum Liquids.DFO | petroleum | TRUE | 14127 | Omaha Public Power District | 2290 | Jones Street | NE | Douglas | 1 | Petroleum Liquids | GT |  | S | 65 | 0.9 | 61.2 | 61.2 | 23 | N |  |  | N | Electric Utility | 1 | X | DFO
Petroleum Liquids.DFO | petroleum | TRUE | 14127 | Omaha Public Power District | 2290 | Jones Street | NE | Douglas | 2 | Petroleum Liquids | GT |  | S | 65 | 0.9 | 62.2 | 62.2 | 23 | N |  |  | N | Electric Utility | 1 | X | DFO
Natural Gas Steam Turbine.NG | natural gas steam turbine | TRUE | 14127 | Omaha Public Power District | 2291 | North Omaha | NE | Douglas | 1 | Natural Gas Steam Turbine | ST |  | S | 73.5 | 0.8 | 63 |  | 38 | N | 12 | 2026 | N | Electric Utility | 1 | X | NG
Natural Gas Steam Turbine.NG | natural gas steam turbine | TRUE | 14127 | Omaha Public Power District | 2291 | North Omaha | NE | Douglas | 2 | Natural Gas Steam Turbine | ST |  | S | 108.8 | 0.85 | 83.4 |  | 55 | N | 12 | 2026 | N | Electric Utility | 1 | X | NG
Natural Gas Steam Turbine.NG | natural gas steam turbine | TRUE | 14127 | Omaha Public Power District | 2291 | North Omaha | NE | Douglas | 3 | Natural Gas Steam Turbine | ST |  | S | 108.8 | 0.85 | 92.5 | 42.6 | 55 | N | 12 | 2026 | N | Electric Utility | 1 | X | NG
Conventional Steam Coal.SUB | hard coal | TRUE | 14127 | Omaha Public Power District | 2291 | North Omaha | NE | Douglas | 4 | Conventional Steam Coal | ST |  | S | 136 | 0.85 | 117.7 | 101.8 | 61 | N |  |  | N | Electric Utility | 1 | X | SUB | NG
Conventional Steam Coal.SUB | hard coal | TRUE | 14127 | Omaha Public Power District | 2291 | North Omaha | NE | Douglas | 5 | Conventional Steam Coal | ST |  | S | 217.6 | 0.85 | 216.2 | 174.9 | 75 | N |  |  | N | Electric Utility | 1 | X | SUB | NG
Natural Gas Fired Combustion Turbine.NG | natural gas peaker | TRUE | 14127 | Omaha Public Power District | 2292 | Sarpy County | NE | Sarpy | 1 | Natural Gas Fired Combustion Turbine | GT |  | S | 55.4 | 0.9 | 55.4 | 55.4 | 22 | N |  |  | N | Electric Utility | 1 | X | NG | DFO
Natural Gas Fired Combustion Turbine.NG | natural gas peaker | TRUE | 14127 | Omaha Public Power District | 2292 | Sarpy County | NE | Sarpy | 2 | Natural Gas Fired Combustion Turbine | GT |  | S | 55.4 | 0.9 | 55.9 | 55.9 | 22 | N |  |  | N | Electric Utility | 1 | X | NG | DFO
Natural Gas Fired Combustion Turbine.NG | natural gas peaker | TRUE | 14127 | Omaha Public Power District | 2292 | Sarpy County | NE | Sarpy | 3 | Natural Gas Fired Combustion Turbine | GT |  | S | 106.3 | 0.85 | 107.8 | 107.8 | 54 | N |  |  | N | Electric Utility | 1 | X | NG | DFO
Natural Gas Fired Combustion Turbine.NG | natural gas peaker | TRUE | 14127 | Omaha Public Power District | 2292 | Sarpy County | NE | Sarpy | 4 | Natural Gas Fired Combustion Turbine | GT |  | S | 58.9 | 0.85 | 48.7 | 48.7 | 30 | N |  |  | N | Electric Utility | 1 | X | NG | DFO
Natural Gas Fired Combustion Turbine.NG | natural gas peaker | TRUE | 14127 | Omaha Public Power District | 2292 | Sarpy County | NE | Sarpy | 5 | Natural Gas Fired Combustion Turbine | GT |  | S | 58.9 | 0.85 | 47.9 | 47.9 | 24 | N |  |  | N | Electric Utility | 1 | X | NG | DFO
Petroleum Liquids.DFO | petroleum | TRUE | 14127 | Omaha Public Power District | 2292 | Sarpy County | NE | Sarpy | BSD | Petroleum Liquids | IC |  | S | 3.5 | 0.8 | 3.4 | 3.4 | 3.4 | N |  |  | N | Electric Utility | 1 | X | DFO
Petroleum Liquids.DFO | petroleum | TRUE | 14172 | City of Ord - (NE) | 2294 | Ord | NE | Valley | 1 | Petroleum Liquids | IC |  | S | 5 | 0.8 | 5 | 5 | 0 | N |  |  | N | Electric Utility | 1 | X | DFO | NG
Petroleum Liquids.DFO | petroleum | TRUE | 14172 | City of Ord - (NE) | 2294 | Ord | NE | Valley | 2 | Petroleum Liquids | IC |  | S | 1.5 | 0.8 | 1 | 1 | 0 | N |  |  | N | Electric Utility | 1 | X | DFO | NG
Petroleum Liquids.DFO | petroleum | TRUE | 14172 | City of Ord - (NE) | 2294 | Ord | NE | Valley | 3 | Petroleum Liquids | IC |  | S | 2.5 | 0.8 | 2 | 2 | 0 | N |  |  | N | Electric Utility | 1 | X | DFO | NG
Petroleum Liquids.DFO | petroleum | TRUE | 14172 | City of Ord - (NE) | 2294 | Ord | NE | Valley | 4A | Petroleum Liquids | IC |  | S | 1.5 | 0.8 | 1.4 | 1.4 | 0 | N |  |  | N | Electric Utility | 1 | X | DFO
Petroleum Liquids.DFO | petroleum | TRUE | 14172 | City of Ord - (NE) | 2294 | Ord | NE | Valley | 5A | Petroleum Liquids | IC |  | S | 1.5 | 0.8 | 1.4 | 1.4 | 0 | N |  |  | N | Electric Utility | 1 | X | DFO
Natural Gas Internal Combustion Engine.NG | natural gas peaker | TRUE | 14277 | Village of Oxford - (NE) | 2295 | Oxford (NE) | NE | Furnas | 2 | Natural Gas Internal Combustion Engine | IC |  | S | 0.6 | 0.8 | 0.5 | 0.6 | 0.3 | N |  |  | N | Electric Utility | 1 | X | NG | DFO
Natural Gas Internal Combustion Engine.NG | natural gas peaker | TRUE | 14277 | Village of Oxford - (NE) | 2295 | Oxford (NE) | NE | Furnas | 3 | Natural Gas Internal Combustion Engine | IC |  | S | 0.9 | 0.8 | 0.8 | 0.9 | 0.5 | N |  |  | N | Electric Utility | 1 | X | NG | DFO
Natural Gas Internal Combustion Engine.NG | natural gas peaker | TRUE | 14277 | Village of Oxford - (NE) | 2295 | Oxford (NE) | NE | Furnas | 4 | Natural Gas Internal Combustion Engine | IC |  | S | 0.6 | 0.8 | 0.5 | 0.6 | 0.3 | N |  |  | N | Electric Utility | 1 | X | NG | DFO
Natural Gas Internal Combustion Engine.NG | natural gas peaker | TRUE | 14277 | Village of Oxford - (NE) | 2295 | Oxford (NE) | NE | Furnas | 5 | Natural Gas Internal Combustion Engine | IC |  | S | 1.3 | 0.8 | 1.2 | 1.3 | 0.3 | N |  |  | N | Electric Utility | 1 | X | NG | DFO
Petroleum Liquids.DFO | petroleum | TRUE | 14656 | City of Pender - (NE) | 2296 | Pender | NE | Thurston | 1 | Petroleum Liquids | IC |  | S | 1.5 | 1 | 1.2 | 1.2 | 1.1 | N |  |  | N | Electric Utility | 1 | X | DFO | NG
Petroleum Liquids.DFO | petroleum | TRUE | 14656 | City of Pender - (NE) | 2296 | Pender | NE | Thurston | 2 | Petroleum Liquids | IC |  | S | 2 | 1 | 2 | 2 | 1.8 | N |  |  | N | Electric Utility | 1 | X | DFO | NG
Petroleum Liquids.DFO | petroleum | TRUE | 14656 | City of Pender - (NE) | 2296 | Pender | NE | Thurston | 3 | Petroleum Liquids | IC |  | S | 0.5 | 1 | 0.5 | 0.5 | 0.5 | N |  |  | N | Electric Utility | 1 | X | DFO | NG
Petroleum Liquids.DFO | petroleum | TRUE | 14656 | City of Pender - (NE) | 2296 | Pender | NE | Thurston | 4 | Petroleum Liquids | IC |  | S | 0.9 | 1 | 0.8 | 0.8 | 0.8 | N |  |  | N | Electric Utility | 1 | X | DFO | NG
Petroleum Liquids.DFO | petroleum | TRUE | 13698 | North Central Public Pwr Dist | 2297 | Plainview Muncipal Power | NE | Pierce | 1 | Petroleum Liquids | IC |  | W | 1.1 | 0.88 | 1.1 | 1.1 | 1.1 | N | 1 | 2023 | N | Electric Utility | 1 | X | DFO
Petroleum Liquids.DFO | petroleum | TRUE | 13698 | North Central Public Pwr Dist | 2297 | Plainview Muncipal Power | NE | Pierce | 3 | Petroleum Liquids | IC |  | W | 0.9 | 0.8 | 0.9 | 0.9 | 0.9 | N | 1 | 2023 | N | Electric Utility | 1 | X | DFO
Petroleum Liquids.DFO | petroleum | TRUE | 13698 | North Central Public Pwr Dist | 2297 | Plainview Muncipal Power | NE | Pierce | 4 | Petroleum Liquids | IC |  | W | 1.2 | 0.8 | 1.2 | 1.2 | 1.2 | N | 1 | 2023 | N | Electric Utility | 1 | X | DFO
Petroleum Liquids.DFO | petroleum | TRUE | 13698 | North Central Public Pwr Dist | 2297 | Plainview Muncipal Power | NE | Pierce | 5 | Petroleum Liquids | IC |  | W | 1.8 | 0.8 | 1.8 | 1.8 | 1.8 | N | 1 | 2023 | N | Electric Utility | 1 | X | DFO
Petroleum Liquids.DFO | petroleum | TRUE | 15773 | City of Red Cloud - (NE) | 2299 | Red Cloud | NE | Webster | 2 | Petroleum Liquids | IC |  | S | 0.9 | 0.9 | 0.6 | 0.6 | 0.1 | N |  |  | N | Electric Utility | 1 | X | DFO
Petroleum Liquids.DFO | petroleum | TRUE | 15773 | City of Red Cloud - (NE) | 2299 | Red Cloud | NE | Webster | 3 | Petroleum Liquids | IC |  | S | 1.3 | 0.9 | 1.2 | 1.2 | 0.1 | N |  |  | N | Electric Utility | 1 | X | DFO
Petroleum Liquids.DFO | petroleum | TRUE | 15773 | City of Red Cloud - (NE) | 2299 | Red Cloud | NE | Webster | 4 | Petroleum Liquids | IC |  | S | 1.3 | 0.9 | 1.2 | 1.2 | 0.1 | N |  |  | N | Electric Utility | 1 | X | DFO
Petroleum Liquids.DFO | petroleum | TRUE | 15773 | City of Red Cloud - (NE) | 2299 | Red Cloud | NE | Webster | 5 | Petroleum Liquids | IC |  | S | 2.2 | 0.9 | 2.2 | 2.2 | 0.1 | N |  |  | N | Electric Utility | 1 | X | DFO
Petroleum Liquids.DFO | petroleum | TRUE | 16667 | City of Sargent - (NE) | 2300 | Sargent | NE | Custer | 1 | Petroleum Liquids | IC |  | S | 1.1 | 0.95 | 1.1 | 1.1 | 0.6 | N |  |  | N | Electric Utility | 1 | X | DFO | NG
Petroleum Liquids.DFO | petroleum | TRUE | 16667 | City of Sargent - (NE) | 2300 | Sargent | NE | Custer | 3 | Petroleum Liquids | IC |  | S | 0.9 | 0.95 | 0.9 | 0.9 | 0.5 | N |  |  | N | Electric Utility | 1 | X | DFO | NG
Petroleum Liquids.DFO | petroleum | TRUE | 16667 | City of Sargent - (NE) | 2300 | Sargent | NE | Custer | 4 | Petroleum Liquids | IC |  | S | 0.4 | 0.95 | 0.4 | 0.4 | 0.2 | N |  |  | N | Electric Utility | 1 | X | DFO | NG
Natural Gas Internal Combustion Engine.NG | natural gas peaker | TRUE | 17149 | City of Sidney - (NE) | 2302 | Sidney (NE) | NE | Cheyenne | 1 | Natural Gas Internal Combustion Engine | IC |  | S | 1.2 | 0.9 | 1 | 1.1 | 0.1 | N |  |  | N | Electric Utility | 1 | X | NG | DFO
Petroleum Liquids.DFO | petroleum | TRUE | 17149 | City of Sidney - (NE) | 2302 | Sidney (NE) | NE | Cheyenne | 3 | Petroleum Liquids | IC |  | S | 0.8 | 0.9 | 0.6 | 0.6 | 0.1 | N |  |  | N | Electric Utility | 1 | X | DFO
Natural Gas Internal Combustion Engine.NG | natural gas peaker | TRUE | 17149 | City of Sidney - (NE) | 2302 | Sidney (NE) | NE | Cheyenne | 5 | Natural Gas Internal Combustion Engine | IC |  | S | 3.1 | 0.9 | 2.5 | 2.5 | 0.1 | N |  |  | N | Electric Utility | 1 | X | NG | DFO
Conventional Hydroelectric.WAT | hydro | TRUE | 17727 | Village of Spalding - (NE) | 2303 | Spalding | NE | Greeley | 1 | Conventional Hydroelectric | HY |  | S | 0.1 | 0.8 | 0.1 | 0.1 | 0.1 | N |  |  | N | Electric Utility | 1 | X | WAT
Conventional Hydroelectric.WAT | hydro | TRUE | 17727 | Village of Spalding - (NE) | 2303 | Spalding | NE | Greeley | 2 | Conventional Hydroelectric | HY |  | S | 0.1 | 0.8 | 0.1 | 0.1 | 0.1 | N |  |  | N | Electric Utility | 1 | X | WAT
Petroleum Liquids.DFO | petroleum | TRUE | 17727 | Village of Spalding - (NE) | 2303 | Spalding | NE | Greeley | 4 | Petroleum Liquids | IC |  | S | 0.2 | 0.8 | 0.2 | 0.2 | 0.1 | N |  |  | N | Electric Utility | 1 | X | DFO
Petroleum Liquids.DFO | petroleum | TRUE | 17727 | Village of Spalding - (NE) | 2303 | Spalding | NE | Greeley | 5 | Petroleum Liquids | IC |  | S | 0.4 | 0.8 | 0.4 | 0.4 | 0.1 | N |  |  | N | Electric Utility | 1 | X | DFO
Petroleum Liquids.DFO | petroleum | TRUE | 17727 | Village of Spalding - (NE) | 2303 | Spalding | NE | Greeley | 6 | Petroleum Liquids | IC |  | S | 1.3 | 0.8 | 1.3 | 1.3 | 0.3 | N |  |  | N | Electric Utility | 1 | X | DFO
Natural Gas Internal Combustion Engine.NG | natural gas peaker | TRUE | 18230 | City of Stuart - (NE) | 2305 | Stuart (NE) | NE | Holt | 1 | Natural Gas Internal Combustion Engine | IC |  | S | 0.7 | 0.8 | 0.7 | 0.7 | 0.1 | N |  |  | N | Electric Utility | 1 | X | NG | DFO
Petroleum Liquids.DFO | petroleum | TRUE | 18230 | City of Stuart - (NE) | 2305 | Stuart (NE) | NE | Holt | 2 | Petroleum Liquids | IC |  | S | 0.2 | 0.8 | 0.2 | 0.2 | 0.1 | N |  |  | N | Electric Utility | 1 | X | DFO
Petroleum Liquids.DFO | petroleum | TRUE | 18230 | City of Stuart - (NE) | 2305 | Stuart (NE) | NE | Holt | 3 | Petroleum Liquids | IC |  | S | 0.2 | 0.8 | 0.2 | 0.2 | 0.1 | N |  |  | N | Electric Utility | 1 | X | DFO
Petroleum Liquids.DFO | petroleum | TRUE | 18230 | City of Stuart - (NE) | 2305 | Stuart (NE) | NE | Holt | 5 | Petroleum Liquids | IC |  | S | 0.8 | 0.8 | 0.8 | 0.8 | 0.1 | N |  |  | N | Electric Utility | 1 | X | DFO
Petroleum Liquids.DFO | petroleum | TRUE | 18525 | City of Tecumseh | 2308 | Tecumseh | NE | Johnson | 1 | Petroleum Liquids | IC |  | S | 0.7 | 0.9 | 0.6 | 0.6 | 0.1 | N |  |  | N | Electric Utility | 1 | X | DFO
Petroleum Liquids.DFO | petroleum | TRUE | 18525 | City of Tecumseh | 2308 | Tecumseh | NE | Johnson | 2 | Petroleum Liquids | IC |  | S | 1.5 | 0.9 | 1.4 | 1.4 | 0.1 | N |  |  | N | Electric Utility | 1 | X | DFO | NG
Petroleum Liquids.DFO | petroleum | TRUE | 18525 | City of Tecumseh | 2308 | Tecumseh | NE | Johnson | 3 | Petroleum Liquids | IC |  | S | 1.1 | 0.9 | 1 | 1 | 0.1 | N |  |  | N | Electric Utility | 1 | X | DFO | NG
Petroleum Liquids.DFO | petroleum | TRUE | 18525 | City of Tecumseh | 2308 | Tecumseh | NE | Johnson | 4 | Petroleum Liquids | IC |  | S | 1.3 | 0.9 | 1.2 | 1.2 | 0.1 | N |  |  | N | Electric Utility | 1 | X | DFO | NG
Natural Gas Internal Combustion Engine.NG | natural gas peaker | TRUE | 18525 | City of Tecumseh | 2308 | Tecumseh | NE | Johnson | 5A | Natural Gas Internal Combustion Engine | IC |  | S | 2.4 | 0.9 | 2.4 | 2.4 | 0.1 | N |  |  | N | Electric Utility | 1 | X | NG | DFO
Natural Gas Internal Combustion Engine.NG | natural gas peaker | TRUE | 19968 | City of Wahoo - (NE) | 2310 | Wahoo | NE | Saunders | 1 | Natural Gas Internal Combustion Engine | IC |  | S | 2.5 | 0.8 | 2.1 | 2.1 | 0.5 | N |  |  | N | Electric Utility | 1 | X | NG | DFO
Petroleum Liquids.DFO | petroleum | TRUE | 19968 | City of Wahoo - (NE) | 2310 | Wahoo | NE | Saunders | 2 | Petroleum Liquids | IC |  | S | 0.5 | 0.8 | 0.4 | 0.4 | 0.1 | N |  |  | N | Electric Utility | 1 | X | DFO
Natural Gas Internal Combustion Engine.NG | natural gas peaker | TRUE | 19968 | City of Wahoo - (NE) | 2310 | Wahoo | NE | Saunders | 3 | Natural Gas Internal Combustion Engine | IC |  | S | 4.4 | 0.8 | 4.4 | 4.4 | 1 | N |  |  | N | Electric Utility | 1 | X | NG | DFO
Natural Gas Internal Combustion Engine.NG | natural gas peaker | TRUE | 19968 | City of Wahoo - (NE) | 2310 | Wahoo | NE | Saunders | 4 | Natural Gas Internal Combustion Engine | IC |  | S | 1.2 | 0.8 | 1.1 | 1.1 | 0.2 | N |  |  | N | Electric Utility | 1 | X | NG | DFO
Natural Gas Internal Combustion Engine.NG | natural gas peaker | TRUE | 19968 | City of Wahoo - (NE) | 2310 | Wahoo | NE | Saunders | 5 | Natural Gas Internal Combustion Engine | IC |  | S | 2.1 | 0.8 | 2.2 | 2.2 | 0.5 | N |  |  | N | Electric Utility | 1 | X | NG | DFO
Natural Gas Internal Combustion Engine.NG | natural gas peaker | TRUE | 19968 | City of Wahoo - (NE) | 2310 | Wahoo | NE | Saunders | 6 | Natural Gas Internal Combustion Engine | IC |  | S | 3.5 | 0.8 | 3.4 | 3.4 | 1 | N |  |  | N | Electric Utility | 1 | X | NG | DFO
Petroleum Liquids.DFO | petroleum | TRUE | 19980 | City of Wakefield - (NE) | 2311 | Wakefield | NE | Dixon | 2 | Petroleum Liquids | IC |  | S | 0.6 | 0.8 | 0.5 | 0.5 | 0.5 | N |  |  | N | Electric Utility | 1 | X | DFO | NG
Petroleum Liquids.DFO | petroleum | TRUE | 19980 | City of Wakefield - (NE) | 2311 | Wakefield | NE | Dixon | 5 | Petroleum Liquids | IC |  | S | 1.3 | 0.8 | 1 | 1 | 1 | N |  |  | N | Electric Utility | 1 | X | DFO | NG
Petroleum Liquids.DFO | petroleum | TRUE | 19980 | City of Wakefield - (NE) | 2311 | Wakefield | NE | Dixon | 6 | Petroleum Liquids | IC |  | S | 1.3 | 0.8 | 1.1 | 1.1 | 1.1 | N |  |  | N | Electric Utility | 1 | X | DFO | NG
Petroleum Liquids.DFO | petroleum | TRUE | 19980 | City of Wakefield - (NE) | 2311 | Wakefield | NE | Dixon | IC4 | Petroleum Liquids | IC |  | S | 0.9 | 0.8 | 0.6 | 0.6 | 0.6 | N |  |  | N | Electric Utility | 1 | X | DFO | NG
Petroleum Liquids.DFO | petroleum | TRUE | 20219 | City of Wayne | 2312 | Wayne IC | NE | Wayne | 1 | Petroleum Liquids | IC |  | S | 1.3 | 0.8 | 0.8 | 0.8 | 0 | N |  |  | N | Electric Utility | 1 | X | DFO
Petroleum Liquids.DFO | petroleum | TRUE | 20219 | City of Wayne | 2312 | Wayne IC | NE | Wayne | 2 | Petroleum Liquids | IC |  | S | 1 | 0.8 | 0.9 | 0.9 | 0 | N |  |  | N | Electric Utility | 1 | X | DFO
Petroleum Liquids.DFO | petroleum | TRUE | 20219 | City of Wayne | 2312 | Wayne IC | NE | Wayne | 3 | Petroleum Liquids | IC |  | S | 1.9 | 0.8 | 1.8 | 1.8 | 0 | N |  |  | N | Electric Utility | 1 | X | DFO
Petroleum Liquids.DFO | petroleum | TRUE | 20219 | City of Wayne | 2312 | Wayne IC | NE | Wayne | 4 | Petroleum Liquids | IC |  | S | 2 | 0.8 | 1.9 | 1.9 | 0 | N |  |  | N | Electric Utility | 1 | X | DFO
Petroleum Liquids.DFO | petroleum | TRUE | 20219 | City of Wayne | 2312 | Wayne IC | NE | Wayne | 5 | Petroleum Liquids | IC |  | S | 3.5 | 0.8 | 3.3 | 3.3 | 0 | N |  |  | N | Electric Utility | 1 | X | DFO
Petroleum Liquids.DFO | petroleum | TRUE | 20219 | City of Wayne | 2312 | Wayne IC | NE | Wayne | 6 | Petroleum Liquids | IC |  | S | 5.1 | 0.8 | 4.9 | 4.9 | 0 | N |  |  | N | Electric Utility | 1 | X | DFO
Petroleum Liquids.DFO | petroleum | TRUE | 20219 | City of Wayne | 2312 | Wayne IC | NE | Wayne | 7 | Petroleum Liquids | IC |  | S | 3.5 | 0.8 | 3.3 | 3.3 | 0 | N |  |  | N | Electric Utility | 1 | X | DFO
Petroleum Liquids.DFO | petroleum | TRUE | 20219 | City of Wayne | 2312 | Wayne IC | NE | Wayne | 8 | Petroleum Liquids | IC |  | S | 3.5 | 0.8 | 3.3 | 3.3 | 0 | N |  |  | N | Electric Utility | 1 | X | DFO
Natural Gas Internal Combustion Engine.NG | natural gas peaker | TRUE | 20397 | City of West Point - (NE) | 2313 | West Point Municipal | NE | Cuming | 2 | Natural Gas Internal Combustion Engine | IC |  | S | 0.9 | 0.8 | 0.9 | 0.9 | 0.4 | N |  |  | N | Electric Utility | 1 | X | NG | DFO
Natural Gas Internal Combustion Engine.NG | natural gas peaker | TRUE | 20397 | City of West Point - (NE) | 2313 | West Point Municipal | NE | Cuming | 3 | Natural Gas Internal Combustion Engine | IC |  | S | 1.2 | 0.8 | 1.2 | 1.2 | 0.6 | N |  |  | N | Electric Utility | 1 | X | NG | DFO
Natural Gas Internal Combustion Engine.NG | natural gas peaker | TRUE | 20397 | City of West Point - (NE) | 2313 | West Point Municipal | NE | Cuming | 4 | Natural Gas Internal Combustion Engine | IC |  | S | 2.3 | 0.8 | 2.3 | 2.3 | 1.2 | N |  |  | N | Electric Utility | 1 | X | NG | DFO
Petroleum Liquids.DFO | petroleum | TRUE | 20632 | City of Wilber | 2315 | Wilber | NE | Saline | 4 | Petroleum Liquids | IC |  | S | 1.1 | 0.9 | 0.9 | 0.9 | 0.1 | N |  |  | N | Electric Utility | 1 | X | DFO
Petroleum Liquids.DFO | petroleum | TRUE | 20632 | City of Wilber | 2315 | Wilber | NE | Saline | 5 | Petroleum Liquids | IC |  | S | 0.9 | 0.9 | 0.6 | 0.6 | 0.1 | N |  |  | N | Electric Utility | 1 | X | DFO
Petroleum Liquids.DFO | petroleum | TRUE | 20632 | City of Wilber | 2315 | Wilber | NE | Saline | 6 | Petroleum Liquids | IC |  | S | 1.6 | 0.9 | 1.6 | 1.6 | 0.1 | N |  |  | N | Electric Utility | 1 | X | DFO
Petroleum Liquids.DFO | petroleum | TRUE | 20880 | City of Wisner | 2316 | Wisner | NE | Cuming | 3 | Petroleum Liquids | IC |  | S | 0.8 | 0.9 | 0.8 | 0.8 | 0.1 | N |  |  | N | Electric Utility | 1 | X | DFO
Petroleum Liquids.DFO | petroleum | TRUE | 20880 | City of Wisner | 2316 | Wisner | NE | Cuming | 4 | Petroleum Liquids | IC |  | S | 1.5 | 0.9 | 1.5 | 1.5 | 0.1 | N |  |  | N | Electric Utility | 1 | X | DFO
Petroleum Liquids.DFO | petroleum | TRUE | 20880 | City of Wisner | 2316 | Wisner | NE | Cuming | 5 | Petroleum Liquids | IC |  | S | 1.5 | 0.9 | 1.5 | 1.5 | 0.1 | N |  |  | N | Electric Utility | 1 | X | DFO
Natural Gas Fired Combined Cycle.NG | natural gas combined cycle | TRUE | 13407 | Nevada Power Co | 2322 | Clark (NVE) | NV | Clark | 10 | Natural Gas Fired Combined Cycle | CA | PB1 | S | 104.4 | 0.9 | 85 | 88 | 32 | N |  |  | N | Electric Utility | 1 | X | NG
Natural Gas Fired Combustion Turbine.NG | natural gas peaker | TRUE | 13407 | Nevada Power Co | 2322 | Clark (NVE) | NV | Clark | 11 | Natural Gas Fired Combustion Turbine | GT |  | S | 60.5 | 0.85 | 52 | 57 | 50 | N |  |  | N | Electric Utility | 1 | X | NG
Natural Gas Fired Combustion Turbine.NG | natural gas peaker | TRUE | 13407 | Nevada Power Co | 2322 | Clark (NVE) | NV | Clark | 12 | Natural Gas Fired Combustion Turbine | GT |  | S | 60.5 | 0.85 | 52 | 57 | 50 | N |  |  | N | Electric Utility | 1 | X | NG
Natural Gas Fired Combustion Turbine.NG | natural gas peaker | TRUE | 13407 | Nevada Power Co | 2322 | Clark (NVE) | NV | Clark | 13 | Natural Gas Fired Combustion Turbine | GT |  | S | 60.5 | 0.85 | 52 | 57 | 50 | N |  |  | N | Electric Utility | 1 | X | NG
Natural Gas Fired Combustion Turbine.NG | natural gas peaker | TRUE | 13407 | Nevada Power Co | 2322 | Clark (NVE) | NV | Clark | 14 | Natural Gas Fired Combustion Turbine | GT |  | S | 60.5 | 0.85 | 52 | 57 | 50 | N |  |  | N | Electric Utility | 1 | X | NG
Natural Gas Fired Combustion Turbine.NG | natural gas peaker | TRUE | 13407 | Nevada Power Co | 2322 | Clark (NVE) | NV | Clark | 15 | Natural Gas Fired Combustion Turbine | GT |  | S | 60.5 | 0.85 | 52 | 57 | 50 | N |  |  | N | Electric Utility | 1 | X | NG
Natural Gas Fired Combustion Turbine.NG | natural gas peaker | TRUE | 13407 | Nevada Power Co | 2322 | Clark (NVE) | NV | Clark | 16 | Natural Gas Fired Combustion Turbine | GT |  | S | 60.5 | 0.85 | 52 | 57 | 50 | N |  |  | N | Electric Utility | 1 | X | NG
Natural Gas Fired Combustion Turbine.NG | natural gas peaker | TRUE | 13407 | Nevada Power Co | 2322 | Clark (NVE) | NV | Clark | 17 | Natural Gas Fired Combustion Turbine | GT |  | S | 60.5 | 0.85 | 52 | 57 | 50 | N |  |  | N | Electric Utility | 1 | X | NG
Natural Gas Fired Combustion Turbine.NG | natural gas peaker | TRUE | 13407 | Nevada Power Co | 2322 | Clark (NVE) | NV | Clark | 18 | Natural Gas Fired Combustion Turbine | GT |  | S | 60.5 | 0.85 | 52 | 57 | 50 | N |  |  | N | Electric Utility | 1 | X | NG
Natural Gas Fired Combustion Turbine.NG | natural gas peaker | TRUE | 13407 | Nevada Power Co | 2322 | Clark (NVE) | NV | Clark | 19 | Natural Gas Fired Combustion Turbine | GT |  | S | 60.5 | 0.85 | 52 | 57 | 50 | N |  |  | N | Electric Utility | 1 | X | NG
Natural Gas Fired Combustion Turbine.NG | natural gas peaker | TRUE | 13407 | Nevada Power Co | 2322 | Clark (NVE) | NV | Clark | 20 | Natural Gas Fired Combustion Turbine | GT |  | S | 60.5 | 0.85 | 52 | 57 | 50 | N |  |  | N | Electric Utility | 1 | X | NG
Natural Gas Fired Combustion Turbine.NG | natural gas peaker | TRUE | 13407 | Nevada Power Co | 2322 | Clark (NVE) | NV | Clark | 21 | Natural Gas Fired Combustion Turbine | GT |  | S | 58.9 | 0.85 | 52 | 57 | 50 | N |  |  | N | Electric Utility | 1 | X | NG
Natural Gas Fired Combustion Turbine.NG | natural gas peaker | TRUE | 13407 | Nevada Power Co | 2322 | Clark (NVE) | NV | Clark | 22 | Natural Gas Fired Combustion Turbine | GT |  | S | 60.5 | 0.85 | 52 | 57 | 50 | N |  |  | N | Electric Utility | 1 | X | NG
Natural Gas Fired Combined Cycle.NG | natural gas combined cycle | TRUE | 13407 | Nevada Power Co | 2322 | Clark (NVE) | NV | Clark | 9 | Natural Gas Fired Combined Cycle | CA | PB2 | S | 104.4 | 0.9 | 85 | 88 | 32 | N |  |  | N | Electric Utility | 1 | X | NG
Natural Gas Fired Combustion Turbine.NG | natural gas peaker | TRUE | 13407 | Nevada Power Co | 2322 | Clark (NVE) | NV | Clark | GT4 | Natural Gas Fired Combustion Turbine | GT |  | S | 72.4 | 0.9 | 55 | 59 | 5 | N |  |  | N | Electric Utility | 1 | X | NG
Natural Gas Fired Combined Cycle.NG | natural gas combined cycle | TRUE | 13407 | Nevada Power Co | 2322 | Clark (NVE) | NV | Clark | GT5 | Natural Gas Fired Combined Cycle | CT | PB1 | S | 92.5 | 0.9 | 73 | 81 | 45 | N |  |  | N | Electric Utility | 1 | X | NG
Natural Gas Fired Combined Cycle.NG | natural gas combined cycle | TRUE | 13407 | Nevada Power Co | 2322 | Clark (NVE) | NV | Clark | GT6 | Natural Gas Fired Combined Cycle | CT | PB1 | S | 92.5 | 0.9 | 73 | 81 | 45 | N |  |  | N | Electric Utility | 1 | X | NG
Natural Gas Fired Combined Cycle.NG | natural gas combined cycle | TRUE | 13407 | Nevada Power Co | 2322 | Clark (NVE) | NV | Clark | GT7 | Natural Gas Fired Combined Cycle | CT | PB2 | S | 92.5 | 0.9 | 73 | 81 | 45 | N |  |  | N | Electric Utility | 1 | X | NG
Natural Gas Fired Combined Cycle.NG | natural gas combined cycle | TRUE | 13407 | Nevada Power Co | 2322 | Clark (NVE) | NV | Clark | GT8 | Natural Gas Fired Combined Cycle | CT | PB2 | S | 92.5 | 0.9 | 73 | 81 | 45 | N |  |  | N | Electric Utility | 1 | X | NG
Natural Gas Steam Turbine.NG | natural gas steam turbine | TRUE | 17166 | Sierra Pacific Power Co | 2330 | Fort Churchill | NV | Lyon | 1 | Natural Gas Steam Turbine | ST |  | S | 115 | 0.85 | 113 | 113 | 18 | N | 9 | 2028 | N | Electric Utility | 1 | X | NG
Natural Gas Steam Turbine.NG | natural gas steam turbine | TRUE | 17166 | Sierra Pacific Power Co | 2330 | Fort Churchill | NV | Lyon | 2 | Natural Gas Steam Turbine | ST |  | S | 115 | 0.85 | 113 | 113 | 18 | N | 9 | 2028 | N | Electric Utility | 1 | X | NG
Natural Gas Fired Combined Cycle.NG | natural gas combined cycle | TRUE | 17166 | Sierra Pacific Power Co | 2336 | Tracy | NV | Storey | 10 | Natural Gas Fired Combined Cycle | CA | PB1 | S | 312 | 0.85 | 285 | 301 | 50 | N |  |  | N | Electric Utility | 1 | X | NG
Natural Gas Steam Turbine.NG | natural gas steam turbine | TRUE | 17166 | Sierra Pacific Power Co | 2336 | Tracy | NV | Storey | 3 | Natural Gas Steam Turbine | ST |  | S | 119.8 | 0.9 | 108 | 108 | 32 | N |  |  | N | Electric Utility | 1 | X | NG
Natural Gas Fired Combined Cycle.NG | natural gas combined cycle | TRUE | 17166 | Sierra Pacific Power Co | 2336 | Tracy | NV | Storey | 4 | Natural Gas Fired Combined Cycle | CT | G240 | S | 69.7 | 0.85 | 64 | 68 | 35 | N |  |  | N | Electric Utility | 1 | X | NG
Natural Gas Fired Combined Cycle.NG | natural gas combined cycle | TRUE | 17166 | Sierra Pacific Power Co | 2336 | Tracy | NV | Storey | 5 | Natural Gas Fired Combined Cycle | CA | G240 | S | 50.2 | 0.85 | 40 | 40 | 17 | N |  |  | N | Electric Utility | 1 | X | NG
Natural Gas Fired Combined Cycle.NG | natural gas combined cycle | TRUE | 17166 | Sierra Pacific Power Co | 2336 | Tracy | NV | Storey | 8 | Natural Gas Fired Combined Cycle | CT | PB1 | S | 155.6 | 0.85 | 162 | 167 | 100 | N |  |  | N | Electric Utility | 1 | X | NG
Natural Gas Fired Combined Cycle.NG | natural gas combined cycle | TRUE | 17166 | Sierra Pacific Power Co | 2336 | Tracy | NV | Storey | 9 | Natural Gas Fired Combined Cycle | CT | PB1 | S | 155.6 | 0.85 | 162 | 167 | 100 | N |  |  | N | Electric Utility | 1 | X | NG
Natural Gas Fired Combustion Turbine.NG | natural gas peaker | TRUE | 17166 | Sierra Pacific Power Co | 2336 | Tracy | NV | Storey | GT3 | Natural Gas Fired Combustion Turbine | GT |  | S | 85 | 0.85 | 66.3 | 72 | 35 | N |  |  | N | Electric Utility | 1 | X | NG
Natural Gas Fired Combustion Turbine.NG | natural gas peaker | TRUE | 17166 | Sierra Pacific Power Co | 2336 | Tracy | NV | Storey | GT4 | Natural Gas Fired Combustion Turbine | GT |  | S | 85 | 0.85 | 66.3 | 72 | 35 | N |  |  | N | Electric Utility | 1 | X | NG
Conventional Hydroelectric.WAT | hydro | TRUE | 61122 | Great River Hydro, LLC | 2349 | Comerford | NH | Grafton | GEN1 | Conventional Hydroelectric | HY |  | S | 22 | 0.8 | 22.5 | 22.5 | 12 | N |  |  | N | IPP Non-CHP | 2 | X | WAT
Conventional Hydroelectric.WAT | hydro | TRUE | 61122 | Great River Hydro, LLC | 2349 | Comerford | NH | Grafton | GEN2 | Conventional Hydroelectric | HY |  | S | 48.6 | 0.9 | 47.8 | 48.5 | 12 | N |  |  | N | IPP Non-CHP | 2 | X | WAT
Conventional Hydroelectric.WAT | hydro | TRUE | 61122 | Great River Hydro, LLC | 2349 | Comerford | NH | Grafton | GEN3 | Conventional Hydroelectric | HY |  | S | 48.6 | 0.9 | 47.8 | 48.5 | 12 | N |  |  | N | IPP Non-CHP | 2 | X | WAT
Conventional Hydroelectric.WAT | hydro | TRUE | 61122 | Great River Hydro, LLC | 2349 | Comerford | NH | Grafton | GEN4 | Conventional Hydroelectric | HY |  | S | 48.6 | 0.9 | 47.8 | 48.5 | 12 | N |  |  | N | IPP Non-CHP | 2 | X | WAT
Conventional Hydroelectric.WAT | hydro | TRUE | 61122 | Great River Hydro, LLC | 2351 | S C Moore | NH | Grafton | GEN1 | Conventional Hydroelectric | HY |  | S | 47.7 | 0.9 | 47.2 | 47.7 | 1 | N |  |  | N | IPP Non-CHP | 2 | X | WAT
Conventional Hydroelectric.WAT | hydro | TRUE | 61122 | Great River Hydro, LLC | 2351 | S C Moore | NH | Grafton | GEN2 | Conventional Hydroelectric | HY |  | S | 47.7 | 0.9 | 47.2 | 47.7 | 1 | N |  |  | N | IPP Non-CHP | 2 | X | WAT
Conventional Hydroelectric.WAT | hydro | TRUE | 61122 | Great River Hydro, LLC | 2351 | S C Moore | NH | Grafton | GEN3 | Conventional Hydroelectric | HY |  | S | 47.7 | 0.9 | 47.2 | 47.7 | 1 | N |  |  | N | IPP Non-CHP | 2 | X | WAT
Conventional Hydroelectric.WAT | hydro | TRUE | 61122 | Great River Hydro, LLC | 2351 | S C Moore | NH | Grafton | GEN4 | Conventional Hydroelectric | HY |  | S | 47.7 | 0.9 | 47.2 | 47.7 | 1 | N |  |  | N | IPP Non-CHP | 2 | X | WAT
Conventional Hydroelectric.WAT | hydro | TRUE | 61122 | Great River Hydro, LLC | 2352 | Vernon Dam | VT | Windham | 1 | Conventional Hydroelectric | HY |  | S | 2 | 0.8 | 2.4 | 2.4 | 2 | N |  |  | N | IPP Non-CHP | 2 | X | WAT
Conventional Hydroelectric.WAT | hydro | TRUE | 61122 | Great River Hydro, LLC | 2352 | Vernon Dam | VT | Windham | 10 | Conventional Hydroelectric | HY |  | S | 4.2 | 1 | 4 | 4 | 4 | N |  |  | N | IPP Non-CHP | 2 | X | WAT
Conventional Hydroelectric.WAT | hydro | TRUE | 61122 | Great River Hydro, LLC | 2352 | Vernon Dam | VT | Windham | 2 | Conventional Hydroelectric | HY |  | S | 2 | 0.8 | 2.4 | 2.4 | 2 | N |  |  | N | IPP Non-CHP | 2 | X | WAT
Conventional Hydroelectric.WAT | hydro | TRUE | 61122 | Great River Hydro, LLC | 2352 | Vernon Dam | VT | Windham | 3 | Conventional Hydroelectric | HY |  | S | 2 | 0.8 | 2.4 | 2.4 | 2 | N |  |  | N | IPP Non-CHP | 2 | X | WAT
Conventional Hydroelectric.WAT | hydro | TRUE | 61122 | Great River Hydro, LLC | 2352 | Vernon Dam | VT | Windham | 4 | Conventional Hydroelectric | HY |  | S | 2.5 | 0.8 | 2.4 | 2.4 | 2 | N |  |  | N | IPP Non-CHP | 2 | X | WAT
Conventional Hydroelectric.WAT | hydro | TRUE | 61122 | Great River Hydro, LLC | 2352 | Vernon Dam | VT | Windham | 5 | Conventional Hydroelectric | HY |  | S | 4.5 | 0.9 | 3.6 | 3.6 | 3 | N |  |  | N | IPP Non-CHP | 2 | X | WAT
Conventional Hydroelectric.WAT | hydro | TRUE | 61122 | Great River Hydro, LLC | 2352 | Vernon Dam | VT | Windham | 6A | Conventional Hydroelectric | HY |  | S | 5 | 0.9 | 4.5 | 4.5 | 3 | N |  |  | N | IPP Non-CHP | 2 | X | WAT
Conventional Hydroelectric.WAT | hydro | TRUE | 61122 | Great River Hydro, LLC | 2352 | Vernon Dam | VT | Windham | 7A | Conventional Hydroelectric | HY |  | S | 5 | 0.9 | 4.5 | 4.5 | 3 | N |  |  | N | IPP Non-CHP | 2 | X | WAT
Conventional Hydroelectric.WAT | hydro | TRUE | 61122 | Great River Hydro, LLC | 2352 | Vernon Dam | VT | Windham | 8 | Conventional Hydroelectric | HY |  | S | 4.5 | 0.9 | 3.6 | 3.6 | 3 | N |  |  | N | IPP Non-CHP | 2 | X | WAT
Conventional Hydroelectric.WAT | hydro | TRUE | 61122 | Great River Hydro, LLC | 2352 | Vernon Dam | VT | Windham | 9 | Conventional Hydroelectric | HY |  | S | 4.2 | 1 | 4 | 4 | 3 | N |  |  | N | IPP Non-CHP | 2 | X | WAT
Conventional Hydroelectric.WAT | hydro | TRUE | 61122 | Great River Hydro, LLC | 2353 | Wilder | VT | Windsor | GEN1 | Conventional Hydroelectric | HY |  | S | 16.2 | 0.9 | 18.1 | 19 | 3 | N |  |  | N | IPP Non-CHP | 2 | X | WAT
Conventional Hydroelectric.WAT | hydro | TRUE | 61122 | Great River Hydro, LLC | 2353 | Wilder | VT | Windsor | GEN2 | Conventional Hydroelectric | HY |  | S | 16.2 | 0.9 | 18.1 | 19 | 3 | N |  |  | N | IPP Non-CHP | 2 | X | WAT
Conventional Hydroelectric.WAT | hydro | TRUE | 61122 | Great River Hydro, LLC | 2353 | Wilder | VT | Windsor | GEN3 | Conventional Hydroelectric | HY |  | S | 3.2 | 0.95 | 2.8 | 2.8 | 2.8 | N |  |  | N | IPP Non-CHP | 2 | X | WAT
Conventional Hydroelectric.WAT | hydro | TRUE | 62775 | Central Rivers Power NH, LLC | 2354 | Amoskeag | NH | Hillsborough | 1 | Conventional Hydroelectric | HY |  | S | 6 | 0.8 | 6.2 | 6.5 | 0.7 | N |  |  | N | IPP Non-CHP | 2 | X | WAT
Conventional Hydroelectric.WAT | hydro | TRUE | 62775 | Central Rivers Power NH, LLC | 2354 | Amoskeag | NH | Hillsborough | 2 | Conventional Hydroelectric | HY |  | S | 5 | 0.8 | 5.3 | 5.5 | 0.7 | N |  |  | N | IPP Non-CHP | 2 | X | WAT
Conventional Hydroelectric.WAT | hydro | TRUE | 62775 | Central Rivers Power NH, LLC | 2354 | Amoskeag | NH | Hillsborough | 3 | Conventional Hydroelectric | HY |  | S | 5 | 0.8 | 5.3 | 5.5 | 0.7 | N |  |  | N | IPP Non-CHP | 2 | X | WAT
Conventional Hydroelectric.WAT | hydro | TRUE | 62775 | Central Rivers Power NH, LLC | 2355 | Ayers Island | NH | Grafton | 1 | Conventional Hydroelectric | HY |  | S | 2.8 | 0.8 | 2.8 | 3 | 0.5 | N |  |  | N | IPP Non-CHP | 2 | X | WAT
Conventional Hydroelectric.WAT | hydro | TRUE | 62775 | Central Rivers Power NH, LLC | 2355 | Ayers Island | NH | Grafton | 2 | Conventional Hydroelectric | HY |  | S | 2.8 | 0.8 | 2.8 | 3 | 0.5 | N |  |  | N | IPP Non-CHP | 2 | X | WAT
Conventional Hydroelectric.WAT | hydro | TRUE | 62775 | Central Rivers Power NH, LLC | 2355 | Ayers Island | NH | Grafton | 3 | Conventional Hydroelectric | HY |  | S | 2.8 | 0.8 | 2.8 | 3 | 0.5 | N |  |  | N | IPP Non-CHP | 2 | X | WAT
Conventional Hydroelectric.WAT | hydro | TRUE | 62775 | Central Rivers Power NH, LLC | 2356 | Eastman Falls | NH | Merrimack | 1 | Conventional Hydroelectric | HY |  | S | 1.8 | 0.8 | 1.8 | 1.8 | 0.5 | N |  |  | N | IPP Non-CHP | 2 | X | WAT
Conventional Hydroelectric.WAT | hydro | TRUE | 62775 | Central Rivers Power NH, LLC | 2356 | Eastman Falls | NH | Merrimack | 2 | Conventional Hydroelectric | HY |  | S | 4.6 | 0.9 | 3.8 | 4.7 | 0.9 | N |  |  | N | IPP Non-CHP | 2 | X | WAT
Conventional Hydroelectric.WAT | hydro | TRUE | 62775 | Central Rivers Power NH, LLC | 2357 | Garvins Falls | NH | Merrimack | 1 | Conventional Hydroelectric | HY |  | S | 3.4 | 0.85 | 3.4 | 3.4 | 1.3 | N |  |  | N | IPP Non-CHP | 2 | X | WAT
Conventional Hydroelectric.WAT | hydro | TRUE | 62775 | Central Rivers Power NH, LLC | 2357 | Garvins Falls | NH | Merrimack | 2 | Conventional Hydroelectric | HY |  | S | 3.4 | 0.85 | 3.3 | 3.4 | 1.3 | N |  |  | N | IPP Non-CHP | 2 | X | WAT
Conventional Hydroelectric.WAT | hydro | TRUE | 62775 | Central Rivers Power NH, LLC | 2357 | Garvins Falls | NH | Merrimack | 3 | Conventional Hydroelectric | HY |  | S | 2.4 | 0.8 | 2.4 | 2.4 | 0.5 | N |  |  | N | IPP Non-CHP | 2 | X | WAT
Conventional Hydroelectric.WAT | hydro | TRUE | 62775 | Central Rivers Power NH, LLC | 2357 | Garvins Falls | NH | Merrimack | 4 | Conventional Hydroelectric | HY |  | S | 3.2 | 0.8 | 3.2 | 3.2 | 0.5 | N |  |  | N | IPP Non-CHP | 2 | X | WAT
Conventional Hydroelectric.WAT | hydro | TRUE | 62775 | Central Rivers Power NH, LLC | 2358 | Gorham | NH | Coos | 1 | Conventional Hydroelectric | HY |  | S | 0.4 | 0.8 | 0.4 | 0.4 | 0.1 | N |  |  | N | IPP Non-CHP | 2 | X | WAT
Conventional Hydroelectric.WAT | hydro | TRUE | 62775 | Central Rivers Power NH, LLC | 2358 | Gorham | NH | Coos | 2 | Conventional Hydroelectric | HY |  | S | 0.4 | 0.8 | 0.4 | 0.4 | 0.1 | N |  |  | N | IPP Non-CHP | 2 | X | WAT
Conventional Hydroelectric.WAT | hydro | TRUE | 62775 | Central Rivers Power NH, LLC | 2358 | Gorham | NH | Coos | 3 | Conventional Hydroelectric | HY |  | S | 0.7 | 0.9 | 0.6 | 0.6 | 0.1 | N |  |  | N | IPP Non-CHP | 2 | X | WAT
Conventional Hydroelectric.WAT | hydro | TRUE | 62775 | Central Rivers Power NH, LLC | 2358 | Gorham | NH | Coos | 4 | Conventional Hydroelectric | HY |  | S | 0.7 | 0.9 | 0.6 | 0.6 | 0.1 | N |  |  | N | IPP Non-CHP | 2 | X | WAT
Conventional Hydroelectric.WAT | hydro | TRUE | 62775 | Central Rivers Power NH, LLC | 2359 | Hooksett | NH | Merrimack | 1 | Conventional Hydroelectric | HY |  | S | 1.6 | 0.8 | 1.6 | 1.6 | 0.5 | N |  |  | N | IPP Non-CHP | 2 | X | WAT
Conventional Hydroelectric.WAT | hydro | TRUE | 62775 | Central Rivers Power NH, LLC | 2360 | Jackman | NH | Hillsborough | 1 | Conventional Hydroelectric | HY |  | S | 3.2 | 0.8 | 3.6 | 3.4 | 0.5 | N |  |  | N | IPP Non-CHP | 2 | X | WAT
Petroleum Liquids.DFO | petroleum | TRUE | 62032 | Granite Shore Power | 2362 | Lost Nation | NH | Coos | GT1 | Petroleum Liquids | GT |  | S | 18 | 0.85 | 14 | 18.1 | 4 | N |  |  | N | IPP Non-CHP | 2 | X | DFO
Conventional Steam Coal.BIT | hard coal | TRUE | 62032 | Granite Shore Power | 2364 | Merrimack | NH | Merrimack | 1 | Conventional Steam Coal | ST |  | S | 113.6 | 0.85 | 108 | 108 | 80 | N |  |  | N | IPP Non-CHP | 2 | X | BIT
Conventional Steam Coal.BIT | hard coal | TRUE | 62032 | Granite Shore Power | 2364 | Merrimack | NH | Merrimack | 2 | Conventional Steam Coal | ST |  | S | 345.6 | 0.9 | 330.5 | 330 | 120 | N |  |  | N | IPP Non-CHP | 2 | X | BIT
Petroleum Liquids.JF | petroleum | TRUE | 62032 | Granite Shore Power | 2364 | Merrimack | NH | Merrimack | GT1 | Petroleum Liquids | GT |  | S | 18.6 | 0.85 | 16.8 | 21.7 | 4 | N |  |  | N | IPP Non-CHP | 2 | X | JF
Petroleum Liquids.JF | petroleum | TRUE | 62032 | Granite Shore Power | 2364 | Merrimack | NH | Merrimack | GT2 | Petroleum Liquids | GT |  | S | 18.6 | 0.85 | 16.8 | 21.3 | 4 | N |  |  | N | IPP Non-CHP | 2 | X | JF
Conventional Steam Coal.BIT | hard coal | TRUE | 62032 | Granite Shore Power | 2367 | Schiller | NH | Rockingham | 4 | Conventional Steam Coal | ST |  | S | 50 | 0.85 | 47.5 | 48 | 13 | N |  |  | N | IPP Non-CHP | 2 | X | BIT | RFO | OBS
Wood/Wood Waste Biomass.WDS | biomass | TRUE | 62032 | Granite Shore Power | 2367 | Schiller | NH | Rockingham | 5 | Wood/Wood Waste Biomass | ST |  | S | 50 | 0.85 | 43.1 | 42.6 | 35 | N |  |  | N | IPP Non-CHP | 2 | X | WDS | BIT
Conventional Steam Coal.BIT | hard coal | TRUE | 62032 | Granite Shore Power | 2367 | Schiller | NH | Rockingham | 6 | Conventional Steam Coal | ST |  | S | 50 | 0.85 | 47.9 | 48.6 | 13 | N |  |  | N | IPP Non-CHP | 2 | X | BIT | RFO | OBS
Petroleum Liquids.JF | petroleum | TRUE | 62032 | Granite Shore Power | 2367 | Schiller | NH | Rockingham | GT1 | Petroleum Liquids | GT |  | S | 21.2 | 0.85 | 17 | 18 | 5 | N |  |  | N | IPP Non-CHP | 2 | X | JF
Conventional Hydroelectric.WAT | hydro | TRUE | 62775 | Central Rivers Power NH, LLC | 2368 | Smith (NH) | NH | Coos | 1 | Conventional Hydroelectric | HY |  | S | 15 | 0.8 | 11.7 | 15.2 | 3 | N |  |  | N | IPP Non-CHP | 2 | X | WAT
Petroleum Liquids.JF | petroleum | TRUE | 62032 | Granite Shore Power | 2369 | White Lake | NH | Carroll | GT1 | Petroleum Liquids | GT |  | S | 18.6 | 0.95 | 17.5 | 22.4 | 4 | N |  |  | N | IPP Non-CHP | 2 | X | JF
Natural Gas Fired Combustion Turbine.NG | natural gas peaker | TRUE | 56606 | Calpine New Jersey Generation LLC | 2379 | Carlls Corner | NJ | Cumberland | CA1 | Natural Gas Fired Combustion Turbine | GT |  | S | 41.9 | 0.9 | 37.6 | 49.8 | 33.8 | N | 6 | 2024 | N | IPP Non-CHP | 2 | X | NG | KER
Natural Gas Fired Combustion Turbine.NG | natural gas peaker | TRUE | 56606 | Calpine New Jersey Generation LLC | 2379 | Carlls Corner | NJ | Cumberland | CA2 | Natural Gas Fired Combustion Turbine | GT |  | S | 41.9 | 0.9 | 39.2 | 49.8 | 35.3 | N | 6 | 2024 | N | IPP Non-CHP | 2 | X | NG | KER
Petroleum Liquids.DFO | petroleum | TRUE | 63034 | Sayreville Power, LLC | 2390 | Sayreville | NJ | Middlesex | GT1 | Petroleum Liquids | GT |  | S | 53 | 0.85 | 57.1 | 70 | 50 | N |  |  | N | IPP Non-CHP | 2 | X | DFO | NG
Petroleum Liquids.DFO | petroleum | TRUE | 63034 | Sayreville Power, LLC | 2390 | Sayreville | NJ | Middlesex | GT2 | Petroleum Liquids | GT |  | S | 53 | 0.85 | 56.7 | 70 | 50 | N |  |  | N | IPP Non-CHP | 2 | X | DFO | NG
Petroleum Liquids.DFO | petroleum | TRUE | 63034 | Sayreville Power, LLC | 2390 | Sayreville | NJ | Middlesex | GT3 | Petroleum Liquids | GT |  | S | 53 | 0.85 | 54.6 | 70 | 50 | N |  |  | N | IPP Non-CHP | 2 | X | DFO | NG
Petroleum Liquids.DFO | petroleum | TRUE | 63034 | Sayreville Power, LLC | 2390 | Sayreville | NJ | Middlesex | GT4 | Petroleum Liquids | GT |  | S | 53 | 0.85 | 48.5 | 70 | 45 | N |  |  | N | IPP Non-CHP | 2 | X | DFO | NG
Natural Gas Fired Combined Cycle.NG | natural gas combined cycle | TRUE | 63033 | Gilbert Power, LLC | 2393 | Gilbert | NJ | Hunterdon | 4 | Natural Gas Fired Combined Cycle | CT | CC1 | S | 54 | 0.9 | 49 | 56 | 42 | N |  |  | N | IPP Non-CHP | 2 | X | NG
Natural Gas Fired Combined Cycle.NG | natural gas combined cycle | TRUE | 63033 | Gilbert Power, LLC | 2393 | Gilbert | NJ | Hunterdon | 5 | Natural Gas Fired Combined Cycle | CT | CC1 | S | 54 | 0.9 | 53 | 56 | 42 | N |  |  | N | IPP Non-CHP | 2 | X | NG
Natural Gas Fired Combined Cycle.NG | natural gas combined cycle | TRUE | 63033 | Gilbert Power, LLC | 2393 | Gilbert | NJ | Hunterdon | 6 | Natural Gas Fired Combined Cycle | CT | CC1 | S | 54 | 0.9 | 55 | 56 | 42 | N |  |  | N | IPP Non-CHP | 2 | X | NG
Natural Gas Fired Combined Cycle.NG | natural gas combined cycle | TRUE | 63033 | Gilbert Power, LLC | 2393 | Gilbert | NJ | Hunterdon | 7 | Natural Gas Fired Combined Cycle | CT | CC1 | S | 54 | 0.9 | 55.5 | 56 | 42 | N |  |  | N | IPP Non-CHP | 2 | X | NG
Natural Gas Fired Combined Cycle.NG | natural gas combined cycle | TRUE | 63033 | Gilbert Power, LLC | 2393 | Gilbert | NJ | Hunterdon | 8 | Natural Gas Fired Combined Cycle | CA | CC1 | S | 135 | 0.9 | 90 | 104 | 37 | N |  |  | N | IPP Non-CHP | 2 | X | NG
Natural Gas Fired Combustion Turbine.NG | natural gas peaker | TRUE | 63033 | Gilbert Power, LLC | 2393 | Gilbert | NJ | Hunterdon | 9 | Natural Gas Fired Combustion Turbine | GT |  | S | 161 | 0.9 | 152.7 | 167 | 150 | N |  |  | N | IPP Non-CHP | 2 | X | NG | DFO
Natural Gas Fired Combined Cycle.NG | natural gas combined cycle | TRUE | 65385 | Bergen Generating Station | 2398 | Bergen Generating Station | NJ | Bergen | 1101 | Natural Gas Fired Combined Cycle | CT | CC1 | S | 112.5 | 0.9 | 110 | 110 | 92 | N |  |  | N | IPP Non-CHP | 2 | X | NG | KER
Natural Gas Fired Combined Cycle.NG | natural gas combined cycle | TRUE | 65385 | Bergen Generating Station | 2398 | Bergen Generating Station | NJ | Bergen | 1201 | Natural Gas Fired Combined Cycle | CT | CC1 | S | 112.5 | 0.9 | 110 | 110 | 92 | N |  |  | N | IPP Non-CHP | 2 | X | NG | KER
Natural Gas Fired Combined Cycle.NG | natural gas combined cycle | TRUE | 65385 | Bergen Generating Station | 2398 | Bergen Generating Station | NJ | Bergen | 1301 | Natural Gas Fired Combined Cycle | CT | CC1 | S | 112.5 | 0.9 | 115 | 115 | 92 | N |  |  | N | IPP Non-CHP | 2 | X | NG | KER
Natural Gas Fired Combined Cycle.NG | natural gas combined cycle | TRUE | 65385 | Bergen Generating Station | 2398 | Bergen Generating Station | NJ | Bergen | 1401 | Natural Gas Fired Combined Cycle | CT | CC1 | S | 112.5 | 0.9 | 115 | 115 | 92 | N |  |  | N | IPP Non-CHP | 2 | X | NG | KER
Natural Gas Fired Combined Cycle.NG | natural gas combined cycle | TRUE | 65385 | Bergen Generating Station | 2398 | Bergen Generating Station | NJ | Bergen | 1501 | Natural Gas Fired Combined Cycle | CA | CC1 | S | 325.2 | 0.85 | 204 | 204 | 92 | N |  |  | N | IPP Non-CHP | 2 | X | NG | KER
Natural Gas Fired Combined Cycle.NG | natural gas combined cycle | TRUE | 65385 | Bergen Generating Station | 2398 | Bergen Generating Station | NJ | Bergen | 2101 | Natural Gas Fired Combined Cycle | CT | CC1 | S | 183.6 | 0.85 | 178.5 | 178.5 | 127 | N |  |  | N | IPP Non-CHP | 2 | X | NG | KER
Natural Gas Fired Combined Cycle.NG | natural gas combined cycle | TRUE | 65385 | Bergen Generating Station | 2398 | Bergen Generating Station | NJ | Bergen | 2201 | Natural Gas Fired Combined Cycle | CT | CC1 | S | 183.6 | 0.85 | 174 | 174 | 127 | N |  |  | N | IPP Non-CHP | 2 | X | NG | KER
Natural Gas Fired Combined Cycle.NG | natural gas combined cycle | TRUE | 65385 | Bergen Generating Station | 2398 | Bergen Generating Station | NJ | Bergen | 2301 | Natural Gas Fired Combined Cycle | CA | CC1 | S | 258.4 | 0.85 | 238.5 | 238.5 | 127 | N |  |  | N | IPP Non-CHP | 2 | X | NG | KER
Natural Gas Fired Combustion Turbine.NG | natural gas peaker | TRUE | 65386 | Burlington Generating Station | 2399 | PSEG Burlington Generating Station | NJ | Burlington | 121 | Natural Gas Fired Combustion Turbine | GT |  | S | 60.5 | 0.85 | 42 | 42 | 42 | N |  |  | N | IPP Non-CHP | 2 | X | NG | KER
Natural Gas Fired Combustion Turbine.NG | natural gas peaker | TRUE | 65386 | Burlington Generating Station | 2399 | PSEG Burlington Generating Station | NJ | Burlington | 122 | Natural Gas Fired Combustion Turbine | GT |  | S | 60.5 | 0.85 | 42 | 42 | 42 | N |  |  | N | IPP Non-CHP | 2 | X | NG | KER
Natural Gas Fired Combustion Turbine.NG | natural gas peaker | TRUE | 65386 | Burlington Generating Station | 2399 | PSEG Burlington Generating Station | NJ | Burlington | 123 | Natural Gas Fired Combustion Turbine | GT |  | S | 60.5 | 0.85 | 42 | 42 | 42 | N |  |  | N | IPP Non-CHP | 2 | X | NG | KER
Natural Gas Fired Combustion Turbine.NG | natural gas peaker | TRUE | 65386 | Burlington Generating Station | 2399 | PSEG Burlington Generating Station | NJ | Burlington | 124 | Natural Gas Fired Combustion Turbine | GT |  | S | 60.5 | 0.85 | 42 | 42 | 42 | N |  |  | N | IPP Non-CHP | 2 | X | NG | KER
Natural Gas Fired Combustion Turbine.NG | natural gas peaker | TRUE | 65388 | Kearny Generating Station | 2404 | PSEG Kearny Generating Station | NJ | Hudson | 131 | Natural Gas Fired Combustion Turbine | GT |  | S | 60.5 | 0.85 | 46.9 | 46.9 | 25 | N |  |  | N | IPP Non-CHP | 2 | X | NG
Natural Gas Fired Combustion Turbine.NG | natural gas peaker | TRUE | 65388 | Kearny Generating Station | 2404 | PSEG Kearny Generating Station | NJ | Hudson | 132 | Natural Gas Fired Combustion Turbine | GT |  | S | 60.5 | 0.85 | 46.9 | 46.9 | 25 | N |  |  | N | IPP Non-CHP | 2 | X | NG
Natural Gas Fired Combustion Turbine.NG | natural gas peaker | TRUE | 65388 | Kearny Generating Station | 2404 | PSEG Kearny Generating Station | NJ | Hudson | 133 | Natural Gas Fired Combustion Turbine | GT |  | S | 60.5 | 0.85 | 46.9 | 46.9 | 25 | N |  |  | N | IPP Non-CHP | 2 | X | NG
Natural Gas Fired Combustion Turbine.NG | natural gas peaker | TRUE | 65388 | Kearny Generating Station | 2404 | PSEG Kearny Generating Station | NJ | Hudson | 134 | Natural Gas Fired Combustion Turbine | GT |  | S | 60.5 | 0.85 | 46.9 | 46.9 | 25 | N |  |  | N | IPP Non-CHP | 2 | X | NG
Natural Gas Fired Combustion Turbine.NG | natural gas peaker | TRUE | 65388 | Kearny Generating Station | 2404 | PSEG Kearny Generating Station | NJ | Hudson | 141 | Natural Gas Fired Combustion Turbine | GT |  | S | 60.5 | 0.85 | 46.9 | 46.9 | 25 | N |  |  | N | IPP Non-CHP | 2 | X | NG
Natural Gas Fired Combustion Turbine.NG | natural gas peaker | TRUE | 65388 | Kearny Generating Station | 2404 | PSEG Kearny Generating Station | NJ | Hudson | 142 | Natural Gas Fired Combustion Turbine | GT |  | S | 60.5 | 0.85 | 46.9 | 46.9 | 25 | N |  |  | N | IPP Non-CHP | 2 | X | NG
Natural Gas Fired Combustion Turbine.NG | natural gas peaker | TRUE | 65388 | Kearny Generating Station | 2404 | PSEG Kearny Generating Station | NJ | Hudson | N121 | Natural Gas Fired Combustion Turbine | GT |  | S | 60.5 | 0.85 | 43.8 | 43.8 | 25 | N |  |  | N | IPP Non-CHP | 2 | X | NG | KER
Natural Gas Fired Combustion Turbine.NG | natural gas peaker | TRUE | 65388 | Kearny Generating Station | 2404 | PSEG Kearny Generating Station | NJ | Hudson | N122 | Natural Gas Fired Combustion Turbine | GT |  | S | 60.5 | 0.85 | 43.7 | 43.7 | 25 | N |  |  | N | IPP Non-CHP | 2 | X | NG | KER
Natural Gas Fired Combustion Turbine.NG | natural gas peaker | TRUE | 65388 | Kearny Generating Station | 2404 | PSEG Kearny Generating Station | NJ | Hudson | N123 | Natural Gas Fired Combustion Turbine | GT |  | S | 60.5 | 0.85 | 43.8 | 43.8 | 25 | N |  |  | N | IPP Non-CHP | 2 | X | NG | KER
Natural Gas Fired Combustion Turbine.NG | natural gas peaker | TRUE | 65388 | Kearny Generating Station | 2404 | PSEG Kearny Generating Station | NJ | Hudson | N124 | Natural Gas Fired Combustion Turbine | GT |  | S | 60.5 | 0.85 | 43.7 | 43.7 | 25 | N |  |  | N | IPP Non-CHP | 2 | X | NG | KER
Natural Gas Fired Combined Cycle.NG | natural gas combined cycle | TRUE | 65389 | Linden Combined Cycle | 2406 | PSEG Linden Generating Station | NJ | Union | 1001 | Natural Gas Fired Combined Cycle | CA | CC1 | W | 315 | 0.85 | 252 | 252 | 155 | N |  |  | N | IPP Non-CHP | 2 | X | NG | DFO
Natural Gas Fired Combined Cycle.NG | natural gas combined cycle | TRUE | 65389 | Linden Combined Cycle | 2406 | PSEG Linden Generating Station | NJ | Union | 1101 | Natural Gas Fired Combined Cycle | CT | CC1 | W | 181.4 | 0.85 | 199 | 199 | 155 | N |  |  | N | IPP Non-CHP | 2 | X | NG | DFO
Natural Gas Fired Combined Cycle.NG | natural gas combined cycle | TRUE | 65389 | Linden Combined Cycle | 2406 | PSEG Linden Generating Station | NJ | Union | 1201 | Natural Gas Fired Combined Cycle | CT | CC1 | W | 181.4 | 0.85 | 199 | 199 | 155 | N |  |  | N | IPP Non-CHP | 2 | X | NG | DFO
Natural Gas Fired Combined Cycle.NG | natural gas combined cycle | TRUE | 65389 | Linden Combined Cycle | 2406 | PSEG Linden Generating Station | NJ | Union | 2001 | Natural Gas Fired Combined Cycle | CA | CC2 | W | 315 | 0.85 | 252 | 252 | 155 | N |  |  | N | IPP Non-CHP | 2 | X | NG | DFO
Natural Gas Fired Combined Cycle.NG | natural gas combined cycle | TRUE | 65389 | Linden Combined Cycle | 2406 | PSEG Linden Generating Station | NJ | Union | 2101 | Natural Gas Fired Combined Cycle | CT | CC2 | W | 181.4 | 0.85 | 199 | 199 | 155 | N |  |  | N | IPP Non-CHP | 2 | X | NG | DFO
Natural Gas Fired Combined Cycle.NG | natural gas combined cycle | TRUE | 65389 | Linden Combined Cycle | 2406 | PSEG Linden Generating Station | NJ | Union | 2201 | Natural Gas Fired Combined Cycle | CT | CC2 | W | 181.4 | 0.85 | 199 | 199 | 155 | N |  |  | N | IPP Non-CHP | 2 | X | NG | DFO
Natural Gas Fired Combustion Turbine.NG | natural gas peaker | TRUE | 65389 | Linden Combined Cycle | 2406 | PSEG Linden Generating Station | NJ | Union | 5 | Natural Gas Fired Combustion Turbine | GT |  | W | 96.1 | 0.85 | 86 | 86 | 56.6 | N |  |  | N | IPP Non-CHP | 2 | X | NG | DFO
Natural Gas Fired Combustion Turbine.NG | natural gas peaker | TRUE | 65389 | Linden Combined Cycle | 2406 | PSEG Linden Generating Station | NJ | Union | 6 | Natural Gas Fired Combustion Turbine | GT |  | W | 96.1 | 0.85 | 86 | 86 | 56.6 | N |  |  | N | IPP Non-CHP | 2 | X | NG | DFO
Natural Gas Fired Combustion Turbine.NG | natural gas peaker | TRUE | 65389 | Linden Combined Cycle | 2406 | PSEG Linden Generating Station | NJ | Union | 7 | Natural Gas Fired Combustion Turbine | GT |  | W | 96.1 | 0.85 | 84 | 84 | 55.3 | N |  |  | N | IPP Non-CHP | 2 | X | NG | DFO
Natural Gas Fired Combustion Turbine.NG | natural gas peaker | TRUE | 65389 | Linden Combined Cycle | 2406 | PSEG Linden Generating Station | NJ | Union | 8 | Natural Gas Fired Combustion Turbine | GT |  | W | 96.1 | 0.85 | 80.2 | 80.2 | 53.3 | N |  |  | N | IPP Non-CHP | 2 | X | NG | DFO
Nuclear.NUC | nuclear | TRUE | 15478 | PSEG Nuclear LLC | 2410 | PSEG Salem Generating Station | NJ | Salem | 1 | Nuclear | ST |  | J | 1170 | 0.9 | 1145.8 | 1145.8 | 1145.8 | N |  |  | N | IPP Non-CHP | 2 | X | NUC
Nuclear.NUC | nuclear | TRUE | 15478 | PSEG Nuclear LLC | 2410 | PSEG Salem Generating Station | NJ | Salem | 2 | Nuclear | ST |  | J | 1170 | 0.9 | 1138.9 | 1138.9 | 1138.9 | N |  |  | N | IPP Non-CHP | 2 | X | NUC
Petroleum Liquids.DFO | petroleum | TRUE | 15478 | PSEG Nuclear LLC | 2410 | PSEG Salem Generating Station | NJ | Salem | 3 | Petroleum Liquids | GT |  | J | 41.8 | 0.9 | 38.4 | 38.4 | 38 | N |  |  | N | IPP Non-CHP | 2 | X | DFO
Natural Gas Fired Combined Cycle.NG | natural gas combined cycle | TRUE | 65391 | Sewaren Generating Station | 2411 | PSEG Sewaren Generating Station | NJ | Middlesex | 701 | Natural Gas Fired Combined Cycle | CT | CC7 | S | 365.5 | 0.85 | 338 | 338 | 150 | N |  |  | N | IPP Non-CHP | 2 | X | NG | DFO
Natural Gas Fired Combined Cycle.NG | natural gas combined cycle | TRUE | 65391 | Sewaren Generating Station | 2411 | PSEG Sewaren Generating Station | NJ | Middlesex | 702 | Natural Gas Fired Combined Cycle | CA | CC7 | S | 244 | 0.85 | 200 | 200 | 85 | N |  |  | N | IPP Non-CHP | 2 | X | NG
Natural Gas Fired Combustion Turbine.NG | natural gas peaker | TRUE | 19856 | City of Vineland - (NJ) | 2434 | Howard Down | NJ | Cumberland | 11 | Natural Gas Fired Combustion Turbine | GT |  | S | 68.2 | 0.85 | 55 | 60 | 55 | N |  |  | N | Electric Utility | 1 | X | NG | DFO
Conventional Steam Coal.SUB | hard coal | TRUE | 803 | Arizona Public Service Co | 2442 | Four Corners | NM | San Juan | 4 | Conventional Steam Coal | ST |  | J | 818.1 | 0.9 | 770 | 770 | 364 | N | 12 | 2031 | N | Electric Utility | 1 | X | SUB | NG | BIT
Conventional Steam Coal.SUB | hard coal | TRUE | 803 | Arizona Public Service Co | 2442 | Four Corners | NM | San Juan | 5 | Conventional Steam Coal | ST |  | J | 818.1 | 0.9 | 770 | 770 | 364 | N | 12 | 2031 | N | Electric Utility | 1 | X | SUB | NG | BIT
Natural Gas Steam Turbine.NG | natural gas steam turbine | TRUE | 5701 | El Paso Electric Co | 2444 | Rio Grande | NM | Dona Ana | 6 | Natural Gas Steam Turbine | ST |  | S | 50 | 0.85 | 45 | 47 | 18 | N | 10 | 2024 | N | Electric Utility | 1 | X | NG
Natural Gas Steam Turbine.NG | natural gas steam turbine | TRUE | 5701 | El Paso Electric Co | 2444 | Rio Grande | NM | Dona Ana | 7 | Natural Gas Steam Turbine | ST |  | S | 50 | 0.85 | 47 | 48 | 18 | N | 12 | 2025 | N | Electric Utility | 1 | X | NG
Natural Gas Steam Turbine.NG | natural gas steam turbine | TRUE | 5701 | El Paso Electric Co | 2444 | Rio Grande | NM | Dona Ana | 8 | Natural Gas Steam Turbine | ST |  | S | 166.5 | 0.9 | 139 | 147 | 44 | N |  |  | N | Electric Utility | 1 | X | NG
Natural Gas Fired Combustion Turbine.NG | natural gas peaker | TRUE | 5701 | El Paso Electric Co | 2444 | Rio Grande | NM | Dona Ana | 9 | Natural Gas Fired Combustion Turbine | GT |  | S | 131.8 | 0.85 | 83 | 93 | 17.9 | N |  |  | N | Electric Utility | 1 | X | NG
Natural Gas Steam Turbine.NG | natural gas steam turbine | TRUE | 17718 | Southwestern Public Service Co | 2446 | Maddox | NM | Lea | 1 | Natural Gas Steam Turbine | ST |  | S | 113.6 | 0.85 | 112 | 112 | 35 | N | 12 | 2028 | N | Electric Utility | 1 | X | NG
Natural Gas Fired Combustion Turbine.NG | natural gas peaker | TRUE | 17718 | Southwestern Public Service Co | 2446 | Maddox | NM | Lea | 2 | Natural Gas Fired Combustion Turbine | GT |  | S | 86.9 | 0.9 | 61 | 63 | 48 | N | 12 | 2025 | N | Electric Utility | 1 | X | NG
Natural Gas Fired Combustion Turbine.NG | natural gas peaker | TRUE | 17718 | Southwestern Public Service Co | 2446 | Maddox | NM | Lea | 3 | Natural Gas Fired Combustion Turbine | GT |  | S | 11.5 | 0.85 | 10 | 10 | 3 | N | 12 | 2025 | N | Electric Utility | 1 | X | NG
Natural Gas Steam Turbine.NG | natural gas steam turbine | TRUE | 15473 | Public Service Co of NM | 2450 | Reeves | NM | Bernalillo | 1 | Natural Gas Steam Turbine | ST |  | S | 44 | 0.85 | 42 | 42 | 10 | N |  |  | N | Electric Utility | 1 | X | NG
Natural Gas Steam Turbine.NG | natural gas steam turbine | TRUE | 15473 | Public Service Co of NM | 2450 | Reeves | NM | Bernalillo | 2 | Natural Gas Steam Turbine | ST |  | S | 44 | 0.85 | 41 | 41 | 10 | N |  |  | N | Electric Utility | 1 | X | NG
Natural Gas Steam Turbine.NG | natural gas steam turbine | TRUE | 15473 | Public Service Co of NM | 2450 | Reeves | NM | Bernalillo | 3 | Natural Gas Steam Turbine | ST |  | S | 66 | 0.85 | 63 | 63 | 15 | N |  |  | N | Electric Utility | 1 | X | NG
Natural Gas Steam Turbine.NG | natural gas steam turbine | TRUE | 17718 | Southwestern Public Service Co | 2454 | Cunningham | NM | Lea | 1 | Natural Gas Steam Turbine | ST |  | S | 75 | 0.85 | 71 | 71 | 31 | N |  |  | N | Electric Utility | 1 | X | NG
Natural Gas Steam Turbine.NG | natural gas steam turbine | TRUE | 17718 | Southwestern Public Service Co | 2454 | Cunningham | NM | Lea | 2 | Natural Gas Steam Turbine | ST |  | S | 190.4 | 0.85 | 183 | 183 | 59 | N | 12 | 2025 | N | Electric Utility | 1 | X | NG
Natural Gas Fired Combustion Turbine.NG | natural gas peaker | TRUE | 17718 | Southwestern Public Service Co | 2454 | Cunningham | NM | Lea | 3 | Natural Gas Fired Combustion Turbine | GT |  | S | 126.9 | 0.9 | 106 | 98 | 87 | N | 12 | 2040 | N | Electric Utility | 1 | X | NG
Natural Gas Fired Combustion Turbine.NG | natural gas peaker | TRUE | 17718 | Southwestern Public Service Co | 2454 | Cunningham | NM | Lea | 4 | Natural Gas Fired Combustion Turbine | GT |  | S | 126.9 | 0.9 | 103 | 98 | 87 | N | 12 | 2040 | N | Electric Utility | 1 | X | NG
Natural Gas Steam Turbine.NG | natural gas steam turbine | TRUE | 15473 | Public Service Co of NM | 2475 | Algodones | NM | Sandoval | 1 | Natural Gas Steam Turbine | ST |  | J | 15 | 0.9 | 15 | 15 | 15 | N |  |  | N | Electric Utility | 1 | X | NG | RFO
Natural Gas Steam Turbine.NG | natural gas steam turbine | TRUE | 15473 | Public Service Co of NM | 2475 | Algodones | NM | Sandoval | 2 | Natural Gas Steam Turbine | ST |  | J | 15 | 0.9 | 15 | 15 | 15 | N |  |  | N | Electric Utility | 1 | X | NG | RFO
Natural Gas Steam Turbine.NG | natural gas steam turbine | TRUE | 15473 | Public Service Co of NM | 2475 | Algodones | NM | Sandoval | 3 | Natural Gas Steam Turbine | ST |  | J | 15 | 0.9 | 15 | 15 | 15 | N |  |  | N | Electric Utility | 1 | X | NG | RFO
Natural Gas Steam Turbine.NG | natural gas steam turbine | TRUE | 58971 | Danskammer Energy | 2480 | Danskammer Generating Station | NY | Orange | 1 | Natural Gas Steam Turbine | ST |  | S | 72 | 0.85 | 68 | 68 | 20 | N |  |  | N | IPP Non-CHP | 2 | X | NG
Natural Gas Steam Turbine.NG | natural gas steam turbine | TRUE | 58971 | Danskammer Energy | 2480 | Danskammer Generating Station | NY | Orange | 2 | Natural Gas Steam Turbine | ST |  | S | 73.5 | 0.85 | 65.7 | 65.5 | 20 | N |  |  | N | IPP Non-CHP | 2 | X | NG
Natural Gas Steam Turbine.NG | natural gas steam turbine | TRUE | 58971 | Danskammer Energy | 2480 | Danskammer Generating Station | NY | Orange | 3 | Natural Gas Steam Turbine | ST |  | S | 147.1 | 0.85 | 137.7 | 137.1 | 40 | N |  |  | N | IPP Non-CHP | 2 | X | NG
Natural Gas Steam Turbine.NG | natural gas steam turbine | TRUE | 58971 | Danskammer Energy | 2480 | Danskammer Generating Station | NY | Orange | 4 | Natural Gas Steam Turbine | ST |  | S | 239.4 | 0.85 | 225.9 | 229.5 | 60 | N |  |  | N | IPP Non-CHP | 2 | X | NG
Petroleum Liquids.DFO | petroleum | TRUE | 58971 | Danskammer Energy | 2480 | Danskammer Generating Station | NY | Orange | 5 | Petroleum Liquids | IC |  | S | 2.7 | 0.8 | 2.5 | 2.5 | 0.5 | N |  |  | N | IPP Non-CHP | 2 | X | DFO
Petroleum Liquids.DFO | petroleum | TRUE | 58971 | Danskammer Energy | 2480 | Danskammer Generating Station | NY | Orange | 6 | Petroleum Liquids | IC |  | S | 2.7 | 0.8 | 2.5 | 2.5 | 0.5 | N |  |  | N | IPP Non-CHP | 2 | X | DFO
Conventional Hydroelectric.WAT | hydro | TRUE | 3249 | Central Hudson Gas & Elec Corp | 2481 | Dashville | NY | Ulster | 1 | Conventional Hydroelectric | HY |  | S | 2.4 | 0.8 | 2.4 | 2.4 | 0.3 | N |  |  | N | Electric Utility | 1 | X | WAT
Conventional Hydroelectric.WAT | hydro | TRUE | 3249 | Central Hudson Gas & Elec Corp | 2481 | Dashville | NY | Ulster | 2 | Conventional Hydroelectric | HY |  | S | 2.4 | 0.8 | 2.4 | 2.4 | 0.3 | N |  |  | N | Electric Utility | 1 | X | WAT
Conventional Hydroelectric.WAT | hydro | TRUE | 15296 | New York Power Authority | 2483 | Neversink | NY | Sullivan | H1 | Conventional Hydroelectric | HY |  | W | 25 | 1 | 25 | 25 | 1 | N |  |  | N | Electric Utility | 1 | X | WAT
Petroleum Liquids.KER | petroleum | TRUE | 3249 | Central Hudson Gas & Elec Corp | 2485 | South Cairo | NY | Greene | GT1 | Petroleum Liquids | GT |  | S | 21.3 | 0.86 | 18.1 | 22.9 | 2 | N |  |  | N | Electric Utility | 1 | X | KER
Conventional Hydroelectric.WAT | hydro | TRUE | 3249 | Central Hudson Gas & Elec Corp | 2486 | Sturgeon | NY | Ulster | H1 | Conventional Hydroelectric | HY |  | S | 4.8 | 0.8 | 4.8 | 4.8 | 4 | N |  |  | N | Electric Utility | 1 | X | WAT
Conventional Hydroelectric.WAT | hydro | TRUE | 3249 | Central Hudson Gas & Elec Corp | 2486 | Sturgeon | NY | Ulster | H2 | Conventional Hydroelectric | HY |  | S | 4.8 | 0.8 | 4.8 | 4.8 | 4 | N |  |  | N | Electric Utility | 1 | X | WAT
Conventional Hydroelectric.WAT | hydro | TRUE | 3249 | Central Hudson Gas & Elec Corp | 2486 | Sturgeon | NY | Ulster | H3 | Conventional Hydroelectric | HY |  | S | 4.8 | 0.8 | 4.8 | 4.8 | 4 | N |  |  | N | Electric Utility | 1 | X | WAT
Natural Gas Fired Combustion Turbine.NG | natural gas peaker | TRUE | 3249 | Central Hudson Gas & Elec Corp | 2487 | West Coxsackie | NY | Greene | GT1 | Natural Gas Fired Combustion Turbine | GT |  | S | 21.3 | 0.86 | 20.2 | 24.8 | 2 | N |  |  | N | Electric Utility | 1 | X | NG | KER
Natural Gas Steam Turbine.NG | natural gas steam turbine | TRUE | 13192 | NRG Arthur Kill Operations Inc | 2490 | Arthur Kill Generating Station | NY | Richmond | 2 | Natural Gas Steam Turbine | ST |  | W | 342 | 0.8 | 346.3 | 362.1 | 90 | N |  |  | N | IPP Non-CHP | 2 | X | NG
Natural Gas Steam Turbine.NG | natural gas steam turbine | TRUE | 13192 | NRG Arthur Kill Operations Inc | 2490 | Arthur Kill Generating Station | NY | Richmond | 3 | Natural Gas Steam Turbine | ST |  | W | 535.5 | 0.9 | 519 | 523.4 | 150 | N |  |  | N | IPP Non-CHP | 2 | X | NG
Natural Gas Fired Combustion Turbine.NG | natural gas peaker | TRUE | 13192 | NRG Arthur Kill Operations Inc | 2490 | Arthur Kill Generating Station | NY | Richmond | GT1 | Natural Gas Fired Combustion Turbine | GT |  | W | 18 | 1 | 12.3 | 15.8 | 1 | N |  |  | N | IPP Non-CHP | 2 | X | NG
Natural Gas Fired Combustion Turbine.NG | natural gas peaker | TRUE | 4226 | Consolidated Edison Co-NY Inc | 2493 | East River | NY | New York | 1 | Natural Gas Fired Combustion Turbine | GT |  | S | 180 | 0.85 | 155.1 | 201.6 | 110 | N |  |  | N | Electric Utility | 1 | X | NG | KER
Natural Gas Fired Combustion Turbine.NG | natural gas peaker | TRUE | 4226 | Consolidated Edison Co-NY Inc | 2493 | East River | NY | New York | 2 | Natural Gas Fired Combustion Turbine | GT |  | S | 180 | 0.85 | 155.8 | 198.5 | 110 | N |  |  | N | Electric Utility | 1 | X | NG | KER
Natural Gas Steam Turbine.NG | natural gas steam turbine | TRUE | 4226 | Consolidated Edison Co-NY Inc | 2493 | East River | NY | New York | 6 | Natural Gas Steam Turbine | ST |  | S | 156.2 | 0.8 | 141.4 | 146.6 | 45 | N |  |  | Y | Electric Utility | 1 | T | NG | DFO | RFO
Natural Gas Steam Turbine.NG | natural gas steam turbine | TRUE | 4226 | Consolidated Edison Co-NY Inc | 2493 | East River | NY | New York | 7 | Natural Gas Steam Turbine | ST |  | S | 200 | 0.8 | 184.2 | 188.1 | 65 | N |  |  | N | Electric Utility | 1 | X | NG | DFO | RFO
Petroleum Liquids.DFO | petroleum | TRUE | 54863 | U S Power Generating Company LLC | 2494 | Gowanus Gas Turbines Generating | NY | Kings | GT11 | Petroleum Liquids | GT |  | S | 20 | 1 | 19.1 | 24.9 | 16 | N |  |  | N | IPP Non-CHP | 2 | X | DFO
Petroleum Liquids.DFO | petroleum | TRUE | 54863 | U S Power Generating Company LLC | 2494 | Gowanus Gas Turbines Generating | NY | Kings | GT12 | Petroleum Liquids | GT |  | S | 20 | 1 | 17.1 | 22.3 | 16 | N |  |  | N | IPP Non-CHP | 2 | X | DFO
Petroleum Liquids.DFO | petroleum | TRUE | 54863 | U S Power Generating Company LLC | 2494 | Gowanus Gas Turbines Generating | NY | Kings | GT13 | Petroleum Liquids | GT |  | S | 20 | 1 | 17.2 | 22.5 | 16 | N |  |  | N | IPP Non-CHP | 2 | X | DFO
Petroleum Liquids.DFO | petroleum | TRUE | 54863 | U S Power Generating Company LLC | 2494 | Gowanus Gas Turbines Generating | NY | Kings | GT14 | Petroleum Liquids | GT |  | S | 20 | 1 | 17.1 | 22.3 | 15.6 | N |  |  | N | IPP Non-CHP | 2 | X | DFO
Petroleum Liquids.DFO | petroleum | TRUE | 54863 | U S Power Generating Company LLC | 2494 | Gowanus Gas Turbines Generating | NY | Kings | GT15 | Petroleum Liquids | GT |  | S | 20 | 1 | 16.5 | 21.6 | 15.9 | N |  |  | N | IPP Non-CHP | 2 | X | DFO
Petroleum Liquids.DFO | petroleum | TRUE | 54863 | U S Power Generating Company LLC | 2494 | Gowanus Gas Turbines Generating | NY | Kings | GT16 | Petroleum Liquids | GT |  | S | 20 | 1 | 18 | 23.5 | 15.6 | N |  |  | N | IPP Non-CHP | 2 | X | DFO
Petroleum Liquids.DFO | petroleum | TRUE | 54863 | U S Power Generating Company LLC | 2494 | Gowanus Gas Turbines Generating | NY | Kings | GT17 | Petroleum Liquids | GT |  | S | 20 | 1 | 17.6 | 23 | 16 | N |  |  | N | IPP Non-CHP | 2 | X | DFO
Petroleum Liquids.DFO | petroleum | TRUE | 54863 | U S Power Generating Company LLC | 2494 | Gowanus Gas Turbines Generating | NY | Kings | GT18 | Petroleum Liquids | GT |  | S | 20 | 1 | 17.9 | 23.4 | 14.6 | N |  |  | N | IPP Non-CHP | 2 | X | DFO
Natural Gas Fired Combustion Turbine.NG | natural gas peaker | TRUE | 54863 | U S Power Generating Company LLC | 2494 | Gowanus Gas Turbines Generating | NY | Kings | GT21 | Natural Gas Fired Combustion Turbine | GT |  | S | 20 | 1 | 17.9 | 23.4 | 16 | N |  |  | N | IPP Non-CHP | 2 | X | NG | DFO
Natural Gas Fired Combustion Turbine.NG | natural gas peaker | TRUE | 54863 | U S Power Generating Company LLC | 2494 | Gowanus Gas Turbines Generating | NY | Kings | GT22 | Natural Gas Fired Combustion Turbine | GT |  | S | 20 | 1 | 18.8 | 24.6 | 15.2 | N |  |  | N | IPP Non-CHP | 2 | X | NG | DFO
Natural Gas Fired Combustion Turbine.NG | natural gas peaker | TRUE | 54863 | U S Power Generating Company LLC | 2494 | Gowanus Gas Turbines Generating | NY | Kings | GT23 | Natural Gas Fired Combustion Turbine | GT |  | S | 20 | 1 | 20.6 | 26.9 | 16 | N |  |  | N | IPP Non-CHP | 2 | X | NG | DFO
Natural Gas Fired Combustion Turbine.NG | natural gas peaker | TRUE | 54863 | U S Power Generating Company LLC | 2494 | Gowanus Gas Turbines Generating | NY | Kings | GT24 | Natural Gas Fired Combustion Turbine | GT |  | S | 20 | 1 | 19.3 | 25.2 | 16 | N |  |  | N | IPP Non-CHP | 2 | X | NG | DFO
Natural Gas Fired Combustion Turbine.NG | natural gas peaker | TRUE | 54863 | U S Power Generating Company LLC | 2494 | Gowanus Gas Turbines Generating | NY | Kings | GT25 | Natural Gas Fired Combustion Turbine | GT |  | S | 20 | 1 | 18.6 | 24.3 | 16 | N |  |  | N | IPP Non-CHP | 2 | X | NG | DFO
Natural Gas Fired Combustion Turbine.NG | natural gas peaker | TRUE | 54863 | U S Power Generating Company LLC | 2494 | Gowanus Gas Turbines Generating | NY | Kings | GT26 | Natural Gas Fired Combustion Turbine | GT |  | S | 20 | 1 | 20.3 | 26.5 | 16 | N |  |  | N | IPP Non-CHP | 2 | X | NG | DFO
Natural Gas Fired Combustion Turbine.NG | natural gas peaker | TRUE | 54863 | U S Power Generating Company LLC | 2494 | Gowanus Gas Turbines Generating | NY | Kings | GT27 | Natural Gas Fired Combustion Turbine | GT |  | S | 20 | 1 | 19.6 | 25.6 | 16 | N |  |  | N | IPP Non-CHP | 2 | X | NG | DFO
Natural Gas Fired Combustion Turbine.NG | natural gas peaker | TRUE | 54863 | U S Power Generating Company LLC | 2494 | Gowanus Gas Turbines Generating | NY | Kings | GT28 | Natural Gas Fired Combustion Turbine | GT |  | S | 20 | 1 | 17.7 | 23.1 | 16 | N |  |  | N | IPP Non-CHP | 2 | X | NG | DFO
Natural Gas Fired Combustion Turbine.NG | natural gas peaker | TRUE | 54863 | U S Power Generating Company LLC | 2494 | Gowanus Gas Turbines Generating | NY | Kings | GT31 | Natural Gas Fired Combustion Turbine | GT |  | S | 20 | 1 | 17.7 | 23.1 | 16 | N |  |  | N | IPP Non-CHP | 2 | X | NG | DFO
Natural Gas Fired Combustion Turbine.NG | natural gas peaker | TRUE | 54863 | U S Power Generating Company LLC | 2494 | Gowanus Gas Turbines Generating | NY | Kings | GT32 | Natural Gas Fired Combustion Turbine | GT |  | S | 20 | 1 | 17.7 | 23.1 | 16 | N |  |  | N | IPP Non-CHP | 2 | X | NG | DFO
Natural Gas Fired Combustion Turbine.NG | natural gas peaker | TRUE | 54863 | U S Power Generating Company LLC | 2494 | Gowanus Gas Turbines Generating | NY | Kings | GT33 | Natural Gas Fired Combustion Turbine | GT |  | S | 20 | 1 | 19.8 | 25.9 | 16 | N |  |  | N | IPP Non-CHP | 2 | X | NG | DFO
Natural Gas Fired Combustion Turbine.NG | natural gas peaker | TRUE | 54863 | U S Power Generating Company LLC | 2494 | Gowanus Gas Turbines Generating | NY | Kings | GT34 | Natural Gas Fired Combustion Turbine | GT |  | S | 20 | 1 | 17.9 | 23.4 | 15.9 | N |  |  | N | IPP Non-CHP | 2 | X | NG | DFO
Natural Gas Fired Combustion Turbine.NG | natural gas peaker | TRUE | 54863 | U S Power Generating Company LLC | 2494 | Gowanus Gas Turbines Generating | NY | Kings | GT35 | Natural Gas Fired Combustion Turbine | GT |  | S | 20 | 1 | 19 | 24.8 | 16 | N |  |  | N | IPP Non-CHP | 2 | X | NG | DFO
Natural Gas Fired Combustion Turbine.NG | natural gas peaker | TRUE | 54863 | U S Power Generating Company LLC | 2494 | Gowanus Gas Turbines Generating | NY | Kings | GT36 | Natural Gas Fired Combustion Turbine | GT |  | S | 20 | 1 | 17.6 | 23 | 15.2 | N |  |  | N | IPP Non-CHP | 2 | X | NG | DFO
Natural Gas Fired Combustion Turbine.NG | natural gas peaker | TRUE | 54863 | U S Power Generating Company LLC | 2494 | Gowanus Gas Turbines Generating | NY | Kings | GT37 | Natural Gas Fired Combustion Turbine | GT |  | S | 20 | 1 | 18.1 | 23.6 | 16 | N |  |  | N | IPP Non-CHP | 2 | X | NG | DFO
Natural Gas Fired Combustion Turbine.NG | natural gas peaker | TRUE | 54863 | U S Power Generating Company LLC | 2494 | Gowanus Gas Turbines Generating | NY | Kings | GT38 | Natural Gas Fired Combustion Turbine | GT |  | S | 20 | 1 | 19 | 24.8 | 16 | N |  |  | N | IPP Non-CHP | 2 | X | NG | DFO
Petroleum Liquids.DFO | petroleum | TRUE | 54863 | U S Power Generating Company LLC | 2494 | Gowanus Gas Turbines Generating | NY | Kings | GT41 | Petroleum Liquids | GT |  | S | 20 | 1 | 16.8 | 21.9 | 16 | N |  |  | N | IPP Non-CHP | 2 | X | DFO
Petroleum Liquids.DFO | petroleum | TRUE | 54863 | U S Power Generating Company LLC | 2494 | Gowanus Gas Turbines Generating | NY | Kings | GT42 | Petroleum Liquids | GT |  | S | 20 | 1 | 17.3 | 22.6 | 16 | N |  |  | N | IPP Non-CHP | 2 | X | DFO
Petroleum Liquids.DFO | petroleum | TRUE | 54863 | U S Power Generating Company LLC | 2494 | Gowanus Gas Turbines Generating | NY | Kings | GT43 | Petroleum Liquids | GT |  | S | 20 | 1 | 17.6 | 23 | 16 | N |  |  | N | IPP Non-CHP | 2 | X | DFO
Petroleum Liquids.DFO | petroleum | TRUE | 54863 | U S Power Generating Company LLC | 2494 | Gowanus Gas Turbines Generating | NY | Kings | GT44 | Petroleum Liquids | GT |  | S | 20 | 1 | 17.1 | 22.3 | 15.8 | N |  |  | N | IPP Non-CHP | 2 | X | DFO
Petroleum Liquids.DFO | petroleum | TRUE | 54863 | U S Power Generating Company LLC | 2494 | Gowanus Gas Turbines Generating | NY | Kings | GT45 | Petroleum Liquids | GT |  | S | 20 | 1 | 17.1 | 22.3 | 15.7 | N |  |  | N | IPP Non-CHP | 2 | X | DFO
Petroleum Liquids.DFO | petroleum | TRUE | 54863 | U S Power Generating Company LLC | 2494 | Gowanus Gas Turbines Generating | NY | Kings | GT46 | Petroleum Liquids | GT |  | S | 20 | 1 | 18.6 | 24.3 | 16 | N |  |  | N | IPP Non-CHP | 2 | X | DFO
Petroleum Liquids.DFO | petroleum | TRUE | 54863 | U S Power Generating Company LLC | 2494 | Gowanus Gas Turbines Generating | NY | Kings | GT47 | Petroleum Liquids | GT |  | S | 20 | 1 | 16.6 | 21.7 | 14 | N |  |  | N | IPP Non-CHP | 2 | X | DFO
Petroleum Liquids.DFO | petroleum | TRUE | 54863 | U S Power Generating Company LLC | 2494 | Gowanus Gas Turbines Generating | NY | Kings | GT48 | Petroleum Liquids | GT |  | S | 20 | 1 | 19 | 24.8 | 16 | N |  |  | N | IPP Non-CHP | 2 | X | DFO
Natural Gas Fired Combustion Turbine.NG | natural gas peaker | TRUE | 54863 | U S Power Generating Company LLC | 2499 | Narrows Gas Turbines Generating | NY | Kings | NT11 | Natural Gas Fired Combustion Turbine | GT |  | S | 22 | 1 | 21 | 27.4 | 16 | N |  |  | N | IPP Non-CHP | 2 | X | NG | DFO
Natural Gas Fired Combustion Turbine.NG | natural gas peaker | TRUE | 54863 | U S Power Generating Company LLC | 2499 | Narrows Gas Turbines Generating | NY | Kings | NT12 | Natural Gas Fired Combustion Turbine | GT |  | S | 22 | 1 | 19.5 | 25.5 | 16 | N |  |  | N | IPP Non-CHP | 2 | X | NG | DFO
Natural Gas Fired Combustion Turbine.NG | natural gas peaker | TRUE | 54863 | U S Power Generating Company LLC | 2499 | Narrows Gas Turbines Generating | NY | Kings | NT13 | Natural Gas Fired Combustion Turbine | GT |  | S | 22 | 1 | 20.4 | 26.6 | 16 | N |  |  | N | IPP Non-CHP | 2 | X | NG | DFO
Natural Gas Fired Combustion Turbine.NG | natural gas peaker | TRUE | 54863 | U S Power Generating Company LLC | 2499 | Narrows Gas Turbines Generating | NY | Kings | NT14 | Natural Gas Fired Combustion Turbine | GT |  | S | 22 | 1 | 20.1 | 26.3 | 16 | N |  |  | N | IPP Non-CHP | 2 | X | NG | DFO
Natural Gas Fired Combustion Turbine.NG | natural gas peaker | TRUE | 54863 | U S Power Generating Company LLC | 2499 | Narrows Gas Turbines Generating | NY | Kings | NT15 | Natural Gas Fired Combustion Turbine | GT |  | S | 22 | 1 | 19.8 | 25.9 | 16 | N |  |  | N | IPP Non-CHP | 2 | X | NG | DFO
Natural Gas Fired Combustion Turbine.NG | natural gas peaker | TRUE | 54863 | U S Power Generating Company LLC | 2499 | Narrows Gas Turbines Generating | NY | Kings | NT16 | Natural Gas Fired Combustion Turbine | GT |  | S | 22 | 1 | 18.9 | 24.7 | 15.7 | N |  |  | N | IPP Non-CHP | 2 | X | NG | DFO
Natural Gas Fired Combustion Turbine.NG | natural gas peaker | TRUE | 54863 | U S Power Generating Company LLC | 2499 | Narrows Gas Turbines Generating | NY | Kings | NT17 | Natural Gas Fired Combustion Turbine | GT |  | S | 22 | 1 | 18.4 | 24 | 15.6 | N |  |  | N | IPP Non-CHP | 2 | X | NG | DFO
Natural Gas Fired Combustion Turbine.NG | natural gas peaker | TRUE | 54863 | U S Power Generating Company LLC | 2499 | Narrows Gas Turbines Generating | NY | Kings | NT18 | Natural Gas Fired Combustion Turbine | GT |  | S | 22 | 1 | 19.9 | 26 | 16 | N |  |  | N | IPP Non-CHP | 2 | X | NG | DFO
Natural Gas Fired Combustion Turbine.NG | natural gas peaker | TRUE | 54863 | U S Power Generating Company LLC | 2499 | Narrows Gas Turbines Generating | NY | Kings | NT21 | Natural Gas Fired Combustion Turbine | GT |  | S | 22 | 1 | 19.4 | 25.3 | 16 | N |  |  | N | IPP Non-CHP | 2 | X | NG | DFO
Natural Gas Fired Combustion Turbine.NG | natural gas peaker | TRUE | 54863 | U S Power Generating Company LLC | 2499 | Narrows Gas Turbines Generating | NY | Kings | NT22 | Natural Gas Fired Combustion Turbine | GT |  | S | 22 | 1 | 18.7 | 24.4 | 16 | N |  |  | N | IPP Non-CHP | 2 | X | NG | DFO
Natural Gas Fired Combustion Turbine.NG | natural gas peaker | TRUE | 54863 | U S Power Generating Company LLC | 2499 | Narrows Gas Turbines Generating | NY | Kings | NT23 | Natural Gas Fired Combustion Turbine | GT |  | S | 22 | 1 | 18.4 | 24 | 16 | N |  |  | N | IPP Non-CHP | 2 | X | NG | DFO
Natural Gas Fired Combustion Turbine.NG | natural gas peaker | TRUE | 54863 | U S Power Generating Company LLC | 2499 | Narrows Gas Turbines Generating | NY | Kings | NT24 | Natural Gas Fired Combustion Turbine | GT |  | S | 22 | 1 | 18.4 | 24 | 16 | N |  |  | N | IPP Non-CHP | 2 | X | NG | DFO
Natural Gas Fired Combustion Turbine.NG | natural gas peaker | TRUE | 54863 | U S Power Generating Company LLC | 2499 | Narrows Gas Turbines Generating | NY | Kings | NT25 | Natural Gas Fired Combustion Turbine | GT |  | S | 22 | 1 | 19.9 | 26 | 16 | N |  |  | N | IPP Non-CHP | 2 | X | NG | DFO
Natural Gas Fired Combustion Turbine.NG | natural gas peaker | TRUE | 54863 | U S Power Generating Company LLC | 2499 | Narrows Gas Turbines Generating | NY | Kings | NT26 | Natural Gas Fired Combustion Turbine | GT |  | S | 22 | 1 | 18.1 | 23.6 | 15.3 | N |  |  | N | IPP Non-CHP | 2 | X | NG | DFO
Natural Gas Fired Combustion Turbine.NG | natural gas peaker | TRUE | 54863 | U S Power Generating Company LLC | 2499 | Narrows Gas Turbines Generating | NY | Kings | NT27 | Natural Gas Fired Combustion Turbine | GT |  | S | 22 | 1 | 20.7 | 27 | 16 | N |  |  | N | IPP Non-CHP | 2 | X | NG | DFO
Natural Gas Fired Combustion Turbine.NG | natural gas peaker | TRUE | 54863 | U S Power Generating Company LLC | 2499 | Narrows Gas Turbines Generating | NY | Kings | NT28 | Natural Gas Fired Combustion Turbine | GT |  | S | 22 | 1 | 17.5 | 22.9 | 15.7 | N |  |  | N | IPP Non-CHP | 2 | X | NG | DFO
Natural Gas Steam Turbine.NG | natural gas steam turbine | TRUE | 61130 | Helix Ravenswood, LLC | 2500 | Ravenswood | NY | Queens | 1 | Natural Gas Steam Turbine | ST |  | S | 400 | 0.8 | 368.5 | 375.8 | 75 | N |  |  | N | IPP Non-CHP | 2 | X | NG | DFO
Natural Gas Steam Turbine.NG | natural gas steam turbine | TRUE | 61130 | Helix Ravenswood, LLC | 2500 | Ravenswood | NY | Queens | 2 | Natural Gas Steam Turbine | ST |  | S | 400 | 0.8 | 373 | 374.3 | 75 | N |  |  | N | IPP Non-CHP | 2 | X | NG | DFO
Natural Gas Steam Turbine.NG | natural gas steam turbine | TRUE | 61130 | Helix Ravenswood, LLC | 2500 | Ravenswood | NY | Queens | 3 | Natural Gas Steam Turbine | ST |  | S | 1027 | 0.8 | 988.7 | 968.3 | 150 | N |  |  | N | IPP Non-CHP | 2 | X | NG | DFO
Natural Gas Fired Combined Cycle.NG | natural gas combined cycle | TRUE | 61130 | Helix Ravenswood, LLC | 2500 | Ravenswood | NY | Queens | 4 | Natural Gas Fired Combined Cycle | CT | CCR4 | S | 181 | 0.85 | 161.8 | 185.8 | 115 | N |  |  | N | IPP Non-CHP | 2 | X | NG | KER
Natural Gas Fired Combined Cycle.NG | natural gas combined cycle | TRUE | 61130 | Helix Ravenswood, LLC | 2500 | Ravenswood | NY | Queens | 4S | Natural Gas Fired Combined Cycle | CA | CCR4 | S | 87.5 | 0.85 | 78.3 | 89.8 | 0 | N |  |  | N | IPP Non-CHP | 2 | X | NG | KER
Natural Gas Fired Combustion Turbine.NG | natural gas peaker | TRUE | 61130 | Helix Ravenswood, LLC | 2500 | Ravenswood | NY | Queens | GT1 | Natural Gas Fired Combustion Turbine | GT |  | S | 16 | 0.85 | 8.1 | 11.1 | 7 | N |  |  | N | IPP Non-CHP | 2 | X | NG
Natural Gas Fired Combustion Turbine.NG | natural gas peaker | TRUE | 61130 | Helix Ravenswood, LLC | 2500 | Ravenswood | NY | Queens | GT10 | Natural Gas Fired Combustion Turbine | GT |  | S | 25 | 0.85 | 16 | 20.3 | 10 | N |  |  | N | IPP Non-CHP | 2 | X | NG | KER
Natural Gas Fired Combustion Turbine.NG | natural gas peaker | TRUE | 61130 | Helix Ravenswood, LLC | 2500 | Ravenswood | NY | Queens | GT11 | Natural Gas Fired Combustion Turbine | GT |  | S | 25 | 0.85 | 16.4 | 22.4 | 10 | N |  |  | N | IPP Non-CHP | 2 | X | NG | KER
Natural Gas Fired Combustion Turbine.NG | natural gas peaker | TRUE | 4226 | Consolidated Edison Co-NY Inc | 2503 | 59th Street | NY | New York | GT1 | Natural Gas Fired Combustion Turbine | GT |  | S | 17.1 | 0.91 | 13.1 | 16.1 | 3 | N | 4 | 2025 | N | Electric Utility | 1 | X | NG | KER
Petroleum Liquids.KER | petroleum | TRUE | 4226 | Consolidated Edison Co-NY Inc | 2504 | 74th Street | NY | New York | GT1 | Petroleum Liquids | GT |  | S | 18.5 | 0.85 | 18.5 | 21.7 | 8 | N | 4 | 2023 | N | Electric Utility | 1 | X | KER
Petroleum Liquids.KER | petroleum | TRUE | 4226 | Consolidated Edison Co-NY Inc | 2504 | 74th Street | NY | New York | GT2 | Petroleum Liquids | GT |  | S | 18.5 | 0.85 | 19.3 | 21.9 | 8 | N | 4 | 2023 | N | Electric Utility | 1 | X | KER
Natural Gas Fired Combustion Turbine.NG | natural gas peaker | TRUE | 56505 | National Grid Generation LLC | 2511 | E F Barrett | NY | Nassau | 10 | Natural Gas Fired Combustion Turbine | GT |  | S | 41.8 | 0.9 | 40.6 | 50 | 30 | N |  |  | N | Electric Utility | 1 | X | NG | DFO
Natural Gas Fired Combustion Turbine.NG | natural gas peaker | TRUE | 56505 | National Grid Generation LLC | 2511 | E F Barrett | NY | Nassau | 11 | Natural Gas Fired Combustion Turbine | GT |  | S | 41.8 | 0.9 | 40.1 | 50.5 | 30 | N |  |  | N | Electric Utility | 1 | X | NG | DFO
Natural Gas Fired Combustion Turbine.NG | natural gas peaker | TRUE | 56505 | National Grid Generation LLC | 2511 | E F Barrett | NY | Nassau | 12 | Natural Gas Fired Combustion Turbine | GT |  | S | 41.8 | 0.9 | 40.9 | 48.7 | 30 | N |  |  | N | Electric Utility | 1 | X | NG | DFO
Natural Gas Fired Combustion Turbine.NG | natural gas peaker | TRUE | 56505 | National Grid Generation LLC | 2511 | E F Barrett | NY | Nassau | 3 | Natural Gas Fired Combustion Turbine | GT |  | S | 18 | 0.85 | 17.7 | 20.2 | 10.5 | N |  |  | N | Electric Utility | 1 | X | NG | DFO
Natural Gas Fired Combustion Turbine.NG | natural gas peaker | TRUE | 56505 | National Grid Generation LLC | 2511 | E F Barrett | NY | Nassau | 4 | Natural Gas Fired Combustion Turbine | GT |  | S | 18 | 0.85 | 16.8 | 20.5 | 11.4 | N |  |  | N | Electric Utility | 1 | X | NG | DFO
Natural Gas Fired Combustion Turbine.NG | natural gas peaker | TRUE | 56505 | National Grid Generation LLC | 2511 | E F Barrett | NY | Nassau | 5 | Natural Gas Fired Combustion Turbine | GT |  | S | 18 | 0.85 | 17.6 | 20.1 | 11 | N |  |  | N | Electric Utility | 1 | X | NG | DFO
Natural Gas Fired Combustion Turbine.NG | natural gas peaker | TRUE | 56505 | National Grid Generation LLC | 2511 | E F Barrett | NY | Nassau | 6 | Natural Gas Fired Combustion Turbine | GT |  | S | 18 | 0.85 | 16.4 | 19.9 | 11.2 | N |  |  | N | Electric Utility | 1 | X | NG | DFO
Natural Gas Fired Combustion Turbine.NG | natural gas peaker | TRUE | 56505 | National Grid Generation LLC | 2511 | E F Barrett | NY | Nassau | 8 | Natural Gas Fired Combustion Turbine | GT |  | S | 18 | 0.85 | 15.1 | 15.2 | 11.4 | N |  |  | N | Electric Utility | 1 | X | NG | DFO
Natural Gas Fired Combustion Turbine.NG | natural gas peaker | TRUE | 56505 | National Grid Generation LLC | 2511 | E F Barrett | NY | Nassau | 9 | Natural Gas Fired Combustion Turbine | GT |  | S | 41.8 | 0.9 | 41.2 | 49.2 | 29.8 | N |  |  | N | Electric Utility | 1 | X | NG | DFO
Natural Gas Fired Combustion Turbine.NG | natural gas peaker | TRUE | 56505 | National Grid Generation LLC | 2511 | E F Barrett | NY | Nassau | GT1 | Natural Gas Fired Combustion Turbine | GT |  | S | 18 | 0.85 | 17.4 | 20.5 | 10.7 | N |  |  | N | Electric Utility | 1 | X | NG | DFO
Natural Gas Fired Combustion Turbine.NG | natural gas peaker | TRUE | 56505 | National Grid Generation LLC | 2511 | E F Barrett | NY | Nassau | GT2 | Natural Gas Fired Combustion Turbine | GT |  | S | 18 | 0.85 | 17.6 | 20.4 | 9 | N |  |  | N | Electric Utility | 1 | X | NG | DFO
Natural Gas Steam Turbine.NG | natural gas steam turbine | TRUE | 56505 | National Grid Generation LLC | 2511 | E F Barrett | NY | Nassau | ST1 | Natural Gas Steam Turbine | ST |  | S | 188 | 0.85 | 194.2 | 199.5 | 15 | N |  |  | N | Electric Utility | 1 | X | NG | RFO
Natural Gas Steam Turbine.NG | natural gas steam turbine | TRUE | 56505 | National Grid Generation LLC | 2511 | E F Barrett | NY | Nassau | ST2 | Natural Gas Steam Turbine | ST |  | S | 188 | 0.85 | 178 | 190.5 | 15 | N |  |  | N | Electric Utility | 1 | X | NG | RFO
Petroleum Liquids.DFO | petroleum | TRUE | 56505 | National Grid Generation LLC | 2512 | East Hampton | NY | Suffolk | 1 | Petroleum Liquids | GT |  | S | 21.3 | 0.85 | 19.2 | 24 | 15.4 | N |  |  | N | Electric Utility | 1 | X | DFO
Petroleum Liquids.DFO | petroleum | TRUE | 56505 | National Grid Generation LLC | 2512 | East Hampton | NY | Suffolk | 2 | Petroleum Liquids | IC |  | S | 2 | 0.9 | 2 | 2 | 2 | N |  |  | N | Electric Utility | 1 | X | DFO
Petroleum Liquids.DFO | petroleum | TRUE | 56505 | National Grid Generation LLC | 2512 | East Hampton | NY | Suffolk | 3 | Petroleum Liquids | IC |  | S | 2 | 0.9 | 2 | 2.1 | 2 | N |  |  | N | Electric Utility | 1 | X | DFO
Petroleum Liquids.DFO | petroleum | TRUE | 56505 | National Grid Generation LLC | 2512 | East Hampton | NY | Suffolk | 4 | Petroleum Liquids | IC |  | S | 2 | 0.9 | 2 | 2.1 | 1.9 | N |  |  | N | Electric Utility | 1 | X | DFO
Petroleum Liquids.DFO | petroleum | TRUE | 56505 | National Grid Generation LLC | 2514 | Glenwood | NY | Nassau | GT2 | Petroleum Liquids | GT |  | S | 55 | 0.9 | 49 | 55.1 | 40 | N |  |  | N | Electric Utility | 1 | X | DFO
Petroleum Liquids.DFO | petroleum | TRUE | 56505 | National Grid Generation LLC | 2514 | Glenwood | NY | Nassau | GT3 | Petroleum Liquids | GT |  | S | 55 | 0.9 | 55.1 | 68.6 | 44.1 | N |  |  | N | Electric Utility | 1 | X | DFO
Natural Gas Steam Turbine.NG | natural gas steam turbine | TRUE | 56505 | National Grid Generation LLC | 2516 | Northport | NY | Suffolk | 2 | Natural Gas Steam Turbine | ST |  | S | 387 | 0.9 | 398 | 399 | 40 | N |  |  | N | Electric Utility | 1 | X | NG | RFO
Natural Gas Steam Turbine.NG | natural gas steam turbine | TRUE | 56505 | National Grid Generation LLC | 2516 | Northport | NY | Suffolk | 3 | Natural Gas Steam Turbine | ST |  | S | 387 | 0.9 | 398.5 | 394.2 | 30 | N |  |  | N | Electric Utility | 1 | X | NG | RFO
Natural Gas Steam Turbine.NG | natural gas steam turbine | TRUE | 56505 | National Grid Generation LLC | 2516 | Northport | NY | Suffolk | 4 | Natural Gas Steam Turbine | ST |  | S | 387 | 0.9 | 398 | 396.5 | 40 | N |  |  | N | Electric Utility | 1 | X | NG | RFO
Petroleum Liquids.DFO | petroleum | TRUE | 56505 | National Grid Generation LLC | 2516 | Northport | NY | Suffolk | GT1 | Petroleum Liquids | GT |  | S | 16 | 0.85 | 11.8 | 15.8 | 10.6 | N |  |  | N | Electric Utility | 1 | X | DFO
Natural Gas Steam Turbine.NG | natural gas steam turbine | TRUE | 56505 | National Grid Generation LLC | 2516 | Northport | NY | Suffolk | ST1 | Natural Gas Steam Turbine | ST |  | S | 387 | 0.9 | 397.7 | 396.2 | 40 | N |  |  | N | Electric Utility | 1 | X | NG | RFO
Natural Gas Steam Turbine.NG | natural gas steam turbine | TRUE | 56505 | National Grid Generation LLC | 2517 | Port Jefferson | NY | Suffolk | 3 | Natural Gas Steam Turbine | ST |  | S | 188 | 0.9 | 192 | 189.2 | 15 | N |  |  | N | Electric Utility | 1 | X | NG | RFO
Natural Gas Steam Turbine.NG | natural gas steam turbine | TRUE | 56505 | National Grid Generation LLC | 2517 | Port Jefferson | NY | Suffolk | 4 | Natural Gas Steam Turbine | ST |  | S | 188 | 0.9 | 193 | 194.7 | 15 | N |  |  | N | Electric Utility | 1 | X | NG | RFO
Petroleum Liquids.DFO | petroleum | TRUE | 56505 | National Grid Generation LLC | 2517 | Port Jefferson | NY | Suffolk | GT1 | Petroleum Liquids | GT |  | S | 16 | 0.85 | 12.9 | 16.6 | 10.6 | N |  |  | N | Electric Utility | 1 | X | DFO
Natural Gas Fired Combustion Turbine.NG | natural gas peaker | TRUE | 56505 | National Grid Generation LLC | 2517 | Port Jefferson | NY | Suffolk | GT2 | Natural Gas Fired Combustion Turbine | GT |  | S | 53 | 0.9 | 42.6 | 46.7 | 37 | N |  |  | N | Electric Utility | 1 | X | NG | KER
Natural Gas Fired Combustion Turbine.NG | natural gas peaker | TRUE | 56505 | National Grid Generation LLC | 2517 | Port Jefferson | NY | Suffolk | GT3 | Natural Gas Fired Combustion Turbine | GT |  | S | 53 | 0.9 | 40.1 | 47.1 | 37 | N |  |  | N | Electric Utility | 1 | X | NG | KER
Petroleum Liquids.DFO | petroleum | TRUE | 56505 | National Grid Generation LLC | 2518 | Shoreham | NY | Suffolk | GT1 | Petroleum Liquids | GT |  | S | 52.9 | 0.9 | 49.8 | 65 | 39.4 | N |  |  | N | Electric Utility | 1 | X | DFO
Petroleum Liquids.DFO | petroleum | TRUE | 56505 | National Grid Generation LLC | 2518 | Shoreham | NY | Suffolk | GT2 | Petroleum Liquids | GT |  | S | 18.6 | 0.85 | 15.9 | 19.7 | 12 | N |  |  | N | Electric Utility | 1 | X | DFO
Petroleum Liquids.DFO | petroleum | TRUE | 56505 | National Grid Generation LLC | 2519 | South Hampton | NY | Suffolk | 1 | Petroleum Liquids | GT |  | S | 11.5 | 0.85 | 8.5 | 10.4 | 6.6 | N |  |  | N | Electric Utility | 1 | X | DFO
Petroleum Liquids.DFO | petroleum | TRUE | 56505 | National Grid Generation LLC | 2520 | Southold | NY | Suffolk | 1 | Petroleum Liquids | GT |  | S | 14 | 0.85 | 10 | 9 | 7.3 | N |  |  | N | Electric Utility | 1 | X | DFO
Petroleum Liquids.DFO | petroleum | TRUE | 56505 | National Grid Generation LLC | 2521 | West Babylon | NY | Suffolk | 4 | Petroleum Liquids | GT |  | S | 52.4 | 0.9 | 49.7 | 66.5 | 41.5 | N |  |  | N | Electric Utility | 1 | X | DFO
Conventional Hydroelectric.WAT | hydro | TRUE | 13511 | New York State Elec & Gas Corp | 2522 | Cadyville | NY | Clinton | 1 | Conventional Hydroelectric | HY |  | S | 1.2 | 0.8 | 1.2 | 1.2 | 0 | N |  |  | N | Electric Utility | 1 | X | WAT
Conventional Hydroelectric.WAT | hydro | TRUE | 13511 | New York State Elec & Gas Corp | 2522 | Cadyville | NY | Clinton | 2 | Conventional Hydroelectric | HY |  | S | 1.2 | 0.8 | 1.2 | 1.2 | 0 | N |  |  | N | Electric Utility | 1 | X | WAT
Conventional Hydroelectric.WAT | hydro | TRUE | 13511 | New York State Elec & Gas Corp | 2522 | Cadyville | NY | Clinton | 3 | Conventional Hydroelectric | HY |  | S | 3.1 | 0.95 | 3.1 | 3.1 | 0 | N |  |  | N | Electric Utility | 1 | X | WAT
Natural Gas Steam Turbine.NG | natural gas steam turbine | TRUE | 25 | Greenidge Generation Holdings LLC | 2527 | Greenidge Generation LLC | NY | Yates | 4 | Natural Gas Steam Turbine | ST |  | S | 112 | 0.85 | 104.5 | 106.3 | 32 | N |  |  | N | IPP Non-CHP | 2 | X | NG | WDS
Petroleum Liquids.DFO | petroleum | TRUE | 13511 | New York State Elec & Gas Corp | 2528 | Harris Lake | NY | Essex | 1 | Petroleum Liquids | IC |  | S | 1.7 | 0.8 | 1.7 | 1.7 | 1.7 | N |  |  | N | Electric Utility | 1 | X | DFO
Petroleum Liquids.DFO | petroleum | TRUE | 13511 | New York State Elec & Gas Corp | 2528 | Harris Lake | NY | Essex | 2 | Petroleum Liquids | IC |  | S | 2.5 | 0.8 | 2.3 | 2.3 | 2.3 | N |  |  | N | Electric Utility | 1 | X | DFO
Conventional Hydroelectric.WAT | hydro | TRUE | 13511 | New York State Elec & Gas Corp | 2530 | High Falls - Saranac NY | NY | Clinton | 1 | Conventional Hydroelectric | HY |  | S | 4 | 0.8 | 4 | 4 | 0 | N |  |  | N | Electric Utility | 1 | X | WAT
Conventional Hydroelectric.WAT | hydro | TRUE | 13511 | New York State Elec & Gas Corp | 2530 | High Falls - Saranac NY | NY | Clinton | 2 | Conventional Hydroelectric | HY |  | S | 4 | 0.8 | 4 | 4 | 0 | N |  |  | N | Electric Utility | 1 | X | WAT
Conventional Hydroelectric.WAT | hydro | TRUE | 13511 | New York State Elec & Gas Corp | 2530 | High Falls - Saranac NY | NY | Clinton | 3 | Conventional Hydroelectric | HY |  | S | 7 | 0.8 | 7 | 7 | 0 | N |  |  | N | Electric Utility | 1 | X | WAT
Conventional Hydroelectric.WAT | hydro | TRUE | 13511 | New York State Elec & Gas Corp | 2532 | Kent Falls | NY | Clinton | 1 | Conventional Hydroelectric | HY |  | S | 3.2 | 0.8 | 3.8 | 3.8 | 0 | N |  |  | N | Electric Utility | 1 | X | WAT
Conventional Hydroelectric.WAT | hydro | TRUE | 13511 | New York State Elec & Gas Corp | 2532 | Kent Falls | NY | Clinton | 2 | Conventional Hydroelectric | HY |  | S | 3.2 | 0.8 | 3.8 | 3.8 | 0 | N |  |  | N | Electric Utility | 1 | X | WAT
Conventional Hydroelectric.WAT | hydro | TRUE | 13511 | New York State Elec & Gas Corp | 2532 | Kent Falls | NY | Clinton | 3 | Conventional Hydroelectric | HY |  | S | 6 | 0.95 | 6 | 6 | 0 | N |  |  | N | Electric Utility | 1 | X | WAT
Natural Gas Fired Combined Cycle.NG | natural gas combined cycle | TRUE | 65417 | Generation Bridge II New York LLC | 2539 | Bethlehem Energy Center | NY | Albany | 5 | Natural Gas Fired Combined Cycle | CT | CC1 | S | 194.3 | 0.85 | 178.4 | 205.8 | 170 | N |  |  | N | IPP Non-CHP | 2 | X | NG | KER
Natural Gas Fired Combined Cycle.NG | natural gas combined cycle | TRUE | 65417 | Generation Bridge II New York LLC | 2539 | Bethlehem Energy Center | NY | Albany | 6 | Natural Gas Fired Combined Cycle | CT | CC1 | S | 194.3 | 0.85 | 179.7 | 205.8 | 170 | N |  |  | N | IPP Non-CHP | 2 | X | NG | RFO
Natural Gas Fired Combined Cycle.NG | natural gas combined cycle | TRUE | 65417 | Generation Bridge II New York LLC | 2539 | Bethlehem Energy Center | NY | Albany | 7 | Natural Gas Fired Combined Cycle | CT | CC1 | S | 194.3 | 0.85 | 177.9 | 205.8 | 170 | N |  |  | N | IPP Non-CHP | 2 | X | NG
Natural Gas Fired Combined Cycle.NG | natural gas combined cycle | TRUE | 65417 | Generation Bridge II New York LLC | 2539 | Bethlehem Energy Center | NY | Albany | 8 | Natural Gas Fired Combined Cycle | CA | CC1 | S | 310.2 | 0.85 | 279.5 | 307.3 | 170 | N |  |  | N | IPP Non-CHP | 2 | X | NG
Conventional Hydroelectric.WAT | hydro | TRUE | 5914 | Erie Boulevard Hydropower LP | 2540 | Allens Falls | NY | St Lawrence | 1 | Conventional Hydroelectric | HY |  | S | 4 | 0.8 | 3.5 | 5 | 3.5 | N |  |  | N | IPP Non-CHP | 2 | X | WAT
Conventional Hydroelectric.WAT | hydro | TRUE | 5914 | Erie Boulevard Hydropower LP | 2543 | Beardslee | NY | Herkimer | 1 | Conventional Hydroelectric | HY |  | S | 10 | 0.8 | 8.5 | 8.9 | 4 | N |  |  | N | IPP Non-CHP | 2 | X | WAT
Conventional Hydroelectric.WAT | hydro | TRUE | 5914 | Erie Boulevard Hydropower LP | 2543 | Beardslee | NY | Herkimer | 2 | Conventional Hydroelectric | HY |  | S | 10 | 0.8 | 8.1 | 7.8 | 4 | N |  |  | N | IPP Non-CHP | 2 | X | WAT
Conventional Hydroelectric.WAT | hydro | TRUE | 5914 | Erie Boulevard Hydropower LP | 2544 | Belfort | NY | Lewis | 1 | Conventional Hydroelectric | HY |  | S | 0.4 | 0.8 | 0.4 | 0.4 | 0.2 | N |  |  | N | IPP Non-CHP | 2 | X | WAT
Conventional Hydroelectric.WAT | hydro | TRUE | 5914 | Erie Boulevard Hydropower LP | 2544 | Belfort | NY | Lewis | 2 | Conventional Hydroelectric | HY |  | S | 0.6 | 0.8 | 0.5 | 0.5 | 0.4 | N |  |  | N | IPP Non-CHP | 2 | X | WAT
Conventional Hydroelectric.WAT | hydro | TRUE | 5914 | Erie Boulevard Hydropower LP | 2544 | Belfort | NY | Lewis | 3 | Conventional Hydroelectric | HY |  | S | 1 | 0.8 | 0.9 | 0.9 | 0.7 | N |  |  | N | IPP Non-CHP | 2 | X | WAT
Conventional Hydroelectric.WAT | hydro | TRUE | 5914 | Erie Boulevard Hydropower LP | 2545 | Bennetts Bridge | NY | Oswego | 1 | Conventional Hydroelectric | HY |  | S | 9 | 0.8 | 8.4 | 7 | 3 | N |  |  | N | IPP Non-CHP | 2 | X | WAT
Conventional Hydroelectric.WAT | hydro | TRUE | 5914 | Erie Boulevard Hydropower LP | 2545 | Bennetts Bridge | NY | Oswego | 2 | Conventional Hydroelectric | HY |  | S | 9 | 0.8 | 8.4 | 7.5 | 3 | N |  |  | N | IPP Non-CHP | 2 | X | WAT
Conventional Hydroelectric.WAT | hydro | TRUE | 5914 | Erie Boulevard Hydropower LP | 2545 | Bennetts Bridge | NY | Oswego | 3 | Conventional Hydroelectric | HY |  | S | 9 | 0.8 | 6.3 | 7.3 | 3 | N |  |  | N | IPP Non-CHP | 2 | X | WAT
Conventional Hydroelectric.WAT | hydro | TRUE | 5914 | Erie Boulevard Hydropower LP | 2545 | Bennetts Bridge | NY | Oswego | 4 | Conventional Hydroelectric | HY |  | S | 9 | 0.8 | 7.2 | 7.3 | 3 | N |  |  | N | IPP Non-CHP | 2 | X | WAT
Conventional Hydroelectric.WAT | hydro | TRUE | 5914 | Erie Boulevard Hydropower LP | 2546 | Black River | NY | Jefferson | 1 | Conventional Hydroelectric | HY |  | S | 2 | 0.8 | 1.5 | 2.3 | 1.5 | N |  |  | N | IPP Non-CHP | 2 | X | WAT
Conventional Hydroelectric.WAT | hydro | TRUE | 5914 | Erie Boulevard Hydropower LP | 2546 | Black River | NY | Jefferson | 2 | Conventional Hydroelectric | HY |  | S | 2 | 0.8 | 1.5 | 2.3 | 1.5 | N |  |  | N | IPP Non-CHP | 2 | X | WAT
Conventional Hydroelectric.WAT | hydro | TRUE | 5914 | Erie Boulevard Hydropower LP | 2546 | Black River | NY | Jefferson | 3 | Conventional Hydroelectric | HY |  | S | 2 | 0.8 | 1.5 | 2.3 | 1.5 | N |  |  | N | IPP Non-CHP | 2 | X | WAT
Conventional Hydroelectric.WAT | hydro | TRUE | 5914 | Erie Boulevard Hydropower LP | 2547 | Blake | NY | St Lawrence | 1 | Conventional Hydroelectric | HY |  | S | 15 | 0.8 | 14.2 | 14.5 | 1 | N |  |  | N | IPP Non-CHP | 2 | X | WAT
Conventional Hydroelectric.WAT | hydro | TRUE | 5914 | Erie Boulevard Hydropower LP | 2548 | Browns Falls | NY | St Lawrence | 1 | Conventional Hydroelectric | HY |  | S | 8 | 0.8 | 7.9 | 7.6 | 7 | N |  |  | N | IPP Non-CHP | 2 | X | WAT
Conventional Hydroelectric.WAT | hydro | TRUE | 5914 | Erie Boulevard Hydropower LP | 2548 | Browns Falls | NY | St Lawrence | 2 | Conventional Hydroelectric | HY |  | S | 8 | 0.8 | 7.9 | 7.6 | 7 | N |  |  | N | IPP Non-CHP | 2 | X | WAT
Conventional Hydroelectric.WAT | hydro | TRUE | 5914 | Erie Boulevard Hydropower LP | 2550 | Chasm | NY | Franklin | 1 | Conventional Hydroelectric | HY |  | S | 1 | 0.8 | 0.5 | 0.6 | 0.5 | N |  |  | N | IPP Non-CHP | 2 | X | WAT
Conventional Hydroelectric.WAT | hydro | TRUE | 5914 | Erie Boulevard Hydropower LP | 2550 | Chasm | NY | Franklin | 2 | Conventional Hydroelectric | HY |  | S | 1 | 0.8 | 0.5 | 0.6 | 0.5 | N |  |  | N | IPP Non-CHP | 2 | X | WAT
Conventional Hydroelectric.WAT | hydro | TRUE | 5914 | Erie Boulevard Hydropower LP | 2550 | Chasm | NY | Franklin | 3 | Conventional Hydroelectric | HY |  | S | 1 | 0.9 | 0.6 | 0.7 | 0.6 | N |  |  | N | IPP Non-CHP | 2 | X | WAT
Conventional Hydroelectric.WAT | hydro | TRUE | 5914 | Erie Boulevard Hydropower LP | 2551 | Colton | NY | St Lawrence | 1 | Conventional Hydroelectric | HY |  | S | 10 | 0.8 | 9.9 | 9.7 | 0.2 | N |  |  | N | IPP Non-CHP | 2 | X | WAT
Conventional Hydroelectric.WAT | hydro | TRUE | 5914 | Erie Boulevard Hydropower LP | 2551 | Colton | NY | St Lawrence | 2 | Conventional Hydroelectric | HY |  | S | 10 | 0.8 | 10.3 | 9.9 | 0.2 | N |  |  | N | IPP Non-CHP | 2 | X | WAT
Conventional Hydroelectric.WAT | hydro | TRUE | 5914 | Erie Boulevard Hydropower LP | 2551 | Colton | NY | St Lawrence | 3 | Conventional Hydroelectric | HY |  | S | 10 | 0.8 | 9.5 | 11.1 | 0.2 | N |  |  | N | IPP Non-CHP | 2 | X | WAT
Conventional Hydroelectric.WAT | hydro | TRUE | 5914 | Erie Boulevard Hydropower LP | 2552 | Deferiet | NY | Jefferson | 1 | Conventional Hydroelectric | HY |  | S | 4 | 0.8 | 3.6 | 3.6 | 2.8 | N |  |  | N | IPP Non-CHP | 2 | X | WAT
Conventional Hydroelectric.WAT | hydro | TRUE | 5914 | Erie Boulevard Hydropower LP | 2552 | Deferiet | NY | Jefferson | 2 | Conventional Hydroelectric | HY |  | S | 4 | 0.8 | 3.6 | 3.6 | 2.8 | N |  |  | N | IPP Non-CHP | 2 | X | WAT
Conventional Hydroelectric.WAT | hydro | TRUE | 5914 | Erie Boulevard Hydropower LP | 2552 | Deferiet | NY | Jefferson | 3 | Conventional Hydroelectric | HY |  | S | 4 | 0.8 | 3.6 | 3.6 | 2.8 | N |  |  | N | IPP Non-CHP | 2 | X | WAT
Conventional Hydroelectric.WAT | hydro | TRUE | 5914 | Erie Boulevard Hydropower LP | 2555 | Eagle | NY | Lewis | 1 | Conventional Hydroelectric | HY |  | S | 2 | 0.9 | 1.4 | 1.1 | 1.1 | N |  |  | N | IPP Non-CHP | 2 | X | WAT
Conventional Hydroelectric.WAT | hydro | TRUE | 5914 | Erie Boulevard Hydropower LP | 2555 | Eagle | NY | Lewis | 2 | Conventional Hydroelectric | HY |  | S | 1 | 0.9 | 1.2 | 1 | 1 | N |  |  | N | IPP Non-CHP | 2 | X | WAT
Conventional Hydroelectric.WAT | hydro | TRUE | 5914 | Erie Boulevard Hydropower LP | 2555 | Eagle | NY | Lewis | 3 | Conventional Hydroelectric | HY |  | S | 1 | 0.9 | 1.2 | 1 | 1 | N |  |  | N | IPP Non-CHP | 2 | X | WAT
Conventional Hydroelectric.WAT | hydro | TRUE | 5914 | Erie Boulevard Hydropower LP | 2555 | Eagle | NY | Lewis | 4 | Conventional Hydroelectric | HY |  | S | 2 | 0.8 | 2 | 1.8 | 1.8 | N |  |  | N | IPP Non-CHP | 2 | X | WAT
Conventional Hydroelectric.WAT | hydro | TRUE | 5914 | Erie Boulevard Hydropower LP | 2556 | Eel Weir | NY | St Lawrence | 1 | Conventional Hydroelectric | HY |  | S | 0.5 | 0.8 | 0.4 | 0.4 | 0.4 | N |  |  | N | IPP Non-CHP | 2 | X | WAT
Conventional Hydroelectric.WAT | hydro | TRUE | 5914 | Erie Boulevard Hydropower LP | 2556 | Eel Weir | NY | St Lawrence | 2 | Conventional Hydroelectric | HY |  | S | 1 | 0.8 | 0.8 | 0.8 | 0.8 | N |  |  | N | IPP Non-CHP | 2 | X | WAT
Conventional Hydroelectric.WAT | hydro | TRUE | 5914 | Erie Boulevard Hydropower LP | 2556 | Eel Weir | NY | St Lawrence | 3 | Conventional Hydroelectric | HY |  | S | 1 | 0.8 | 0.8 | 0.8 | 0.8 | N |  |  | N | IPP Non-CHP | 2 | X | WAT
Conventional Hydroelectric.WAT | hydro | TRUE | 5914 | Erie Boulevard Hydropower LP | 2557 | Effley | NY | Lewis | 1 | Conventional Hydroelectric | HY |  | S | 0.4 | 1 | 0.4 | 0.4 | 0.4 | N |  |  | N | IPP Non-CHP | 2 | X | WAT
Conventional Hydroelectric.WAT | hydro | TRUE | 5914 | Erie Boulevard Hydropower LP | 2557 | Effley | NY | Lewis | 2 | Conventional Hydroelectric | HY |  | S | 0.4 | 1 | 0.4 | 0.4 | 0.4 | N |  |  | N | IPP Non-CHP | 2 | X | WAT
Conventional Hydroelectric.WAT | hydro | TRUE | 5914 | Erie Boulevard Hydropower LP | 2557 | Effley | NY | Lewis | 3 | Conventional Hydroelectric | HY |  | S | 0.6 | 0.8 | 0.4 | 0.4 | 0.4 | N |  |  | N | IPP Non-CHP | 2 | X | WAT
Conventional Hydroelectric.WAT | hydro | TRUE | 5914 | Erie Boulevard Hydropower LP | 2557 | Effley | NY | Lewis | 4 | Conventional Hydroelectric | HY |  | S | 1.6 | 0.8 | 1.7 | 1.4 | 1.4 | N |  |  | N | IPP Non-CHP | 2 | X | WAT
Conventional Hydroelectric.WAT | hydro | TRUE | 5914 | Erie Boulevard Hydropower LP | 2559 | Elmer | NY | Lewis | 1 | Conventional Hydroelectric | HY |  | S | 1 | 0.8 | 1 | 1 | 0.7 | N |  |  | N | IPP Non-CHP | 2 | X | WAT
Conventional Hydroelectric.WAT | hydro | TRUE | 5914 | Erie Boulevard Hydropower LP | 2559 | Elmer | NY | Lewis | 2 | Conventional Hydroelectric | HY |  | S | 1 | 0.8 | 1 | 1 | 0.7 | N |  |  | N | IPP Non-CHP | 2 | X | WAT
Conventional Hydroelectric.WAT | hydro | TRUE | 5914 | Erie Boulevard Hydropower LP | 2560 | Ephratah | NY | Fulton | 1 | Conventional Hydroelectric | HY |  | S | 1 | 0.8 | 0.9 | 0.9 | 0.2 | N |  |  | N | IPP Non-CHP | 2 | X | WAT
Conventional Hydroelectric.WAT | hydro | TRUE | 5914 | Erie Boulevard Hydropower LP | 2560 | Ephratah | NY | Fulton | 2 | Conventional Hydroelectric | HY |  | S | 1 | 0.8 | 0.9 | 1 | 0.2 | N |  |  | N | IPP Non-CHP | 2 | X | WAT
Conventional Hydroelectric.WAT | hydro | TRUE | 5914 | Erie Boulevard Hydropower LP | 2560 | Ephratah | NY | Fulton | 3 | Conventional Hydroelectric | HY |  | S | 1 | 0.8 | 0.9 | 1 | 0.2 | N |  |  | N | IPP Non-CHP | 2 | X | WAT
Conventional Hydroelectric.WAT | hydro | TRUE | 5914 | Erie Boulevard Hydropower LP | 2560 | Ephratah | NY | Fulton | 4 | Conventional Hydroelectric | HY |  | S | 1 | 0.8 | 1 | 1 | 0.2 | N |  |  | N | IPP Non-CHP | 2 | X | WAT
Conventional Hydroelectric.WAT | hydro | TRUE | 5914 | Erie Boulevard Hydropower LP | 2561 | East Norfolk | NY | St Lawrence | 1 | Conventional Hydroelectric | HY |  | S | 4 | 0.8 | 4.1 | 4 | 0.9 | N |  |  | N | IPP Non-CHP | 2 | X | WAT
Conventional Hydroelectric.WAT | hydro | TRUE | 5914 | Erie Boulevard Hydropower LP | 2562 | Five Falls | NY | St Lawrence | 1 | Conventional Hydroelectric | HY |  | S | 24 | 0.8 | 22.4 | 23.5 | 1 | N |  |  | N | IPP Non-CHP | 2 | X | WAT
Conventional Hydroelectric.WAT | hydro | TRUE | 5914 | Erie Boulevard Hydropower LP | 2563 | Flat Rock | NY | St Lawrence | 1 | Conventional Hydroelectric | HY |  | S | 2 | 0.8 | 2.4 | 2.4 | 1.4 | N |  |  | N | IPP Non-CHP | 2 | X | WAT
Conventional Hydroelectric.WAT | hydro | TRUE | 5914 | Erie Boulevard Hydropower LP | 2563 | Flat Rock | NY | St Lawrence | 2 | Conventional Hydroelectric | HY |  | S | 3 | 0.8 | 2.8 | 2.8 | 2.5 | N |  |  | N | IPP Non-CHP | 2 | X | WAT
Conventional Hydroelectric.WAT | hydro | TRUE | 5914 | Erie Boulevard Hydropower LP | 2564 | Franklin (NY) | NY | Franklin | 1 | Conventional Hydroelectric | HY |  | S | 1 | 0.8 | 0.9 | 0.9 | 0.8 | N |  |  | N | IPP Non-CHP | 2 | X | WAT
Conventional Hydroelectric.WAT | hydro | TRUE | 5914 | Erie Boulevard Hydropower LP | 2564 | Franklin (NY) | NY | Franklin | 2 | Conventional Hydroelectric | HY |  | S | 1 | 0.8 | 1.1 | 1.1 | 1 | N |  |  | N | IPP Non-CHP | 2 | X | WAT
Conventional Hydroelectric.WAT | hydro | TRUE | 5914 | Erie Boulevard Hydropower LP | 2566 | Fulton Hydro | NY | Oswego | 1 | Conventional Hydroelectric | HY |  | S | 0.8 | 0.8 | 0.1 | 0.7 | 0.1 | N |  |  | N | IPP Non-CHP | 2 | X | WAT
Conventional Hydroelectric.WAT | hydro | TRUE | 5914 | Erie Boulevard Hydropower LP | 2566 | Fulton Hydro | NY | Oswego | 2 | Conventional Hydroelectric | HY |  | S | 0.5 | 0.8 | 0.1 | 0.3 | 0.1 | N |  |  | N | IPP Non-CHP | 2 | X | WAT
Conventional Hydroelectric.WAT | hydro | TRUE | 5914 | Erie Boulevard Hydropower LP | 2568 | Glenwood Hydro | NY | Orleans | 1 | Conventional Hydroelectric | HY |  | S | 0.5 | 0.8 | 0.5 | 0.4 | 0.3 | N |  |  | N | IPP Non-CHP | 2 | X | WAT
Conventional Hydroelectric.WAT | hydro | TRUE | 5914 | Erie Boulevard Hydropower LP | 2568 | Glenwood Hydro | NY | Orleans | 2 | Conventional Hydroelectric | HY |  | S | 0.5 | 0.8 | 0.5 | 0.4 | 0.3 | N |  |  | N | IPP Non-CHP | 2 | X | WAT
Conventional Hydroelectric.WAT | hydro | TRUE | 5914 | Erie Boulevard Hydropower LP | 2568 | Glenwood Hydro | NY | Orleans | 3 | Conventional Hydroelectric | HY |  | S | 0.5 | 0.8 | 0.5 | 0.4 | 0.3 | N |  |  | N | IPP Non-CHP | 2 | X | WAT
Conventional Hydroelectric.WAT | hydro | TRUE | 5914 | Erie Boulevard Hydropower LP | 2569 | Granby | NY | Oswego | 1 | Conventional Hydroelectric | HY |  | S | 5 | 0.9 | 5.1 | 5.2 | 2.8 | N |  |  | N | IPP Non-CHP | 2 | X | WAT
Conventional Hydroelectric.WAT | hydro | TRUE | 5914 | Erie Boulevard Hydropower LP | 2569 | Granby | NY | Oswego | 2 | Conventional Hydroelectric | HY |  | S | 5 | 0.9 | 5.1 | 5.2 | 2.8 | N |  |  | N | IPP Non-CHP | 2 | X | WAT
Conventional Hydroelectric.WAT | hydro | TRUE | 5914 | Erie Boulevard Hydropower LP | 2571 | Hannawa | NY | St Lawrence | 1 | Conventional Hydroelectric | HY |  | S | 3.6 | 0.8 | 3.6 | 3.6 | 0.2 | N |  |  | N | IPP Non-CHP | 2 | X | WAT
Conventional Hydroelectric.WAT | hydro | TRUE | 5914 | Erie Boulevard Hydropower LP | 2571 | Hannawa | NY | St Lawrence | 2 | Conventional Hydroelectric | HY |  | S | 3.6 | 0.8 | 3.6 | 3.6 | 0.2 | N |  |  | N | IPP Non-CHP | 2 | X | WAT
Conventional Hydroelectric.WAT | hydro | TRUE | 5914 | Erie Boulevard Hydropower LP | 2572 | Herrings | NY | Jefferson | 1 | Conventional Hydroelectric | HY |  | S | 1.8 | 0.8 | 1.5 | 1.5 | 1 | N |  |  | N | IPP Non-CHP | 2 | X | WAT
Conventional Hydroelectric.WAT | hydro | TRUE | 5914 | Erie Boulevard Hydropower LP | 2572 | Herrings | NY | Jefferson | 2 | Conventional Hydroelectric | HY |  | S | 1.8 | 0.8 | 1.5 | 1.5 | 1 | N |  |  | N | IPP Non-CHP | 2 | X | WAT
Conventional Hydroelectric.WAT | hydro | TRUE | 5914 | Erie Boulevard Hydropower LP | 2572 | Herrings | NY | Jefferson | 3 | Conventional Hydroelectric | HY |  | S | 1.8 | 0.8 | 1.5 | 1.5 | 1 | N |  |  | N | IPP Non-CHP | 2 | X | WAT
Conventional Hydroelectric.WAT | hydro | TRUE | 5914 | Erie Boulevard Hydropower LP | 2573 | Heuvelton | NY | St Lawrence | 1 | Conventional Hydroelectric | HY |  | S | 0.5 | 0.8 | 0.4 | 0.4 | 0.2 | N |  |  | N | IPP Non-CHP | 2 | X | WAT
Conventional Hydroelectric.WAT | hydro | TRUE | 5914 | Erie Boulevard Hydropower LP | 2573 | Heuvelton | NY | St Lawrence | 2 | Conventional Hydroelectric | HY |  | S | 0.5 | 0.8 | 0.4 | 0.4 | 0.2 | N |  |  | N | IPP Non-CHP | 2 | X | WAT
Conventional Hydroelectric.WAT | hydro | TRUE | 14240 | Oswego City of | 2574 | High Dam | NY | Oswego | 1 | Conventional Hydroelectric | HY |  | S | 2.8 | 1 | 2.2 | 2.2 | 0.7 | N |  |  | N | Electric Utility | 1 | X | WAT
Conventional Hydroelectric.WAT | hydro | TRUE | 14240 | Oswego City of | 2574 | High Dam | NY | Oswego | 2 | Conventional Hydroelectric | HY |  | S | 2.8 | 1 | 2.2 | 2.2 | 0.7 | N |  |  | N | Electric Utility | 1 | X | WAT
Conventional Hydroelectric.WAT | hydro | TRUE | 14240 | Oswego City of | 2574 | High Dam | NY | Oswego | 3 | Conventional Hydroelectric | HY |  | S | 2.8 | 1 | 2.2 | 2.2 | 0.7 | N |  |  | N | Electric Utility | 1 | X | WAT
Conventional Hydroelectric.WAT | hydro | TRUE | 14240 | Oswego City of | 2574 | High Dam | NY | Oswego | 4 | Conventional Hydroelectric | HY |  | S | 3.5 | 1 | 2.2 | 2.2 | 0.7 | N |  |  | N | Electric Utility | 1 | X | WAT
Conventional Hydroelectric.WAT | hydro | TRUE | 5914 | Erie Boulevard Hydropower LP | 2575 | High Falls - Croghan NY | NY | Lewis | 1 | Conventional Hydroelectric | HY |  | S | 2 | 0.8 | 1.8 | 1.8 | 1 | N |  |  | N | IPP Non-CHP | 2 | X | WAT
Conventional Hydroelectric.WAT | hydro | TRUE | 5914 | Erie Boulevard Hydropower LP | 2575 | High Falls - Croghan NY | NY | Lewis | 2 | Conventional Hydroelectric | HY |  | S | 2 | 0.8 | 1.8 | 1.8 | 1 | N |  |  | N | IPP Non-CHP | 2 | X | WAT
Conventional Hydroelectric.WAT | hydro | TRUE | 5914 | Erie Boulevard Hydropower LP | 2575 | High Falls - Croghan NY | NY | Lewis | 3 | Conventional Hydroelectric | HY |  | S | 2 | 0.8 | 1.8 | 1.8 | 1 | N |  |  | N | IPP Non-CHP | 2 | X | WAT
Conventional Hydroelectric.WAT | hydro | TRUE | 5914 | Erie Boulevard Hydropower LP | 2576 | Higley | NY | St Lawrence | 1N | Conventional Hydroelectric | HY |  | S | 1.5 | 0.8 | 1.5 | 1.6 | 0.3 | N |  |  | N | IPP Non-CHP | 2 | X | WAT
Conventional Hydroelectric.WAT | hydro | TRUE | 5914 | Erie Boulevard Hydropower LP | 2576 | Higley | NY | St Lawrence | 2N | Conventional Hydroelectric | HY |  | S | 1.5 | 0.8 | 1.6 | 1.6 | 0.3 | N |  |  | N | IPP Non-CHP | 2 | X | WAT
Conventional Hydroelectric.WAT | hydro | TRUE | 5914 | Erie Boulevard Hydropower LP | 2576 | Higley | NY | St Lawrence | 3N | Conventional Hydroelectric | HY |  | S | 1.5 | 0.8 | 1.6 | 1.6 | 0.3 | N |  |  | N | IPP Non-CHP | 2 | X | WAT
Conventional Hydroelectric.WAT | hydro | TRUE | 5914 | Erie Boulevard Hydropower LP | 2576 | Higley | NY | St Lawrence | 4N | Conventional Hydroelectric | HY |  | S | 1.5 | 0.8 | 1.6 | 1.6 | 0.3 | N |  |  | N | IPP Non-CHP | 2 | X | WAT
Conventional Hydroelectric.WAT | hydro | TRUE | 5914 | Erie Boulevard Hydropower LP | 2578 | Hydraulic Race | NY | Niagara | 1 | Conventional Hydroelectric | HY |  | S | 3 | 0.8 | 2.8 | 2.4 | 1.8 | N |  |  | N | IPP Non-CHP | 2 | X | WAT
Conventional Hydroelectric.WAT | hydro | TRUE | 5914 | Erie Boulevard Hydropower LP | 2579 | Inghams | NY | Fulton | 1 | Conventional Hydroelectric | HY |  | S | 3 | 0.8 | 2.8 | 2.9 | 1 | N |  |  | N | IPP Non-CHP | 2 | X | WAT
Conventional Hydroelectric.WAT | hydro | TRUE | 5914 | Erie Boulevard Hydropower LP | 2579 | Inghams | NY | Fulton | 2 | Conventional Hydroelectric | HY |  | S | 3 | 0.8 | 3.4 | 3.4 | 1 | N |  |  | N | IPP Non-CHP | 2 | X | WAT
Conventional Hydroelectric.WAT | hydro | TRUE | 5914 | Erie Boulevard Hydropower LP | 2580 | Johnsonville Dam | NY | Rensselaer | 1 | Conventional Hydroelectric | HY |  | S | 2 | 0.8 | 1.1 | 1.1 | 0.3 | N |  |  | N | IPP Non-CHP | 2 | X | WAT
Conventional Hydroelectric.WAT | hydro | TRUE | 5914 | Erie Boulevard Hydropower LP | 2580 | Johnsonville Dam | NY | Rensselaer | 2 | Conventional Hydroelectric | HY |  | S | 2 | 0.8 | 1.4 | 1.2 | 0.3 | N |  |  | N | IPP Non-CHP | 2 | X | WAT
Conventional Hydroelectric.WAT | hydro | TRUE | 5914 | Erie Boulevard Hydropower LP | 2581 | Kamargo | NY | Jefferson | 1 | Conventional Hydroelectric | HY |  | S | 2 | 0.8 | 1.3 | 1.7 | 1 | N |  |  | N | IPP Non-CHP | 2 | X | WAT
Conventional Hydroelectric.WAT | hydro | TRUE | 5914 | Erie Boulevard Hydropower LP | 2581 | Kamargo | NY | Jefferson | 2 | Conventional Hydroelectric | HY |  | S | 2 | 0.8 | 1.3 | 1.7 | 1 | N |  |  | N | IPP Non-CHP | 2 | X | WAT
Conventional Hydroelectric.WAT | hydro | TRUE | 5914 | Erie Boulevard Hydropower LP | 2581 | Kamargo | NY | Jefferson | 3 | Conventional Hydroelectric | HY |  | S | 2 | 0.8 | 1.3 | 1.7 | 1 | N |  |  | N | IPP Non-CHP | 2 | X | WAT
Conventional Hydroelectric.WAT | hydro | TRUE | 5914 | Erie Boulevard Hydropower LP | 2582 | Lighthouse Hill | NY | Oswego | 1 | Conventional Hydroelectric | HY |  | S | 4 | 0.8 | 4 | 4 | 0.5 | N |  |  | N | IPP Non-CHP | 2 | X | WAT
Conventional Hydroelectric.WAT | hydro | TRUE | 5914 | Erie Boulevard Hydropower LP | 2582 | Lighthouse Hill | NY | Oswego | 2 | Conventional Hydroelectric | HY |  | S | 4 | 0.8 | 3.6 | 4 | 0.5 | N |  |  | N | IPP Non-CHP | 2 | X | WAT
Conventional Hydroelectric.WAT | hydro | TRUE | 5914 | Erie Boulevard Hydropower LP | 2583 | Macomb | NY | Franklin | 1 | Conventional Hydroelectric | HY |  | S | 1 | 0.8 | 0.8 | 0.8 | 0.6 | N |  |  | N | IPP Non-CHP | 2 | X | WAT
Conventional Hydroelectric.WAT | hydro | TRUE | 5914 | Erie Boulevard Hydropower LP | 2586 | Minetto | NY | Oswego | 1 | Conventional Hydroelectric | HY |  | S | 2 | 0.8 | 1.4 | 1.4 | 1.2 | N |  |  | N | IPP Non-CHP | 2 | X | WAT
Conventional Hydroelectric.WAT | hydro | TRUE | 5914 | Erie Boulevard Hydropower LP | 2586 | Minetto | NY | Oswego | 2 | Conventional Hydroelectric | HY |  | S | 2 | 0.8 | 1.4 | 1.4 | 1.2 | N |  |  | N | IPP Non-CHP | 2 | X | WAT
Conventional Hydroelectric.WAT | hydro | TRUE | 5914 | Erie Boulevard Hydropower LP | 2586 | Minetto | NY | Oswego | 3 | Conventional Hydroelectric | HY |  | S | 2 | 0.8 | 1.4 | 1.4 | 1.2 | N |  |  | N | IPP Non-CHP | 2 | X | WAT
Conventional Hydroelectric.WAT | hydro | TRUE | 5914 | Erie Boulevard Hydropower LP | 2586 | Minetto | NY | Oswego | 4 | Conventional Hydroelectric | HY |  | S | 2 | 0.8 | 1.4 | 1.4 | 1.2 | N |  |  | N | IPP Non-CHP | 2 | X | WAT
Conventional Hydroelectric.WAT | hydro | TRUE | 5914 | Erie Boulevard Hydropower LP | 2586 | Minetto | NY | Oswego | 5 | Conventional Hydroelectric | HY |  | S | 2 | 0.8 | 1.4 | 1.4 | 1.2 | N |  |  | N | IPP Non-CHP | 2 | X | WAT
Conventional Hydroelectric.WAT | hydro | TRUE | 5914 | Erie Boulevard Hydropower LP | 2588 | Moshier | NY | Herkimer | 1 | Conventional Hydroelectric | HY |  | S | 4 | 0.8 | 4 | 4 | 2.5 | N |  |  | N | IPP Non-CHP | 2 | X | WAT
Conventional Hydroelectric.WAT | hydro | TRUE | 5914 | Erie Boulevard Hydropower LP | 2588 | Moshier | NY | Herkimer | 2 | Conventional Hydroelectric | HY |  | S | 4 | 0.8 | 4 | 4 | 2.5 | N |  |  | N | IPP Non-CHP | 2 | X | WAT
Nuclear.NUC | nuclear | TRUE | 55951 | Exelon Nuclear | 2589 | Nine Mile Point Nuclear Station | NY | Oswego | 1 | Nuclear | ST |  | S | 641.8 | 0.85 | 620.9 | 626.5 | 105 | N |  |  | N | IPP Non-CHP | 2 | X | NUC
Nuclear.NUC | nuclear | TRUE | 55951 | Exelon Nuclear | 2589 | Nine Mile Point Nuclear Station | NY | Oswego | 2 | Nuclear | ST |  | J | 1259.3 | 0.9 | 1272.1 | 1293.9 | 75 | N |  |  | N | IPP Non-CHP | 2 | X | NUC
Conventional Hydroelectric.WAT | hydro | TRUE | 5914 | Erie Boulevard Hydropower LP | 2590 | Norfolk | NY | St Lawrence | 1 | Conventional Hydroelectric | HY |  | S | 5 | 0.8 | 5.1 | 5 | 1 | N |  |  | N | IPP Non-CHP | 2 | X | WAT
Conventional Hydroelectric.WAT | hydro | TRUE | 5914 | Erie Boulevard Hydropower LP | 2591 | Norwood | NY | St Lawrence | 1 | Conventional Hydroelectric | HY |  | S | 2 | 0.8 | 2.2 | 2.1 | 0.3 | N |  |  | N | IPP Non-CHP | 2 | X | WAT
Petroleum Liquids.RFO | petroleum | TRUE | 64701 | Oswego Harbor Power | 2594 | Oswego Harbor Power | NY | Oswego | ST5 | Petroleum Liquids | ST |  | W | 901.8 | 0.925 | 797 | 822 | 150 | N |  |  | N | IPP Non-CHP | 2 | X | RFO | NG
Petroleum Liquids.RFO | petroleum | TRUE | 64701 | Oswego Harbor Power | 2594 | Oswego Harbor Power | NY | Oswego | ST6 | Petroleum Liquids | ST |  | W | 901.8 | 0.925 | 816 | 818.5 | 150 | N |  |  | N | IPP Non-CHP | 2 | X | RFO | NG
Conventional Hydroelectric.WAT | hydro | TRUE | 5914 | Erie Boulevard Hydropower LP | 2595 | Oswego Falls East | NY | Oswego | 1 | Conventional Hydroelectric | HY |  | S | 2 | 0.8 | 1.4 | 1.5 | 1 | N |  |  | N | IPP Non-CHP | 2 | X | WAT
Conventional Hydroelectric.WAT | hydro | TRUE | 5914 | Erie Boulevard Hydropower LP | 2595 | Oswego Falls East | NY | Oswego | 2 | Conventional Hydroelectric | HY |  | S | 2 | 0.8 | 1.4 | 1.5 | 1 | N |  |  | N | IPP Non-CHP | 2 | X | WAT
Conventional Hydroelectric.WAT | hydro | TRUE | 5914 | Erie Boulevard Hydropower LP | 2595 | Oswego Falls East | NY | Oswego | 3 | Conventional Hydroelectric | HY |  | S | 2 | 0.8 | 1.4 | 1.5 | 1 | N |  |  | N | IPP Non-CHP | 2 | X | WAT
Conventional Hydroelectric.WAT | hydro | TRUE | 5914 | Erie Boulevard Hydropower LP | 2596 | Oswego Falls West | NY | Oswego | 4 | Conventional Hydroelectric | HY |  | S | 1 | 0.8 | 0.9 | 0.9 | 0.7 | N |  |  | N | IPP Non-CHP | 2 | X | WAT
Conventional Hydroelectric.WAT | hydro | TRUE | 5914 | Erie Boulevard Hydropower LP | 2596 | Oswego Falls West | NY | Oswego | 5 | Conventional Hydroelectric | HY |  | S | 1 | 0.8 | 0.9 | 0.9 | 0.7 | N |  |  | N | IPP Non-CHP | 2 | X | WAT
Conventional Hydroelectric.WAT | hydro | TRUE | 5914 | Erie Boulevard Hydropower LP | 2596 | Oswego Falls West | NY | Oswego | 6 | Conventional Hydroelectric | HY |  | S | 0.5 | 0.9 | 0.4 | 0.4 | 0.4 | N |  |  | N | IPP Non-CHP | 2 | X | WAT
Conventional Hydroelectric.WAT | hydro | TRUE | 5914 | Erie Boulevard Hydropower LP | 2596 | Oswego Falls West | NY | Oswego | 7 | Conventional Hydroelectric | HY |  | S | 0.5 | 0.9 | 0.4 | 0.4 | 0.4 | N |  |  | N | IPP Non-CHP | 2 | X | WAT
Conventional Hydroelectric.WAT | hydro | TRUE | 5914 | Erie Boulevard Hydropower LP | 2597 | Parishville | NY | St Lawrence | 1 | Conventional Hydroelectric | HY |  | S | 3 | 0.8 | 2.3 | 2.4 | 0.8 | N |  |  | N | IPP Non-CHP | 2 | X | WAT
Conventional Hydroelectric.WAT | hydro | TRUE | 5914 | Erie Boulevard Hydropower LP | 2598 | Piercefield | NY | St Lawrence | 1 | Conventional Hydroelectric | HY |  | S | 1.5 | 0.8 | 1.6 | 1.6 | 1 | N |  |  | N | IPP Non-CHP | 2 | X | WAT
Conventional Hydroelectric.WAT | hydro | TRUE | 5914 | Erie Boulevard Hydropower LP | 2598 | Piercefield | NY | St Lawrence | 2 | Conventional Hydroelectric | HY |  | S | 0.6 | 0.8 | 0.6 | 0.6 | 0.4 | N |  |  | N | IPP Non-CHP | 2 | X | WAT
Conventional Hydroelectric.WAT | hydro | TRUE | 5914 | Erie Boulevard Hydropower LP | 2598 | Piercefield | NY | St Lawrence | 3 | Conventional Hydroelectric | HY |  | S | 0.6 | 0.8 | 0.6 | 0.6 | 0.4 | N |  |  | N | IPP Non-CHP | 2 | X | WAT
Conventional Hydroelectric.WAT | hydro | TRUE | 5914 | Erie Boulevard Hydropower LP | 2599 | Prospect | NY | Oneida | 1 | Conventional Hydroelectric | HY |  | S | 19 | 0.8 | 18.3 | 18.1 | 4 | N |  |  | N | IPP Non-CHP | 2 | X | WAT
Conventional Hydroelectric.WAT | hydro | TRUE | 5914 | Erie Boulevard Hydropower LP | 2600 | Rainbow Falls Hydro | NY | St Lawrence | 1 | Conventional Hydroelectric | HY |  | S | 25 | 0.8 | 24 | 23.8 | 1 | N |  |  | N | IPP Non-CHP | 2 | X | WAT
Conventional Hydroelectric.WAT | hydro | TRUE | 5914 | Erie Boulevard Hydropower LP | 2601 | Raymondville | NY | St Lawrence | 1 | Conventional Hydroelectric | HY |  | S | 2 | 0.8 | 2.3 | 2.1 | 0.2 | N |  |  | N | IPP Non-CHP | 2 | X | WAT
Conventional Hydroelectric.WAT | hydro | TRUE | 5914 | Erie Boulevard Hydropower LP | 2604 | South Edwards | NY | St Lawrence | 1 | Conventional Hydroelectric | HY |  | S | 1 | 0.8 | 1.2 | 1.1 | 0.9 | N |  |  | N | IPP Non-CHP | 2 | X | WAT
Conventional Hydroelectric.WAT | hydro | TRUE | 5914 | Erie Boulevard Hydropower LP | 2604 | South Edwards | NY | St Lawrence | 2 | Conventional Hydroelectric | HY |  | S | 1 | 0.8 | 1.2 | 1.1 | 0.9 | N |  |  | N | IPP Non-CHP | 2 | X | WAT
Conventional Hydroelectric.WAT | hydro | TRUE | 5914 | Erie Boulevard Hydropower LP | 2604 | South Edwards | NY | St Lawrence | 3 | Conventional Hydroelectric | HY |  | S | 1 | 0.8 | 0.8 | 0.7 | 0.6 | N |  |  | N | IPP Non-CHP | 2 | X | WAT
Conventional Hydroelectric.WAT | hydro | TRUE | 5914 | Erie Boulevard Hydropower LP | 2604 | South Edwards | NY | St Lawrence | 4 | Conventional Hydroelectric | HY |  | S | 1 | 0.8 | 0.2 | 0.2 | 0.2 | N |  |  | N | IPP Non-CHP | 2 | X | WAT
Conventional Hydroelectric.WAT | hydro | TRUE | 5914 | Erie Boulevard Hydropower LP | 2605 | School Street | NY | Albany | 1 | Conventional Hydroelectric | HY |  | S | 7.2 | 0.8 | 7.5 | 7.1 | 1 | N |  |  | N | IPP Non-CHP | 2 | X | WAT
Conventional Hydroelectric.WAT | hydro | TRUE | 5914 | Erie Boulevard Hydropower LP | 2605 | School Street | NY | Albany | 2 | Conventional Hydroelectric | HY |  | S | 7.2 | 0.8 | 5.9 | 6.3 | 1 | N |  |  | N | IPP Non-CHP | 2 | X | WAT
Conventional Hydroelectric.WAT | hydro | TRUE | 5914 | Erie Boulevard Hydropower LP | 2605 | School Street | NY | Albany | 3 | Conventional Hydroelectric | HY |  | S | 7.2 | 0.8 | 6.1 | 6.4 | 1 | N |  |  | N | IPP Non-CHP | 2 | X | WAT
Conventional Hydroelectric.WAT | hydro | TRUE | 5914 | Erie Boulevard Hydropower LP | 2605 | School Street | NY | Albany | 4 | Conventional Hydroelectric | HY |  | S | 7.2 | 0.8 | 6.6 | 6.6 | 1 | N |  |  | N | IPP Non-CHP | 2 | X | WAT
Conventional Hydroelectric.WAT | hydro | TRUE | 5914 | Erie Boulevard Hydropower LP | 2605 | School Street | NY | Albany | 5 | Conventional Hydroelectric | HY |  | S | 10 | 0.8 | 10.8 | 9.7 | 1 | N |  |  | N | IPP Non-CHP | 2 | X | WAT
Conventional Hydroelectric.WAT | hydro | TRUE | 5914 | Erie Boulevard Hydropower LP | 2606 | Schaghticoke | NY | Rensselaer | 1 | Conventional Hydroelectric | HY |  | S | 4 | 0.8 | 4 | 4.3 | 1.5 | N |  |  | N | IPP Non-CHP | 2 | X | WAT
Conventional Hydroelectric.WAT | hydro | TRUE | 5914 | Erie Boulevard Hydropower LP | 2606 | Schaghticoke | NY | Rensselaer | 2 | Conventional Hydroelectric | HY |  | S | 4 | 0.8 | 4.1 | 4.1 | 1.5 | N |  |  | N | IPP Non-CHP | 2 | X | WAT
Conventional Hydroelectric.WAT | hydro | TRUE | 5914 | Erie Boulevard Hydropower LP | 2606 | Schaghticoke | NY | Rensselaer | 3 | Conventional Hydroelectric | HY |  | S | 4 | 0.8 | 3.8 | 3.9 | 1.5 | N |  |  | N | IPP Non-CHP | 2 | X | WAT
Conventional Hydroelectric.WAT | hydro | TRUE | 5914 | Erie Boulevard Hydropower LP | 2606 | Schaghticoke | NY | Rensselaer | 4 | Conventional Hydroelectric | HY |  | S | 4 | 0.8 | 4 | 3.9 | 1.5 | N |  |  | N | IPP Non-CHP | 2 | X | WAT
Conventional Hydroelectric.WAT | hydro | TRUE | 5914 | Erie Boulevard Hydropower LP | 2607 | Schuylerville | NY | Saratoga | 1 | Conventional Hydroelectric | HY |  | S | 2 | 0.8 | 1.5 | 1.6 | 0.1 | N |  |  | N | IPP Non-CHP | 2 | X | WAT
Conventional Hydroelectric.WAT | hydro | TRUE | 5914 | Erie Boulevard Hydropower LP | 2608 | Sewalls | NY | Jefferson | 1 | Conventional Hydroelectric | HY |  | S | 1 | 0.8 | 1.1 | 1.1 | 0.7 | N |  |  | N | IPP Non-CHP | 2 | X | WAT
Conventional Hydroelectric.WAT | hydro | TRUE | 5914 | Erie Boulevard Hydropower LP | 2608 | Sewalls | NY | Jefferson | 2 | Conventional Hydroelectric | HY |  | S | 1 | 0.8 | 1.1 | 1.1 | 0.7 | N |  |  | N | IPP Non-CHP | 2 | X | WAT
Conventional Hydroelectric.WAT | hydro | TRUE | 5914 | Erie Boulevard Hydropower LP | 2609 | Sherman Island | NY | Saratoga | 1 | Conventional Hydroelectric | HY |  | S | 7 | 0.8 | 6.7 | 6.7 | 1 | N |  |  | N | IPP Non-CHP | 2 | X | WAT
Conventional Hydroelectric.WAT | hydro | TRUE | 5914 | Erie Boulevard Hydropower LP | 2609 | Sherman Island | NY | Saratoga | 2 | Conventional Hydroelectric | HY |  | S | 7 | 0.8 | 7 | 8.1 | 1 | N |  |  | N | IPP Non-CHP | 2 | X | WAT
Conventional Hydroelectric.WAT | hydro | TRUE | 5914 | Erie Boulevard Hydropower LP | 2609 | Sherman Island | NY | Saratoga | 3 | Conventional Hydroelectric | HY |  | S | 7 | 0.8 | 7 | 8.3 | 1 | N |  |  | N | IPP Non-CHP | 2 | X | WAT
Conventional Hydroelectric.WAT | hydro | TRUE | 5914 | Erie Boulevard Hydropower LP | 2609 | Sherman Island | NY | Saratoga | 4 | Conventional Hydroelectric | HY |  | S | 7 | 0.8 | 7.2 | 7.4 | 1 | N |  |  | N | IPP Non-CHP | 2 | X | WAT
Conventional Hydroelectric.WAT | hydro | TRUE | 5914 | Erie Boulevard Hydropower LP | 2609 | Sherman Island | NY | Saratoga | 5 | Conventional Hydroelectric | HY |  | S | 7 | 0.8 | 7.7 | 8.2 | 1 | N |  |  | N | IPP Non-CHP | 2 | X | WAT
Conventional Hydroelectric.WAT | hydro | TRUE | 5914 | Erie Boulevard Hydropower LP | 2609 | Sherman Island | NY | Saratoga | 6 | Conventional Hydroelectric | HY |  | S | 1.3 | 0.8 | 1.3 | 1.3 | 0.2 | N |  |  | N | IPP Non-CHP | 2 | X | WAT
Conventional Hydroelectric.WAT | hydro | TRUE | 5914 | Erie Boulevard Hydropower LP | 2610 | Soft Maple | NY | Lewis | 1 | Conventional Hydroelectric | HY |  | S | 8 | 0.8 | 7.2 | 8.1 | 4 | N |  |  | N | IPP Non-CHP | 2 | X | WAT
Conventional Hydroelectric.WAT | hydro | TRUE | 5914 | Erie Boulevard Hydropower LP | 2610 | Soft Maple | NY | Lewis | 2 | Conventional Hydroelectric | HY |  | S | 8 | 0.8 | 7.2 | 8.1 | 4 | N |  |  | N | IPP Non-CHP | 2 | X | WAT
Conventional Hydroelectric.WAT | hydro | TRUE | 5914 | Erie Boulevard Hydropower LP | 2611 | South Colton | NY | St Lawrence | 1 | Conventional Hydroelectric | HY |  | S | 21 | 0.8 | 19.8 | 20 | 1 | N |  |  | N | IPP Non-CHP | 2 | X | WAT
Conventional Hydroelectric.WAT | hydro | TRUE | 5914 | Erie Boulevard Hydropower LP | 2612 | Spier Falls | NY | Saratoga | 8 | Conventional Hydroelectric | HY |  | S | 9 | 0.8 | 8.5 | 8.6 | 4 | N |  |  | N | IPP Non-CHP | 2 | X | WAT
Conventional Hydroelectric.WAT | hydro | TRUE | 5914 | Erie Boulevard Hydropower LP | 2612 | Spier Falls | NY | Saratoga | 9 | Conventional Hydroelectric | HY |  | S | 47 | 0.8 | 46 | 46.3 | 8 | N |  |  | N | IPP Non-CHP | 2 | X | WAT
Conventional Hydroelectric.WAT | hydro | TRUE | 5914 | Erie Boulevard Hydropower LP | 2613 | Stark | NY | St Lawrence | 1 | Conventional Hydroelectric | HY |  | S | 26 | 0.8 | 23.3 | 24.5 | 1 | N |  |  | N | IPP Non-CHP | 2 | X | WAT
Conventional Hydroelectric.WAT | hydro | TRUE | 5914 | Erie Boulevard Hydropower LP | 2614 | Stewarts Bridge | NY | Saratoga | 1 | Conventional Hydroelectric | HY |  | S | 36 | 0.8 | 37.5 | 37.5 | 15 | N |  |  | N | IPP Non-CHP | 2 | X | WAT
Conventional Hydroelectric.WAT | hydro | TRUE | 5914 | Erie Boulevard Hydropower LP | 2614 | Stewarts Bridge | NY | Saratoga | 2 | Conventional Hydroelectric | HY |  | S | 2.5 | 0.8 | 2.5 | 2.5 | 0.2 | N |  |  | N | IPP Non-CHP | 2 | X | WAT
Conventional Hydroelectric.WAT | hydro | TRUE | 5914 | Erie Boulevard Hydropower LP | 2616 | Sugar Island | NY | St Lawrence | 1 | Conventional Hydroelectric | HY |  | S | 2 | 0.8 | 2.1 | 2.1 | 0.2 | N |  |  | N | IPP Non-CHP | 2 | X | WAT
Conventional Hydroelectric.WAT | hydro | TRUE | 5914 | Erie Boulevard Hydropower LP | 2616 | Sugar Island | NY | St Lawrence | 2 | Conventional Hydroelectric | HY |  | S | 2 | 0.8 | 2 | 2 | 0.2 | N |  |  | N | IPP Non-CHP | 2 | X | WAT
Conventional Hydroelectric.WAT | hydro | TRUE | 5914 | Erie Boulevard Hydropower LP | 2617 | Taylorville | NY | Lewis | 1 | Conventional Hydroelectric | HY |  | S | 1 | 0.8 | 1.1 | 1.1 | 0.9 | N |  |  | N | IPP Non-CHP | 2 | X | WAT
Conventional Hydroelectric.WAT | hydro | TRUE | 5914 | Erie Boulevard Hydropower LP | 2617 | Taylorville | NY | Lewis | 2 | Conventional Hydroelectric | HY |  | S | 1 | 0.8 | 0.9 | 0.9 | 0.9 | N |  |  | N | IPP Non-CHP | 2 | X | WAT
Conventional Hydroelectric.WAT | hydro | TRUE | 5914 | Erie Boulevard Hydropower LP | 2617 | Taylorville | NY | Lewis | 3 | Conventional Hydroelectric | HY |  | S | 1 | 0.8 | 1.1 | 1.1 | 0.9 | N |  |  | N | IPP Non-CHP | 2 | X | WAT
Conventional Hydroelectric.WAT | hydro | TRUE | 5914 | Erie Boulevard Hydropower LP | 2617 | Taylorville | NY | Lewis | 4 | Conventional Hydroelectric | HY |  | S | 1 | 0.8 | 1.3 | 1.3 | 1.1 | N |  |  | N | IPP Non-CHP | 2 | X | WAT
Conventional Hydroelectric.WAT | hydro | TRUE | 5914 | Erie Boulevard Hydropower LP | 2619 | Trenton Falls | NY | Oneida | 5 | Conventional Hydroelectric | HY |  | S | 6.8 | 0.8 | 8.1 | 6.8 | 2 | N |  |  | N | IPP Non-CHP | 2 | X | WAT
Conventional Hydroelectric.WAT | hydro | TRUE | 5914 | Erie Boulevard Hydropower LP | 2619 | Trenton Falls | NY | Oneida | 6 | Conventional Hydroelectric | HY |  | S | 6.4 | 0.8 | 8.1 | 6.4 | 2 | N |  |  | N | IPP Non-CHP | 2 | X | WAT
Conventional Hydroelectric.WAT | hydro | TRUE | 5914 | Erie Boulevard Hydropower LP | 2619 | Trenton Falls | NY | Oneida | 7 | Conventional Hydroelectric | HY |  | S | 8.7 | 0.8 | 9.7 | 8.7 | 2 | N |  |  | N | IPP Non-CHP | 2 | X | WAT
Conventional Hydroelectric.WAT | hydro | TRUE | 5914 | Erie Boulevard Hydropower LP | 2621 | Varick | NY | Oswego | 2 | Conventional Hydroelectric | HY |  | S | 2 | 0.8 | 1.4 | 1.4 | 0.9 | N |  |  | N | IPP Non-CHP | 2 | X | WAT
Conventional Hydroelectric.WAT | hydro | TRUE | 5914 | Erie Boulevard Hydropower LP | 2621 | Varick | NY | Oswego | 3 | Conventional Hydroelectric | HY |  | S | 2 | 0.8 | 1.4 | 1.4 | 0.9 | N |  |  | N | IPP Non-CHP | 2 | X | WAT
Conventional Hydroelectric.WAT | hydro | TRUE | 5914 | Erie Boulevard Hydropower LP | 2621 | Varick | NY | Oswego | 4 | Conventional Hydroelectric | HY |  | S | 2 | 0.8 | 1.4 | 1.4 | 0.9 | N |  |  | N | IPP Non-CHP | 2 | X | WAT
Conventional Hydroelectric.WAT | hydro | TRUE | 5914 | Erie Boulevard Hydropower LP | 2621 | Varick | NY | Oswego | 5 | Conventional Hydroelectric | HY |  | S | 2 | 0.8 | 1.4 | 1.4 | 0.9 | N |  |  | N | IPP Non-CHP | 2 | X | WAT
Conventional Hydroelectric.WAT | hydro | TRUE | 5914 | Erie Boulevard Hydropower LP | 2623 | Waterport | NY | Orleans | 1 | Conventional Hydroelectric | HY |  | S | 2 | 0.8 | 1.8 | 1.8 | 1 | N |  |  | N | IPP Non-CHP | 2 | X | WAT
Conventional Hydroelectric.WAT | hydro | TRUE | 5914 | Erie Boulevard Hydropower LP | 2623 | Waterport | NY | Orleans | 2 | Conventional Hydroelectric | HY |  | S | 2 | 0.8 | 2 | 2 | 1.1 | N |  |  | N | IPP Non-CHP | 2 | X | WAT
Conventional Hydroelectric.WAT | hydro | TRUE | 5914 | Erie Boulevard Hydropower LP | 2624 | Yaleville | NY | St Lawrence | 1 | Conventional Hydroelectric | HY |  | S | 1 | 0.8 | 0.4 | 0.4 | 0.3 | N |  |  | N | IPP Non-CHP | 2 | X | WAT
Conventional Hydroelectric.WAT | hydro | TRUE | 5914 | Erie Boulevard Hydropower LP | 2624 | Yaleville | NY | St Lawrence | 2 | Conventional Hydroelectric | HY |  | S | 1 | 0.8 | 0.2 | 0.1 | 0.1 | N |  |  | N | IPP Non-CHP | 2 | X | WAT
Natural Gas Steam Turbine.NG | natural gas steam turbine | TRUE | 64082 | GenOn Bowline, LLC | 2625 | Bowline Point | NY | Rockland | 1 | Natural Gas Steam Turbine | ST |  | S | 621 | 0.9 | 586 | 593.2 | 80 | N |  |  | N | IPP Non-CHP | 2 | X | NG | RFO
Natural Gas Steam Turbine.NG | natural gas steam turbine | TRUE | 64082 | GenOn Bowline, LLC | 2625 | Bowline Point | NY | Rockland | 2 | Natural Gas Steam Turbine | ST |  | S | 621 | 0.9 | 573.6 | 568.8 | 100 | N |  |  | N | IPP Non-CHP | 2 | X | NG | RFO
Conventional Hydroelectric.WAT | hydro | TRUE | 15296 | New York Power Authority | 2627 | Grahamsville | NY | Sullivan | GRHM | Conventional Hydroelectric | HY |  | W | 18 | 1 | 18 | 18 | 1 | N |  |  | N | Electric Utility | 1 | X | WAT
Natural Gas Fired Combustion Turbine.NG | natural gas peaker | TRUE | 56142 | Alliance NYGT, LLC | 2628 | Hillburn | NY | Rockland | GEN1 | Natural Gas Fired Combustion Turbine | GT |  | S | 46.5 | 0.9 | 33.1 | 43.8 | 5 | N |  |  | N | IPP Non-CHP | 2 | X | NG | KER
Conventional Hydroelectric.WAT | hydro | TRUE | 57280 | Eagle Creek Renewable Energy, LLC | 2630 | Mongaup Falls | NY | Sullivan | GEN1 | Conventional Hydroelectric | HY |  | W | 4 | 0.8 | 4.3 | 4.3 | 0.4 | N |  |  | N | IPP Non-CHP | 2 | X | WAT
Conventional Hydroelectric.WAT | hydro | TRUE | 57280 | Eagle Creek Renewable Energy, LLC | 2630 | Mongaup Falls | NY | Sullivan | GEN2 | Conventional Hydroelectric | HY |  | W | 1.1 | 0.8 | 1.1 | 1.1 | 0.4 | N |  |  | N | IPP Non-CHP | 2 | X | WAT
Conventional Hydroelectric.WAT | hydro | TRUE | 57280 | Eagle Creek Renewable Energy, LLC | 2630 | Mongaup Falls | NY | Sullivan | GEN3 | Conventional Hydroelectric | HY |  | W | 1.1 | 0.8 | 1.1 | 1.1 | 0.4 | N |  |  | N | IPP Non-CHP | 2 | X | WAT
Conventional Hydroelectric.WAT | hydro | TRUE | 57280 | Eagle Creek Renewable Energy, LLC | 2630 | Mongaup Falls | NY | Sullivan | GEN4 | Conventional Hydroelectric | HY |  | W | 1.1 | 0.8 | 1.1 | 1.1 | 0.4 | N |  |  | N | IPP Non-CHP | 2 | X | WAT
Conventional Hydroelectric.WAT | hydro | TRUE | 57280 | Eagle Creek Renewable Energy, LLC | 2631 | Rio | NY | Sullivan | RIO | Conventional Hydroelectric | HY |  | W | 10 | 0.8 | 10.1 | 10.1 | 4 | N |  |  | N | IPP Non-CHP | 2 | X | WAT
Conventional Hydroelectric.WAT | hydro | TRUE | 57280 | Eagle Creek Renewable Energy, LLC | 2631 | Rio | NY | Sullivan | RIO2 | Conventional Hydroelectric | HY |  | W | 0.8 | 0.9 | 0.8 | 0.8 | 0.4 | N |  |  | N | IPP Non-CHP | 2 | X | WAT
Natural Gas Fired Combustion Turbine.NG | natural gas peaker | TRUE | 56142 | Alliance NYGT, LLC | 2632 | Shoemaker | NY | Orange | SHOE | Natural Gas Fired Combustion Turbine | GT |  | S | 41.9 | 0.9 | 33 | 40 | 5 | N |  |  | N | IPP Non-CHP | 2 | X | NG | KER
Conventional Hydroelectric.WAT | hydro | TRUE | 57280 | Eagle Creek Renewable Energy, LLC | 2634 | Swinging Bridge 2 | NY | Sullivan | SWI2 | Conventional Hydroelectric | HY |  | W | 6.8 | 0.9 | 7.4 | 7.4 | 5 | N |  |  | N | IPP Non-CHP | 2 | X | WAT
Conventional Hydroelectric.WAT | hydro | TRUE | 57280 | Eagle Creek Renewable Energy, LLC | 2634 | Swinging Bridge 2 | NY | Sullivan | SWI3 | Conventional Hydroelectric | HY |  | W | 1.2 | 0.9 | 1.2 | 1.2 | 0.4 | N |  |  | N | IPP Non-CHP | 2 | X | WAT
Conventional Hydroelectric.WAT | hydro | TRUE | 16183 | Rochester Gas & Electric Corp | 2638 | Rochester 26 | NY | Monroe | 1 | Conventional Hydroelectric | HY |  | S | 3 | 0.8 | 3 | 3 | 0 | N |  |  | N | Electric Utility | 1 | X | WAT
Conventional Hydroelectric.WAT | hydro | TRUE | 16183 | Rochester Gas & Electric Corp | 2639 | Rochester 2 | NY | Monroe | 1 | Conventional Hydroelectric | HY |  | S | 8.5 | 0.9 | 8.5 | 8.5 | 0 | N |  |  | N | Electric Utility | 1 | X | WAT
Conventional Hydroelectric.WAT | hydro | TRUE | 16183 | Rochester Gas & Electric Corp | 2641 | Rochester 5 | NY | Monroe | 2 | Conventional Hydroelectric | HY |  | S | 12.8 | 0.9 | 12.9 | 12.9 | 0 | N |  |  | N | Electric Utility | 1 | X | WAT
Conventional Hydroelectric.WAT | hydro | TRUE | 16183 | Rochester Gas & Electric Corp | 2641 | Rochester 5 | NY | Monroe | HY1 | Conventional Hydroelectric | HY |  | S | 12.8 | 0.9 | 12.9 | 12.9 | 0 | N |  |  | N | Electric Utility | 1 | X | WAT
Conventional Hydroelectric.WAT | hydro | TRUE | 16183 | Rochester Gas & Electric Corp | 2641 | Rochester 5 | NY | Monroe | HY3 | Conventional Hydroelectric | HY |  | S | 18 | 0.8 | 18 | 18 | 0 | N |  |  | N | Electric Utility | 1 | X | WAT
Conventional Hydroelectric.WAT | hydro | TRUE | 16183 | Rochester Gas & Electric Corp | 2646 | Wiscoy 170 | NY | Allegany | 1 | Conventional Hydroelectric | HY |  | S | 0.6 | 0.8 | 0.6 | 0.6 | 0 | N |  |  | N | Electric Utility | 1 | X | WAT
Conventional Hydroelectric.WAT | hydro | TRUE | 16183 | Rochester Gas & Electric Corp | 2646 | Wiscoy 170 | NY | Allegany | 2 | Conventional Hydroelectric | HY |  | S | 0.4 | 0.8 | 0.4 | 0.4 | 0 | N |  |  | N | Electric Utility | 1 | X | WAT
Petroleum Liquids.DFO | petroleum | TRUE | 6775 | Village of Freeport - (NY) | 2678 | Plant No 1 Freeport | NY | Nassau | 2 | Petroleum Liquids | IC |  | S | 2.9 | 0.8 | 2.2 | 2.2 | 2.2 | N |  |  | N | Electric Utility | 1 | X | DFO
Petroleum Liquids.DFO | petroleum | TRUE | 6775 | Village of Freeport - (NY) | 2678 | Plant No 1 Freeport | NY | Nassau | 3 | Petroleum Liquids | IC |  | S | 3.1 | 0.8 | 2 | 2 | 2 | N |  |  | N | Electric Utility | 1 | X | DFO
Petroleum Liquids.DFO | petroleum | TRUE | 6775 | Village of Freeport - (NY) | 2679 | Plant No 2 Freeport | NY | Nassau | 3 | Petroleum Liquids | GT |  | S | 18.1 | 0.9 | 16.8 | 18 | 5 | N |  |  | N | Electric Utility | 1 | X | DFO | KER
Natural Gas Fired Combustion Turbine.NG | natural gas peaker | TRUE | 6775 | Village of Freeport - (NY) | 2679 | Plant No 2 Freeport | NY | Nassau | CT5 | Natural Gas Fired Combustion Turbine | GT |  | S | 60.5 | 1 | 49 | 49 | 25 | N |  |  | N | Electric Utility | 1 | X | NG | KER
Petroleum Liquids.DFO | petroleum | TRUE | 7630 | Village of Greenport - (NY) | 2681 | Greenport | NY | Suffolk | 2 | Petroleum Liquids | IC |  | S | 1.7 | 0.8 | 1.5 | 1.6 |  | N |  |  | N | Electric Utility | 1 | X | DFO
Petroleum Liquids.DFO | petroleum | TRUE | 7630 | Village of Greenport - (NY) | 2681 | Greenport | NY | Suffolk | 4 | Petroleum Liquids | IC |  | S | 1.2 | 0.8 | 1.2 | 1.2 | 0.3 | N |  |  | N | Electric Utility | 1 | X | DFO
Petroleum Liquids.DFO | petroleum | TRUE | 7630 | Village of Greenport - (NY) | 2681 | Greenport | NY | Suffolk | 5 | Petroleum Liquids | IC |  | S | 1.8 | 0.8 | 1.6 | 1.6 | 0.3 | N |  |  | N | Electric Utility | 1 | X | DFO
Petroleum Liquids.DFO | petroleum | TRUE | 7630 | Village of Greenport - (NY) | 2681 | Greenport | NY | Suffolk | 6 | Petroleum Liquids | IC |  | S | 3.8 | 0.8 | 2.6 | 2.6 | 0.4 | N |  |  | N | Electric Utility | 1 | X | DFO
Petroleum Liquids.DFO | petroleum | TRUE | 7630 | Village of Greenport - (NY) | 2681 | Greenport | NY | Suffolk | 7 | Petroleum Liquids | IC |  | S | 1.6 | 0.8 | 1.6 | 1.6 |  | N |  |  | N | Electric Utility | 1 | X | DFO
Natural Gas Steam Turbine.NG | natural gas steam turbine | TRUE | 9645 | Jamestown Board of Public Util | 2682 | S A Carlson | NY | Chautauqua | 5 | Natural Gas Steam Turbine | ST | 1 | S | 24.5 | 0.9 | 22.5 | 22.5 | 5 | N |  |  | N | Electric Utility | 1 | X | NG | DFO
Natural Gas Steam Turbine.NG | natural gas steam turbine | TRUE | 9645 | Jamestown Board of Public Util | 2682 | S A Carlson | NY | Chautauqua | 6 | Natural Gas Steam Turbine | ST | 1 | S | 24.5 | 0.9 | 22.5 | 22.5 | 5 | N |  |  | N | Electric Utility | 1 | X | NG | DFO
Natural Gas Fired Combustion Turbine.NG | natural gas peaker | TRUE | 9645 | Jamestown Board of Public Util | 2682 | S A Carlson | NY | Chautauqua | 7 | Natural Gas Fired Combustion Turbine | GT | 1 | S | 47.3 | 0.9 | 42 | 47 | 9 | N |  |  | N | Electric Utility | 1 | X | NG
Conventional Hydroelectric.WAT | hydro | TRUE | 15296 | New York Power Authority | 2685 | Crescent | NY | Albany | 1 | Conventional Hydroelectric | HY |  | S | 2.8 | 1 | 2.8 | 2.8 | 1 | N |  |  | N | Electric Utility | 1 | X | WAT
Conventional Hydroelectric.WAT | hydro | TRUE | 15296 | New York Power Authority | 2685 | Crescent | NY | Albany | 2 | Conventional Hydroelectric | HY |  | S | 2.8 | 1 | 2.8 | 2.8 | 1 | N |  |  | N | Electric Utility | 1 | X | WAT
Conventional Hydroelectric.WAT | hydro | TRUE | 15296 | New York Power Authority | 2685 | Crescent | NY | Albany | 3 | Conventional Hydroelectric | HY |  | S | 3 | 1 | 3 | 3 | 1 | N |  |  | N | Electric Utility | 1 | X | WAT
Conventional Hydroelectric.WAT | hydro | TRUE | 15296 | New York Power Authority | 2685 | Crescent | NY | Albany | 4 | Conventional Hydroelectric | HY |  | S | 3 | 1 | 3 | 3 | 1 | N |  |  | N | Electric Utility | 1 | X | WAT
Conventional Hydroelectric.WAT | hydro | TRUE | 15296 | New York Power Authority | 2686 | Vischer Ferry | NY | Saratoga | 1 | Conventional Hydroelectric | HY |  | S | 2.8 | 1 | 2.8 | 2.9 | 1 | N |  |  | N | Electric Utility | 1 | X | WAT
Conventional Hydroelectric.WAT | hydro | TRUE | 15296 | New York Power Authority | 2686 | Vischer Ferry | NY | Saratoga | 2 | Conventional Hydroelectric | HY |  | S | 2.8 | 1 | 2.8 | 2.9 | 1 | N |  |  | N | Electric Utility | 1 | X | WAT
Conventional Hydroelectric.WAT | hydro | TRUE | 15296 | New York Power Authority | 2686 | Vischer Ferry | NY | Saratoga | 3 | Conventional Hydroelectric | HY |  | S | 3 | 1 | 3 | 2.9 | 1 | N |  |  | N | Electric Utility | 1 | X | WAT
Conventional Hydroelectric.WAT | hydro | TRUE | 15296 | New York Power Authority | 2686 | Vischer Ferry | NY | Saratoga | 4 | Conventional Hydroelectric | HY |  | S | 3 | 1 | 3 | 2.9 | 1 | N |  |  | N | Electric Utility | 1 | X | WAT
Hydroelectric Pumped Storage.WAT | other | TRUE | 15296 | New York Power Authority | 2691 | Blenheim Gilboa | NY | Schoharie | 1 | Hydroelectric Pumped Storage | PS |  | S | 250 | 1 | 292.2 | 291.7 | 1 | N |  |  | N | Electric Utility | 1 | X | WAT
Hydroelectric Pumped Storage.WAT | other | TRUE | 15296 | New York Power Authority | 2691 | Blenheim Gilboa | NY | Schoharie | 2 | Hydroelectric Pumped Storage | PS |  | S | 250 | 1 | 291.1 | 293.5 | 1 | N |  |  | N | Electric Utility | 1 | X | WAT
Hydroelectric Pumped Storage.WAT | other | TRUE | 15296 | New York Power Authority | 2691 | Blenheim Gilboa | NY | Schoharie | 3 | Hydroelectric Pumped Storage | PS |  | S | 250 | 1 | 292.6 | 293.3 | 1 | N |  |  | N | Electric Utility | 1 | X | WAT
Hydroelectric Pumped Storage.WAT | other | TRUE | 15296 | New York Power Authority | 2691 | Blenheim Gilboa | NY | Schoharie | 4 | Hydroelectric Pumped Storage | PS |  | S | 250 | 1 | 292.9 | 292.4 | 1 | N |  |  | N | Electric Utility | 1 | X | WAT
Hydroelectric Pumped Storage.WAT | other | TRUE | 15296 | New York Power Authority | 2692 | Lewiston Niagara | NY | Niagara | 1 | Hydroelectric Pumped Storage | PS |  | S | 20 | 1 | 20 | 20 | 1 | N |  |  | N | Electric Utility | 1 | X | WAT
Hydroelectric Pumped Storage.WAT | other | TRUE | 15296 | New York Power Authority | 2692 | Lewiston Niagara | NY | Niagara | 10 | Hydroelectric Pumped Storage | PS |  | S | 20 | 1 | 20 | 20 | 1 | N |  |  | N | Electric Utility | 1 | X | WAT
Hydroelectric Pumped Storage.WAT | other | TRUE | 15296 | New York Power Authority | 2692 | Lewiston Niagara | NY | Niagara | 11 | Hydroelectric Pumped Storage | PS |  | S | 20 | 1 | 20 | 20 | 1 | N |  |  | N | Electric Utility | 1 | X | WAT
Hydroelectric Pumped Storage.WAT | other | TRUE | 15296 | New York Power Authority | 2692 | Lewiston Niagara | NY | Niagara | 12 | Hydroelectric Pumped Storage | PS |  | S | 20 | 1 | 20 | 20 | 1 | N |  |  | N | Electric Utility | 1 | X | WAT
Hydroelectric Pumped Storage.WAT | other | TRUE | 15296 | New York Power Authority | 2692 | Lewiston Niagara | NY | Niagara | 2 | Hydroelectric Pumped Storage | PS |  | S | 20 | 1 | 20 | 20 | 1 | N |  |  | N | Electric Utility | 1 | X | WAT
Hydroelectric Pumped Storage.WAT | other | TRUE | 15296 | New York Power Authority | 2692 | Lewiston Niagara | NY | Niagara | 3 | Hydroelectric Pumped Storage | PS |  | S | 20 | 1 | 20 | 20 | 1 | N |  |  | N | Electric Utility | 1 | X | WAT
Hydroelectric Pumped Storage.WAT | other | TRUE | 15296 | New York Power Authority | 2692 | Lewiston Niagara | NY | Niagara | 4 | Hydroelectric Pumped Storage | PS |  | S | 20 | 1 | 20 | 20 | 1 | N |  |  | N | Electric Utility | 1 | X | WAT
Hydroelectric Pumped Storage.WAT | other | TRUE | 15296 | New York Power Authority | 2692 | Lewiston Niagara | NY | Niagara | 5 | Hydroelectric Pumped Storage | PS |  | S | 20 | 1 | 20 | 20 | 1 | N |  |  | N | Electric Utility | 1 | X | WAT
Hydroelectric Pumped Storage.WAT | other | TRUE | 15296 | New York Power Authority | 2692 | Lewiston Niagara | NY | Niagara | 6 | Hydroelectric Pumped Storage | PS |  | S | 20 | 1 | 20 | 20 | 1 | N |  |  | N | Electric Utility | 1 | X | WAT
Hydroelectric Pumped Storage.WAT | other | TRUE | 15296 | New York Power Authority | 2692 | Lewiston Niagara | NY | Niagara | 7 | Hydroelectric Pumped Storage | PS |  | S | 20 | 1 | 20 | 20 | 1 | N |  |  | N | Electric Utility | 1 | X | WAT
Hydroelectric Pumped Storage.WAT | other | TRUE | 15296 | New York Power Authority | 2692 | Lewiston Niagara | NY | Niagara | 8 | Hydroelectric Pumped Storage | PS |  | S | 20 | 1 | 20 | 20 | 1 | N |  |  | N | Electric Utility | 1 | X | WAT
Hydroelectric Pumped Storage.WAT | other | TRUE | 15296 | New York Power Authority | 2692 | Lewiston Niagara | NY | Niagara | 9 | Hydroelectric Pumped Storage | PS |  | S | 20 | 1 | 20 | 20 | 1 | N |  |  | N | Electric Utility | 1 | X | WAT
Conventional Hydroelectric.WAT | hydro | TRUE | 15296 | New York Power Authority | 2693 | Robert Moses Niagara | NY | Niagara | 1 | Conventional Hydroelectric | HY |  | S | 193.5 | 1 | 187.3 | 187.3 | 1 | N |  |  | N | Electric Utility | 1 | X | WAT
Conventional Hydroelectric.WAT | hydro | TRUE | 15296 | New York Power Authority | 2693 | Robert Moses Niagara | NY | Niagara | 10 | Conventional Hydroelectric | HY |  | S | 193.5 | 1 | 187.3 | 187.3 | 1 | N |  |  | N | Electric Utility | 1 | X | WAT
Conventional Hydroelectric.WAT | hydro | TRUE | 15296 | New York Power Authority | 2693 | Robert Moses Niagara | NY | Niagara | 11 | Conventional Hydroelectric | HY |  | S | 193.5 | 1 | 187.3 | 187.3 | 1 | N |  |  | N | Electric Utility | 1 | X | WAT
Conventional Hydroelectric.WAT | hydro | TRUE | 15296 | New York Power Authority | 2693 | Robert Moses Niagara | NY | Niagara | 12 | Conventional Hydroelectric | HY |  | S | 193.5 | 1 | 187.3 | 187.3 | 1 | N |  |  | N | Electric Utility | 1 | X | WAT
Conventional Hydroelectric.WAT | hydro | TRUE | 15296 | New York Power Authority | 2693 | Robert Moses Niagara | NY | Niagara | 13 | Conventional Hydroelectric | HY |  | S | 193.5 | 1 | 187.3 | 187.3 | 1 | N |  |  | N | Electric Utility | 1 | X | WAT
Conventional Hydroelectric.WAT | hydro | TRUE | 15296 | New York Power Authority | 2693 | Robert Moses Niagara | NY | Niagara | 2 | Conventional Hydroelectric | HY |  | S | 193.5 | 1 | 187.3 | 187.3 | 1 | N |  |  | N | Electric Utility | 1 | X | WAT
Conventional Hydroelectric.WAT | hydro | TRUE | 15296 | New York Power Authority | 2693 | Robert Moses Niagara | NY | Niagara | 3 | Conventional Hydroelectric | HY |  | S | 193.5 | 1 | 187.3 | 187.3 | 1 | N |  |  | N | Electric Utility | 1 | X | WAT
Conventional Hydroelectric.WAT | hydro | TRUE | 15296 | New York Power Authority | 2693 | Robert Moses Niagara | NY | Niagara | 4 | Conventional Hydroelectric | HY |  | S | 193.5 | 1 | 187.3 | 187.3 | 1 | N |  |  | N | Electric Utility | 1 | X | WAT
Conventional Hydroelectric.WAT | hydro | TRUE | 15296 | New York Power Authority | 2693 | Robert Moses Niagara | NY | Niagara | 5 | Conventional Hydroelectric | HY |  | S | 193.5 | 1 | 187.3 | 187.3 | 1 | N |  |  | N | Electric Utility | 1 | X | WAT
Conventional Hydroelectric.WAT | hydro | TRUE | 15296 | New York Power Authority | 2693 | Robert Moses Niagara | NY | Niagara | 6 | Conventional Hydroelectric | HY |  | S | 193.5 | 1 | 187.3 | 187.3 | 1 | N |  |  | N | Electric Utility | 1 | X | WAT
Conventional Hydroelectric.WAT | hydro | TRUE | 15296 | New York Power Authority | 2693 | Robert Moses Niagara | NY | Niagara | 7 | Conventional Hydroelectric | HY |  | S | 193.5 | 1 | 187.3 | 187.3 | 1 | N |  |  | N | Electric Utility | 1 | X | WAT
Conventional Hydroelectric.WAT | hydro | TRUE | 15296 | New York Power Authority | 2693 | Robert Moses Niagara | NY | Niagara | 8 | Conventional Hydroelectric | HY |  | S | 150.3 | 1 | 187.3 | 187.3 | 1 | N |  |  | N | Electric Utility | 1 | X | WAT
Conventional Hydroelectric.WAT | hydro | TRUE | 15296 | New York Power Authority | 2693 | Robert Moses Niagara | NY | Niagara | 9 | Conventional Hydroelectric | HY |  | S | 150.3 | 1 | 187.3 | 187.3 | 1 | N |  |  | N | Electric Utility | 1 | X | WAT
Conventional Hydroelectric.WAT | hydro | TRUE | 15296 | New York Power Authority | 2694 | Robert Moses Power Dam | NY | St Lawrence | 17 | Conventional Hydroelectric | HY |  | S | 57 | 1 | 53.5 | 50.6 | 1 | N |  |  | N | Electric Utility | 1 | X | WAT
Conventional Hydroelectric.WAT | hydro | TRUE | 15296 | New York Power Authority | 2694 | Robert Moses Power Dam | NY | St Lawrence | 18 | Conventional Hydroelectric | HY |  | S | 57 | 1 | 53.5 | 50.6 | 1 | N |  |  | N | Electric Utility | 1 | X | WAT
Conventional Hydroelectric.WAT | hydro | TRUE | 15296 | New York Power Authority | 2694 | Robert Moses Power Dam | NY | St Lawrence | 19 | Conventional Hydroelectric | HY |  | S | 57 | 1 | 53.5 | 50.6 | 1 | N |  |  | N | Electric Utility | 1 | X | WAT
Conventional Hydroelectric.WAT | hydro | TRUE | 15296 | New York Power Authority | 2694 | Robert Moses Power Dam | NY | St Lawrence | 20 | Conventional Hydroelectric | HY |  | S | 57 | 1 | 53.5 | 50.6 | 1 | N |  |  | N | Electric Utility | 1 | X | WAT
Conventional Hydroelectric.WAT | hydro | TRUE | 15296 | New York Power Authority | 2694 | Robert Moses Power Dam | NY | St Lawrence | 21 | Conventional Hydroelectric | HY |  | S | 57 | 1 | 53.5 | 50.6 | 1 | N |  |  | N | Electric Utility | 1 | X | WAT
Conventional Hydroelectric.WAT | hydro | TRUE | 15296 | New York Power Authority | 2694 | Robert Moses Power Dam | NY | St Lawrence | 22 | Conventional Hydroelectric | HY |  | S | 57 | 1 | 53.5 | 50.6 | 1 | N |  |  | N | Electric Utility | 1 | X | WAT
Conventional Hydroelectric.WAT | hydro | TRUE | 15296 | New York Power Authority | 2694 | Robert Moses Power Dam | NY | St Lawrence | 23 | Conventional Hydroelectric | HY |  | S | 57 | 1 | 53.5 | 50.6 | 1 | N |  |  | N | Electric Utility | 1 | X | WAT
Conventional Hydroelectric.WAT | hydro | TRUE | 15296 | New York Power Authority | 2694 | Robert Moses Power Dam | NY | St Lawrence | 24 | Conventional Hydroelectric | HY |  | S | 57 | 1 | 53.5 | 50.6 | 1 | N |  |  | N | Electric Utility | 1 | X | WAT
Conventional Hydroelectric.WAT | hydro | TRUE | 15296 | New York Power Authority | 2694 | Robert Moses Power Dam | NY | St Lawrence | 25 | Conventional Hydroelectric | HY |  | S | 57 | 1 | 53.5 | 50.6 | 1 | N |  |  | N | Electric Utility | 1 | X | WAT
Conventional Hydroelectric.WAT | hydro | TRUE | 15296 | New York Power Authority | 2694 | Robert Moses Power Dam | NY | St Lawrence | 26 | Conventional Hydroelectric | HY |  | S | 57 | 1 | 53.5 | 50.6 | 1 | N |  |  | N | Electric Utility | 1 | X | WAT
Conventional Hydroelectric.WAT | hydro | TRUE | 15296 | New York Power Authority | 2694 | Robert Moses Power Dam | NY | St Lawrence | 27 | Conventional Hydroelectric | HY |  | S | 57 | 1 | 53.5 | 50.6 | 1 | N |  |  | N | Electric Utility | 1 | X | WAT
Conventional Hydroelectric.WAT | hydro | TRUE | 15296 | New York Power Authority | 2694 | Robert Moses Power Dam | NY | St Lawrence | 28 | Conventional Hydroelectric | HY |  | S | 57 | 1 | 53.5 | 50.6 | 1 | N |  |  | N | Electric Utility | 1 | X | WAT
Conventional Hydroelectric.WAT | hydro | TRUE | 15296 | New York Power Authority | 2694 | Robert Moses Power Dam | NY | St Lawrence | 29 | Conventional Hydroelectric | HY |  | S | 57 | 1 | 53.5 | 50.6 | 1 | N |  |  | N | Electric Utility | 1 | X | WAT
Conventional Hydroelectric.WAT | hydro | TRUE | 15296 | New York Power Authority | 2694 | Robert Moses Power Dam | NY | St Lawrence | 30 | Conventional Hydroelectric | HY |  | S | 57 | 1 | 53.5 | 50.6 | 1 | N |  |  | N | Electric Utility | 1 | X | WAT
Conventional Hydroelectric.WAT | hydro | TRUE | 15296 | New York Power Authority | 2694 | Robert Moses Power Dam | NY | St Lawrence | 31 | Conventional Hydroelectric | HY |  | S | 57 | 1 | 53.5 | 50.6 | 1 | N |  |  | N | Electric Utility | 1 | X | WAT
Conventional Hydroelectric.WAT | hydro | TRUE | 15296 | New York Power Authority | 2694 | Robert Moses Power Dam | NY | St Lawrence | 32 | Conventional Hydroelectric | HY |  | S | 57 | 1 | 53.5 | 50.6 | 1 | N |  |  | N | Electric Utility | 1 | X | WAT
Natural Gas Internal Combustion Engine.NG | natural gas peaker | TRUE | 16217 | Village of Rockville Centre - (NY) | 2695 | Charles P Keller | NY | Nassau | 10 | Natural Gas Internal Combustion Engine | IC |  | S | 3.5 | 0.8 | 3.2 | 3.2 | 1.6 | N |  |  | N | Electric Utility | 1 | X | NG | NG
Natural Gas Internal Combustion Engine.NG | natural gas peaker | TRUE | 16217 | Village of Rockville Centre - (NY) | 2695 | Charles P Keller | NY | Nassau | 11 | Natural Gas Internal Combustion Engine | IC |  | S | 5.2 | 0.8 | 5.2 | 5.2 | 2.6 | N |  |  | N | Electric Utility | 1 | X | NG | NG
Natural Gas Internal Combustion Engine.NG | natural gas peaker | TRUE | 16217 | Village of Rockville Centre - (NY) | 2695 | Charles P Keller | NY | Nassau | 12 | Natural Gas Internal Combustion Engine | IC |  | S | 5.5 | 0.8 | 5.5 | 5.5 | 2.7 | N |  |  | N | Electric Utility | 1 | X | NG | DFO
Natural Gas Internal Combustion Engine.NG | natural gas peaker | TRUE | 16217 | Village of Rockville Centre - (NY) | 2695 | Charles P Keller | NY | Nassau | 13 | Natural Gas Internal Combustion Engine | IC |  | S | 5.5 | 0.8 | 5.5 | 5.5 | 2.7 | N |  |  | N | Electric Utility | 1 | X | NG | DFO
Natural Gas Internal Combustion Engine.NG | natural gas peaker | TRUE | 16217 | Village of Rockville Centre - (NY) | 2695 | Charles P Keller | NY | Nassau | 14 | Natural Gas Internal Combustion Engine | IC |  | S | 6.2 | 0.85 | 6.2 | 6.2 | 3.1 | N |  |  | N | Electric Utility | 1 | X | NG | DFO
Natural Gas Internal Combustion Engine.NG | natural gas peaker | TRUE | 16217 | Village of Rockville Centre - (NY) | 2695 | Charles P Keller | NY | Nassau | 9 | Natural Gas Internal Combustion Engine | IC |  | S | 3.5 | 0.8 | 3.2 | 3.2 | 1.6 | N |  |  | N | Electric Utility | 1 | X | NG | NG
Conventional Hydroelectric.WAT | hydro | TRUE | 20188 | City of Watertown - (NY) | 2700 | Watertown | NY | Jefferson | 1 | Conventional Hydroelectric | HY |  | S | 2.7 | 1 | 2.1 | 2.1 | 0.6 | N |  |  | N | Electric Utility | 1 | X | WAT
Conventional Hydroelectric.WAT | hydro | TRUE | 20188 | City of Watertown - (NY) | 2700 | Watertown | NY | Jefferson | 2 | Conventional Hydroelectric | HY |  | S | 2.7 | 1 | 2.1 | 2.1 | 0.6 | N |  |  | N | Electric Utility | 1 | X | WAT
Conventional Hydroelectric.WAT | hydro | TRUE | 20188 | City of Watertown - (NY) | 2700 | Watertown | NY | Jefferson | 3 | Conventional Hydroelectric | HY |  | S | 2.7 | 1 | 2.1 | 2.1 | 0.6 | N |  |  | N | Electric Utility | 1 | X | WAT
Natural Gas Fired Combined Cycle.NG | natural gas combined cycle | TRUE | 3046 | Duke Energy Progress - (NC) | 2706 | Asheville | NC | Buncombe | CT5 | Natural Gas Fired Combined Cycle | CT | CC1 | S | 191.2 | 0.85 | 163 | 190 | 158 | N |  |  | N | Electric Utility | 1 | X | NG | DFO
Natural Gas Fired Combined Cycle.NG | natural gas combined cycle | TRUE | 3046 | Duke Energy Progress - (NC) | 2706 | Asheville | NC | Buncombe | CT7 | Natural Gas Fired Combined Cycle | CT | CC2 | S | 191.2 | 0.85 | 161 | 190 | 158 | N |  |  | N | Electric Utility | 1 | X | NG | DFO
Natural Gas Fired Combustion Turbine.NG | natural gas peaker | TRUE | 3046 | Duke Energy Progress - (NC) | 2706 | Asheville | NC | Buncombe | GT1 | Natural Gas Fired Combustion Turbine | GT |  | S | 211.7 | 0.85 | 160 | 185 | 70 | N |  |  | N | Electric Utility | 1 | X | NG | DFO
Natural Gas Fired Combustion Turbine.NG | natural gas peaker | TRUE | 3046 | Duke Energy Progress - (NC) | 2706 | Asheville | NC | Buncombe | GT2 | Natural Gas Fired Combustion Turbine | GT |  | S | 211.8 | 0.85 | 160 | 185 | 70 | N |  |  | N | Electric Utility | 1 | X | NG | DFO
Natural Gas Fired Combined Cycle.NG | natural gas combined cycle | TRUE | 3046 | Duke Energy Progress - (NC) | 2706 | Asheville | NC | Buncombe | ST6 | Natural Gas Fired Combined Cycle | CA | CC1 | S | 102.8 | 0.85 | 85 | 90 | 85 | N |  |  | N | Electric Utility | 1 | X | NG | DFO
Natural Gas Fired Combined Cycle.NG | natural gas combined cycle | TRUE | 3046 | Duke Energy Progress - (NC) | 2706 | Asheville | NC | Buncombe | ST8 | Natural Gas Fired Combined Cycle | CA | CC2 | S | 102.8 | 0.85 | 85 | 90 | 85 | N |  |  | N | Electric Utility | 1 | X | NG | DFO
Conventional Hydroelectric.WAT | hydro | TRUE | 3046 | Duke Energy Progress - (NC) | 2707 | Blewett | NC | Anson | 1 | Conventional Hydroelectric | HY |  | S | 3.2 | 0.8 | 4 | 4 | 3 | N |  |  | N | Electric Utility | 1 | X | WAT
Conventional Hydroelectric.WAT | hydro | TRUE | 3046 | Duke Energy Progress - (NC) | 2707 | Blewett | NC | Anson | 2 | Conventional Hydroelectric | HY |  | S | 3.2 | 0.8 | 4 | 4 | 3 | N |  |  | N | Electric Utility | 1 | X | WAT
Conventional Hydroelectric.WAT | hydro | TRUE | 3046 | Duke Energy Progress - (NC) | 2707 | Blewett | NC | Anson | 3 | Conventional Hydroelectric | HY |  | S | 3.2 | 0.8 | 4 | 4 | 3 | N |  |  | N | Electric Utility | 1 | X | WAT
Conventional Hydroelectric.WAT | hydro | TRUE | 3046 | Duke Energy Progress - (NC) | 2707 | Blewett | NC | Anson | 4 | Conventional Hydroelectric | HY |  | S | 5 | 0.8 | 5 | 5 | 4 | N |  |  | N | Electric Utility | 1 | X | WAT
Conventional Hydroelectric.WAT | hydro | TRUE | 3046 | Duke Energy Progress - (NC) | 2707 | Blewett | NC | Anson | 5 | Conventional Hydroelectric | HY |  | S | 5 | 0.8 | 5 | 5 | 4 | N |  |  | N | Electric Utility | 1 | X | WAT
Conventional Hydroelectric.WAT | hydro | TRUE | 3046 | Duke Energy Progress - (NC) | 2707 | Blewett | NC | Anson | 6 | Conventional Hydroelectric | HY |  | S | 5 | 0.8 | 5 | 5 | 4 | N |  |  | N | Electric Utility | 1 | X | WAT
Petroleum Liquids.DFO | petroleum | TRUE | 3046 | Duke Energy Progress - (NC) | 2707 | Blewett | NC | Anson | GT1 | Petroleum Liquids | GT |  | S | 17.5 | 0.85 | 13 | 17 | 9 | N |  |  | N | Electric Utility | 1 | X | DFO
Petroleum Liquids.DFO | petroleum | TRUE | 3046 | Duke Energy Progress - (NC) | 2707 | Blewett | NC | Anson | GT2 | Petroleum Liquids | GT |  | S | 17.5 | 0.85 | 13 | 17 | 9 | N |  |  | N | Electric Utility | 1 | X | DFO
Petroleum Liquids.DFO | petroleum | TRUE | 3046 | Duke Energy Progress - (NC) | 2707 | Blewett | NC | Anson | GT3 | Petroleum Liquids | GT |  | S | 17.5 | 0.85 | 13 | 17 | 9 | N |  |  | N | Electric Utility | 1 | X | DFO
Petroleum Liquids.DFO | petroleum | TRUE | 3046 | Duke Energy Progress - (NC) | 2707 | Blewett | NC | Anson | GT4 | Petroleum Liquids | GT |  | S | 17.5 | 0.85 | 13 | 17 | 9 | N |  |  | N | Electric Utility | 1 | X | DFO
Conventional Hydroelectric.WAT | hydro | TRUE | 3046 | Duke Energy Progress - (NC) | 2710 | Marshall Dam | NC | Madison | HC1 | Conventional Hydroelectric | HY |  | S | 2.5 | 0.8 | 2 | 2 | 2 | N |  |  | N | Electric Utility | 1 | X | WAT
Conventional Hydroelectric.WAT | hydro | TRUE | 3046 | Duke Energy Progress - (NC) | 2710 | Marshall Dam | NC | Madison | HC2 | Conventional Hydroelectric | HY |  | S | 2.5 | 0.8 | 2 | 2 | 2 | N |  |  | N | Electric Utility | 1 | X | WAT
Conventional Steam Coal.BIT | hard coal | TRUE | 3046 | Duke Energy Progress - (NC) | 2712 | Roxboro | NC | Person | 1 | Conventional Steam Coal | ST |  | S | 410.8 | 0.9 | 379 | 380 | 70 | N |  |  | N | Electric Utility | 1 | X | BIT
Conventional Steam Coal.BIT | hard coal | TRUE | 3046 | Duke Energy Progress - (NC) | 2712 | Roxboro | NC | Person | 2 | Conventional Steam Coal | ST |  | S | 657 | 0.9 | 668 | 673 | 85 | N |  |  | N | Electric Utility | 1 | X | BIT
Conventional Steam Coal.BIT | hard coal | TRUE | 3046 | Duke Energy Progress - (NC) | 2712 | Roxboro | NC | Person | 3 | Conventional Steam Coal | ST |  | S | 745.2 | 0.9 | 694 | 698 | 68 | N |  |  | N | Electric Utility | 1 | X | BIT
Conventional Steam Coal.BIT | hard coal | TRUE | 3046 | Duke Energy Progress - (NC) | 2712 | Roxboro | NC | Person | 4 | Conventional Steam Coal | ST |  | S | 745.2 | 0.9 | 698 | 711 | 125 | N |  |  | N | Electric Utility | 1 | X | BIT
Conventional Hydroelectric.WAT | hydro | TRUE | 3046 | Duke Energy Progress - (NC) | 2714 | Tillery | NC | Montgomery | 1 | Conventional Hydroelectric | HY |  | S | 22 | 0.8 | 21 | 21 | 21 | N |  |  | N | Electric Utility | 1 | X | WAT
Conventional Hydroelectric.WAT | hydro | TRUE | 3046 | Duke Energy Progress - (NC) | 2714 | Tillery | NC | Montgomery | 2 | Conventional Hydroelectric | HY |  | S | 18 | 0.8 | 18 | 18 | 18 | N |  |  | N | Electric Utility | 1 | X | WAT
Conventional Hydroelectric.WAT | hydro | TRUE | 3046 | Duke Energy Progress - (NC) | 2714 | Tillery | NC | Montgomery | 3 | Conventional Hydroelectric | HY |  | S | 22 | 0.8 | 21 | 21 | 21 | N |  |  | N | Electric Utility | 1 | X | WAT
Conventional Hydroelectric.WAT | hydro | TRUE | 3046 | Duke Energy Progress - (NC) | 2714 | Tillery | NC | Montgomery | 4 | Conventional Hydroelectric | HY |  | S | 22 | 0.8 | 25 | 25 | 22 | N |  |  | N | Electric Utility | 1 | X | WAT
Conventional Hydroelectric.WAT | hydro | TRUE | 3046 | Duke Energy Progress - (NC) | 2715 | Walters | NC | Haywood | 1 | Conventional Hydroelectric | HY |  | S | 36 | 0.8 | 36 | 36 | 36 | N |  |  | N | Electric Utility | 1 | X | WAT
Conventional Hydroelectric.WAT | hydro | TRUE | 3046 | Duke Energy Progress - (NC) | 2715 | Walters | NC | Haywood | 2 | Conventional Hydroelectric | HY |  | S | 36 | 0.8 | 40 | 40 | 36 | N |  |  | N | Electric Utility | 1 | X | WAT
Conventional Hydroelectric.WAT | hydro | TRUE | 3046 | Duke Energy Progress - (NC) | 2715 | Walters | NC | Haywood | 3 | Conventional Hydroelectric | HY |  | S | 36 | 0.8 | 36 | 36 | 36 | N |  |  | N | Electric Utility | 1 | X | WAT
Petroleum Liquids.DFO | petroleum | TRUE | 3046 | Duke Energy Progress - (NC) | 2716 | W H Weatherspoon | NC | Robeson | GT1 | Petroleum Liquids | GT |  | S | 39.7 | 0.85 | 31 | 41 | 12 | N |  |  | N | Electric Utility | 1 | X | DFO
Petroleum Liquids.DFO | petroleum | TRUE | 3046 | Duke Energy Progress - (NC) | 2716 | W H Weatherspoon | NC | Robeson | GT2 | Petroleum Liquids | GT |  | S | 39.7 | 0.85 | 31 | 41 | 12 | N |  |  | N | Electric Utility | 1 | X | DFO
Petroleum Liquids.DFO | petroleum | TRUE | 3046 | Duke Energy Progress - (NC) | 2716 | W H Weatherspoon | NC | Robeson | GT3 | Petroleum Liquids | GT |  | S | 41.8 | 0.9 | 32 | 41 | 12 | N |  |  | N | Electric Utility | 1 | X | DFO
Petroleum Liquids.DFO | petroleum | TRUE | 3046 | Duke Energy Progress - (NC) | 2716 | W H Weatherspoon | NC | Robeson | GT4 | Petroleum Liquids | GT |  | S | 41.8 | 0.9 | 30 | 41 | 12 | N |  |  | N | Electric Utility | 1 | X | DFO
Conventional Steam Coal.BIT | hard coal | TRUE | 5416 | Duke Energy Carolinas, LLC | 2718 | G G Allen | NC | Gaston | 1 | Conventional Steam Coal | ST |  | S | 163.2 | 0.85 | 162 | 167 | 85 | N | 12 | 2023 | N | Electric Utility | 1 | X | BIT
Conventional Steam Coal.BIT | hard coal | TRUE | 5416 | Duke Energy Carolinas, LLC | 2718 | G G Allen | NC | Gaston | 5 | Conventional Steam Coal | ST |  | S | 272 | 0.85 | 259 | 259 | 140 | N | 12 | 2023 | N | Electric Utility | 1 | X | BIT
Conventional Hydroelectric.WAT | hydro | TRUE | 5416 | Duke Energy Carolinas, LLC | 2719 | Bridgewater | NC | Burke | 1 | Conventional Hydroelectric | HY |  | S | 13 | 0.9 | 15 | 15 | 13 | N |  |  | N | Electric Utility | 1 | X | WAT
Conventional Hydroelectric.WAT | hydro | TRUE | 5416 | Duke Energy Carolinas, LLC | 2719 | Bridgewater | NC | Burke | 2 | Conventional Hydroelectric | HY |  | S | 13 | 0.9 | 15 | 15 | 13 | N |  |  | N | Electric Utility | 1 | X | WAT
Conventional Hydroelectric.WAT | hydro | TRUE | 5416 | Duke Energy Carolinas, LLC | 2719 | Bridgewater | NC | Burke | 3 | Conventional Hydroelectric | HY |  | S | 1.7 | 0.8 | 1.5 | 1.5 | 1.5 | N |  |  | N | Electric Utility | 1 | X | WAT
Natural Gas Fired Combined Cycle.NG | natural gas combined cycle | TRUE | 5416 | Duke Energy Carolinas, LLC | 2720 | Buck | NC | Rowan | CT11 | Natural Gas Fired Combined Cycle | CT | CC1 | S | 185.3 | 0.85 | 182 | 206 | 182 | N |  |  | N | Electric Utility | 1 | X | NG | DFO
Natural Gas Fired Combined Cycle.NG | natural gas combined cycle | TRUE | 5416 | Duke Energy Carolinas, LLC | 2720 | Buck | NC | Rowan | CT12 | Natural Gas Fired Combined Cycle | CT | CC1 | S | 185.3 | 0.85 | 182 | 206 | 182 | N |  |  | N | Electric Utility | 1 | X | NG | DFO
Natural Gas Fired Combined Cycle.NG | natural gas combined cycle | TRUE | 5416 | Duke Energy Carolinas, LLC | 2720 | Buck | NC | Rowan | ST10 | Natural Gas Fired Combined Cycle | CA | CC1 | S | 327.3 | 0.85 | 304 | 306 | 255 | N |  |  | N | Electric Utility | 1 | X | NG
Natural Gas Steam Turbine.NG | natural gas steam turbine | TRUE | 5416 | Duke Energy Carolinas, LLC | 2721 | James E. Rogers Energy Complex | NC | Cleveland | 5 | Natural Gas Steam Turbine | ST |  | S | 621 | 0.9 | 544 | 546 | 127 | N |  |  | N | Electric Utility | 1 | X | NG | BIT | DFO
Natural Gas Steam Turbine.NG | natural gas steam turbine | TRUE | 5416 | Duke Energy Carolinas, LLC | 2721 | James E. Rogers Energy Complex | NC | Cleveland | 6 | Natural Gas Steam Turbine | ST |  | S | 909.5 | 0.85 | 844 | 849 | 310 | N |  |  | N | Electric Utility | 1 | X | NG | BIT | DFO
Conventional Hydroelectric.WAT | hydro | TRUE | 5416 | Duke Energy Carolinas, LLC | 2722 | Cowans Ford | NC | Lincoln | 1 | Conventional Hydroelectric | HY |  | S | 87.5 | 0.95 | 81 | 81 | 81 | N |  |  | N | Electric Utility | 1 | X | WAT
Conventional Hydroelectric.WAT | hydro | TRUE | 5416 | Duke Energy Carolinas, LLC | 2722 | Cowans Ford | NC | Lincoln | 2 | Conventional Hydroelectric | HY |  | S | 87.5 | 0.95 | 81 | 81 | 81 | N |  |  | N | Electric Utility | 1 | X | WAT
Conventional Hydroelectric.WAT | hydro | TRUE | 5416 | Duke Energy Carolinas, LLC | 2722 | Cowans Ford | NC | Lincoln | 3 | Conventional Hydroelectric | HY |  | S | 87.5 | 0.95 | 81 | 81 | 81 | N |  |  | N | Electric Utility | 1 | X | WAT
Conventional Hydroelectric.WAT | hydro | TRUE | 5416 | Duke Energy Carolinas, LLC | 2722 | Cowans Ford | NC | Lincoln | 4 | Conventional Hydroelectric | HY |  | S | 87.5 | 0.95 | 81 | 81 | 81 | N |  |  | N | Electric Utility | 1 | X | WAT
Natural Gas Fired Combined Cycle.NG | natural gas combined cycle | TRUE | 5416 | Duke Energy Carolinas, LLC | 2723 | Dan River | NC | Rockingham | CT8 | Natural Gas Fired Combined Cycle | CT | CC1 | S | 185.3 | 0.85 | 177 | 206 | 177 | N |  |  | N | Electric Utility | 1 | X | NG
Natural Gas Fired Combined Cycle.NG | natural gas combined cycle | TRUE | 5416 | Duke Energy Carolinas, LLC | 2723 | Dan River | NC | Rockingham | CT9 | Natural Gas Fired Combined Cycle | CT | CC1 | S | 185.3 | 0.85 | 177 | 206 | 177 | N |  |  | N | Electric Utility | 1 | X | NG
Natural Gas Fired Combined Cycle.NG | natural gas combined cycle | TRUE | 5416 | Duke Energy Carolinas, LLC | 2723 | Dan River | NC | Rockingham | ST7 | Natural Gas Fired Combined Cycle | CA | CC1 | S | 327.3 | 0.85 | 308 | 306 | 300 | N |  |  | N | Electric Utility | 1 | X | NG
Conventional Hydroelectric.WAT | hydro | TRUE | 5416 | Duke Energy Carolinas, LLC | 2726 | Lookout Shoals | NC | Iredell | 1 | Conventional Hydroelectric | HY |  | S | 8.6 | 1 | 9 | 9 | 8.6 | N |  |  | N | Electric Utility | 1 | X | WAT
Conventional Hydroelectric.WAT | hydro | TRUE | 5416 | Duke Energy Carolinas, LLC | 2726 | Lookout Shoals | NC | Iredell | 2 | Conventional Hydroelectric | HY |  | S | 8.6 | 1 | 9 | 9 | 8.6 | N |  |  | N | Electric Utility | 1 | X | WAT
Conventional Hydroelectric.WAT | hydro | TRUE | 5416 | Duke Energy Carolinas, LLC | 2726 | Lookout Shoals | NC | Iredell | 3 | Conventional Hydroelectric | HY |  | S | 8.6 | 1 | 9 | 9 | 8.6 | N |  |  | N | Electric Utility | 1 | X | WAT
Natural Gas Steam Turbine.NG | natural gas steam turbine | TRUE | 5416 | Duke Energy Carolinas, LLC | 2727 | Marshall (NC) | NC | Catawba | 1 | Natural Gas Steam Turbine | ST |  | S | 348.5 | 0.9 | 370 | 380 | 140 | N | 12 | 2034 | N | Electric Utility | 1 | X | NG | BIT | DFO
Conventional Steam Coal.BIT | hard coal | TRUE | 5416 | Duke Energy Carolinas, LLC | 2727 | Marshall (NC) | NC | Catawba | 2 | Conventional Steam Coal | ST |  | S | 348.5 | 0.9 | 370 | 380 | 140 | N | 12 | 2034 | N | Electric Utility | 1 | X | BIT | NG | DFO
Natural Gas Steam Turbine.NG | natural gas steam turbine | TRUE | 5416 | Duke Energy Carolinas, LLC | 2727 | Marshall (NC) | NC | Catawba | 3 | Natural Gas Steam Turbine | ST |  | S | 711 | 0.9 | 658 | 658 | 270 | N |  |  | N | Electric Utility | 1 | X | NG | BIT | DFO
Conventional Steam Coal.BIT | hard coal | TRUE | 5416 | Duke Energy Carolinas, LLC | 2727 | Marshall (NC) | NC | Catawba | 4 | Conventional Steam Coal | ST |  | S | 711 | 0.9 | 660 | 660 | 270 | N |  |  | N | Electric Utility | 1 | X | BIT | NG | DFO
Conventional Hydroelectric.WAT | hydro | TRUE | 5416 | Duke Energy Carolinas, LLC | 2728 | Mountain Island | NC | Gaston | 1 | Conventional Hydroelectric | HY |  | S | 15 | 0.8 | 14 | 14 | 14 | N |  |  | N | Electric Utility | 1 | X | WAT
Conventional Hydroelectric.WAT | hydro | TRUE | 5416 | Duke Energy Carolinas, LLC | 2728 | Mountain Island | NC | Gaston | 2 | Conventional Hydroelectric | HY |  | S | 15 | 0.8 | 17 | 17 | 15 | N |  |  | N | Electric Utility | 1 | X | WAT
Conventional Hydroelectric.WAT | hydro | TRUE | 5416 | Duke Energy Carolinas, LLC | 2728 | Mountain Island | NC | Gaston | 3 | Conventional Hydroelectric | HY |  | S | 15 | 0.8 | 17 | 17 | 15 | N |  |  | N | Electric Utility | 1 | X | WAT
Conventional Hydroelectric.WAT | hydro | TRUE | 5416 | Duke Energy Carolinas, LLC | 2728 | Mountain Island | NC | Gaston | 4 | Conventional Hydroelectric | HY |  | S | 15 | 0.8 | 17 | 17 | 15 | N |  |  | N | Electric Utility | 1 | X | WAT
Conventional Hydroelectric.WAT | hydro | TRUE | 5416 | Duke Energy Carolinas, LLC | 2729 | Oxford Dam | NC | Catawba | 1 | Conventional Hydroelectric | HY |  | S | 18 | 0.8 | 20 | 20 | 18 | N |  |  | N | Electric Utility | 1 | X | WAT
Conventional Hydroelectric.WAT | hydro | TRUE | 5416 | Duke Energy Carolinas, LLC | 2729 | Oxford Dam | NC | Catawba | 2 | Conventional Hydroelectric | HY |  | S | 18 | 0.8 | 20 | 20 | 18 | N |  |  | N | Electric Utility | 1 | X | WAT
Conventional Hydroelectric.WAT | hydro | TRUE | 5416 | Duke Energy Carolinas, LLC | 2730 | Rhodhiss | NC | Caldwell | 1 | Conventional Hydroelectric | HY |  | S | 8.5 | 0.95 | 9.5 | 9.5 | 8.5 | N |  |  | N | Electric Utility | 1 | X | WAT
Conventional Hydroelectric.WAT | hydro | TRUE | 5416 | Duke Energy Carolinas, LLC | 2730 | Rhodhiss | NC | Caldwell | 2 | Conventional Hydroelectric | HY |  | S | 8.5 | 0.95 | 11.5 | 11.5 | 8.5 | N |  |  | N | Electric Utility | 1 | X | WAT
Conventional Hydroelectric.WAT | hydro | TRUE | 5416 | Duke Energy Carolinas, LLC | 2730 | Rhodhiss | NC | Caldwell | 3 | Conventional Hydroelectric | HY |  | S | 8.5 | 0.95 | 12.4 | 12.4 | 8.5 | N |  |  | N | Electric Utility | 1 | X | WAT
Conventional Hydroelectric.WAT | hydro | TRUE | 13763 | Northbrook Carolina Hydro LLC | 2735 | Turner Shoals | NC | Polk | 1 | Conventional Hydroelectric | HY |  | S | 2.7 | 0.9 | 2.7 | 2.7 | 0.4 | N |  |  | N | IPP Non-CHP | 2 | X | WAT
Conventional Hydroelectric.WAT | hydro | TRUE | 13763 | Northbrook Carolina Hydro LLC | 2735 | Turner Shoals | NC | Polk | 2 | Conventional Hydroelectric | HY |  | S | 2.7 | 0.9 | 2.7 | 2.7 | 0.4 | N |  |  | N | IPP Non-CHP | 2 | X | WAT
Conventional Hydroelectric.WAT | hydro | TRUE | 63011 | Northbrook Tuxedo, LLC | 2736 | Tuxedo | NC | Henderson | 1 | Conventional Hydroelectric | HY |  | S | 2.5 | 0.8 | 3.2 | 3.2 | 2.5 | N |  |  | N | IPP Non-CHP | 2 | X | WAT
Conventional Hydroelectric.WAT | hydro | TRUE | 63011 | Northbrook Tuxedo, LLC | 2736 | Tuxedo | NC | Henderson | 2 | Conventional Hydroelectric | HY |  | S | 2.5 | 0.8 | 3.2 | 3.2 | 2.5 | N |  |  | N | IPP Non-CHP | 2 | X | WAT
Conventional Hydroelectric.WAT | hydro | TRUE | 5416 | Duke Energy Carolinas, LLC | 2741 | Bear Creek Dam | NC | Jackson | 1 | Conventional Hydroelectric | HY |  | S | 9 | 0.9 | 9.5 | 9.5 | 9 | N |  |  | N | Electric Utility | 1 | X | WAT
Conventional Hydroelectric.WAT | hydro | TRUE | 5416 | Duke Energy Carolinas, LLC | 2743 | Cedar Cliff | NC | Jackson | 1 | Conventional Hydroelectric | HY |  | S | 6.4 | 0.85 | 6.4 | 6.4 | 6.4 | N |  |  | N | Electric Utility | 1 | X | WAT
Conventional Hydroelectric.WAT | hydro | TRUE | 63010 | Northbrook Carolina Hydro II, LLC | 2745 | Franklin (NC) | NC | Macon | 1 | Conventional Hydroelectric | HY |  | S | 0.5 | 0.8 | 0.5 | 0.5 | 0.5 | N |  |  | N | IPP Non-CHP | 2 | X | WAT
Conventional Hydroelectric.WAT | hydro | TRUE | 63010 | Northbrook Carolina Hydro II, LLC | 2745 | Franklin (NC) | NC | Macon | 2 | Conventional Hydroelectric | HY |  | S | 0.5 | 0.8 | 0.5 | 0.5 | 0.5 | N |  |  | N | IPP Non-CHP | 2 | X | WAT
Conventional Hydroelectric.WAT | hydro | TRUE | 63010 | Northbrook Carolina Hydro II, LLC | 2746 | Mission | NC | Clay | 1 | Conventional Hydroelectric | HY |  | S | 0.6 | 0.8 | 0.6 | 0.6 | 0.6 | N |  |  | N | IPP Non-CHP | 2 | X | WAT
Conventional Hydroelectric.WAT | hydro | TRUE | 63010 | Northbrook Carolina Hydro II, LLC | 2746 | Mission | NC | Clay | 2 | Conventional Hydroelectric | HY |  | S | 0.6 | 0.8 | 0.6 | 0.6 | 0.6 | N |  |  | N | IPP Non-CHP | 2 | X | WAT
Conventional Hydroelectric.WAT | hydro | TRUE | 63010 | Northbrook Carolina Hydro II, LLC | 2746 | Mission | NC | Clay | 3 | Conventional Hydroelectric | HY |  | S | 0.6 | 0.8 | 0.6 | 0.6 | 0.6 | N |  |  | N | IPP Non-CHP | 2 | X | WAT
Conventional Hydroelectric.WAT | hydro | TRUE | 5416 | Duke Energy Carolinas, LLC | 2747 | Nantahala | NC | Macon | 1 | Conventional Hydroelectric | HY |  | S | 43.2 | 0.8 | 45 | 45 | 43.2 | N |  |  | N | Electric Utility | 1 | X | WAT
Conventional Hydroelectric.WAT | hydro | TRUE | 5416 | Duke Energy Carolinas, LLC | 2749 | Tennessee Creek | NC | Jackson | 1 | Conventional Hydroelectric | HY |  | S | 10.8 | 0.9 | 11.5 | 11.5 | 10.8 | N |  |  | N | Electric Utility | 1 | X | WAT
Conventional Hydroelectric.WAT | hydro | TRUE | 5416 | Duke Energy Carolinas, LLC | 2750 | Thorpe | NC | Jackson | 1 | Conventional Hydroelectric | HY |  | S | 21.6 | 0.8 | 19.7 | 19.7 | 19.7 | N |  |  | N | Electric Utility | 1 | X | WAT
Conventional Hydroelectric.WAT | hydro | TRUE | 5416 | Duke Energy Carolinas, LLC | 2751 | Tuckasegee | NC | Jackson | 1 | Conventional Hydroelectric | HY |  | S | 3 | 0.9 | 2.5 | 2.5 | 2.5 | N |  |  | N | Electric Utility | 1 | X | WAT
Conventional Hydroelectric.WAT | hydro | TRUE | 19876 | Virginia Electric & Power Co | 2756 | Gaston | NC | Halifax | 1 | Conventional Hydroelectric | HY |  | S | 44.4 | 0.8 | 55 | 55 | 0 | N |  |  | N | Electric Utility | 1 | X | WAT
Conventional Hydroelectric.WAT | hydro | TRUE | 19876 | Virginia Electric & Power Co | 2756 | Gaston | NC | Halifax | 2 | Conventional Hydroelectric | HY |  | S | 44.4 | 0.8 | 55 | 55 | 0 | N |  |  | N | Electric Utility | 1 | X | WAT
Conventional Hydroelectric.WAT | hydro | TRUE | 19876 | Virginia Electric & Power Co | 2756 | Gaston | NC | Halifax | 3 | Conventional Hydroelectric | HY |  | S | 44.4 | 0.8 | 55 | 55 | 0 | N |  |  | N | Electric Utility | 1 | X | WAT
Conventional Hydroelectric.WAT | hydro | TRUE | 19876 | Virginia Electric & Power Co | 2756 | Gaston | NC | Halifax | 4 | Conventional Hydroelectric | HY |  | S | 44.4 | 0.8 | 55 | 55 | 0 | N |  |  | N | Electric Utility | 1 | X | WAT
Conventional Hydroelectric.WAT | hydro | TRUE | 19876 | Virginia Electric & Power Co | 2758 | Roanoke Rapids | NC | Halifax | 1 | Conventional Hydroelectric | HY |  | S | 25 | 0.9 | 24 | 24 | 10 | N |  |  | N | Electric Utility | 1 | X | WAT
Conventional Hydroelectric.WAT | hydro | TRUE | 19876 | Virginia Electric & Power Co | 2758 | Roanoke Rapids | NC | Halifax | 2 | Conventional Hydroelectric | HY |  | S | 25 | 0.9 | 24 | 24 | 10 | N |  |  | N | Electric Utility | 1 | X | WAT
Conventional Hydroelectric.WAT | hydro | TRUE | 19876 | Virginia Electric & Power Co | 2758 | Roanoke Rapids | NC | Halifax | 3 | Conventional Hydroelectric | HY |  | S | 25 | 0.9 | 24 | 24 | 10 | N |  |  | N | Electric Utility | 1 | X | WAT
Conventional Hydroelectric.WAT | hydro | TRUE | 19876 | Virginia Electric & Power Co | 2758 | Roanoke Rapids | NC | Halifax | 4 | Conventional Hydroelectric | HY |  | S | 25 | 0.9 | 23 | 23 | 10 | N |  |  | N | Electric Utility | 1 | X | WAT
Conventional Hydroelectric.WAT | hydro | TRUE | 10604 | Lake Lure Town of | 2773 | Lake Lure | NC | Rutherford | 1 | Conventional Hydroelectric | HY |  | S | 1.2 | 0.8 | 1.2 | 1.2 | 0.6 | N |  |  | N | IPP Non-CHP | 2 | X | WAT
Conventional Hydroelectric.WAT | hydro | TRUE | 10604 | Lake Lure Town of | 2773 | Lake Lure | NC | Rutherford | 2 | Conventional Hydroelectric | HY |  | S | 2.4 | 0.8 | 2.4 | 2.4 | 0.6 | N |  |  | N | IPP Non-CHP | 2 | X | WAT
Conventional Hydroelectric.WAT | hydro | TRUE | 18642 | Tennessee Valley Authority | 2778 | Chatuge | NC | Clay | 1 | Conventional Hydroelectric | HY |  | S | 13.2 | 0.9 | 13.9 | 13.1 | 7.9 | N |  |  | N | Electric Utility | 1 | X | WAT
Conventional Hydroelectric.WAT | hydro | TRUE | 18642 | Tennessee Valley Authority | 2779 | Fontana Dam | NC | Swain | 1 | Conventional Hydroelectric | HY |  | S | 81 | 0.95 | 101.4 | 101.4 | 56 | N |  |  | N | Electric Utility | 1 | X | WAT
Conventional Hydroelectric.WAT | hydro | TRUE | 18642 | Tennessee Valley Authority | 2779 | Fontana Dam | NC | Swain | 2 | Conventional Hydroelectric | HY |  | S | 92.7 | 0.95 | 101.4 | 101.4 | 56 | N |  |  | N | Electric Utility | 1 | X | WAT
Conventional Hydroelectric.WAT | hydro | TRUE | 18642 | Tennessee Valley Authority | 2779 | Fontana Dam | NC | Swain | 3 | Conventional Hydroelectric | HY |  | S | 81 | 0.95 | 101.4 | 101.4 | 56 | N |  |  | N | Electric Utility | 1 | X | WAT
Conventional Hydroelectric.WAT | hydro | TRUE | 18642 | Tennessee Valley Authority | 2780 | Hiwassee Dam | NC | Cherokee | 1 | Conventional Hydroelectric | HY |  | S | 70.6 | 0.9 | 87.7 | 73.8 | 33.3 | N |  |  | N | Electric Utility | 1 | X | WAT
Hydroelectric Pumped Storage.WAT | other | TRUE | 18642 | Tennessee Valley Authority | 2780 | Hiwassee Dam | NC | Cherokee | 2 | Hydroelectric Pumped Storage | PS |  | S | 95 | 0.95 | 86 | 67.5 | 56.7 | N |  |  | N | Electric Utility | 1 | X | WAT
Petroleum Liquids.DFO | petroleum | TRUE | 13683 | North Carolina El Member Corp | 2783 | Buxton | NC | Dare | 1A | Petroleum Liquids | IC |  | S | 3 | 0.8 | 3 | 3 | 3 | N |  |  | N | Electric Utility | 1 | X | DFO
Petroleum Liquids.DFO | petroleum | TRUE | 13683 | North Carolina El Member Corp | 2783 | Buxton | NC | Dare | 2A | Petroleum Liquids | IC |  | S | 3 | 0.8 | 3 | 3 | 3 | N |  |  | N | Electric Utility | 1 | X | DFO
Petroleum Liquids.DFO | petroleum | TRUE | 13683 | North Carolina El Member Corp | 2783 | Buxton | NC | Dare | 3A | Petroleum Liquids | IC |  | S | 3 | 0.8 | 3 | 3 | 3 | N |  |  | N | Electric Utility | 1 | X | DFO
Petroleum Liquids.DFO | petroleum | TRUE | 13683 | North Carolina El Member Corp | 2783 | Buxton | NC | Dare | 4A | Petroleum Liquids | IC |  | S | 3 | 0.8 | 3 | 3 | 3 | N |  |  | N | Electric Utility | 1 | X | DFO
Petroleum Liquids.DFO | petroleum | TRUE | 13683 | North Carolina El Member Corp | 2783 | Buxton | NC | Dare | 5A | Petroleum Liquids | IC |  | S | 3 | 0.8 | 3 | 3 | 3 | N |  |  | N | Electric Utility | 1 | X | DFO
Natural Gas Fired Combustion Turbine.NG | natural gas peaker | TRUE | 12199 | Montana-Dakota Utilities Co | 2790 | R M Heskett | ND | Morton | 3 | Natural Gas Fired Combustion Turbine | GT |  | S | 88 | 0.85 | 88 | 101 | 8 | N |  |  | N | Electric Utility | 1 | X | NG
Petroleum Liquids.DFO | petroleum | TRUE | 14232 | Otter Tail Power Co | 2801 | Jamestown | ND | Stutsman | 1 | Petroleum Liquids | GT |  | S | 24.1 | 0.9 | 20.9 | 25.7 | 6 | N |  |  | N | Electric Utility | 1 | X | DFO
Petroleum Liquids.DFO | petroleum | TRUE | 14232 | Otter Tail Power Co | 2801 | Jamestown | ND | Stutsman | 2 | Petroleum Liquids | GT |  | S | 24.1 | 0.9 | 21.6 | 26.6 | 6 | N |  |  | N | Electric Utility | 1 | X | DFO
Petroleum Liquids.DFO | petroleum | TRUE | 7444 | City of Grafton - (ND) | 2811 | Grafton | ND | Walsh | 1 | Petroleum Liquids | IC |  | S | 0.6 | 0.8 | 0.6 | 0.6 | 0.3 | N |  |  | N | Electric Utility | 1 | X | DFO
Petroleum Liquids.DFO | petroleum | TRUE | 7444 | City of Grafton - (ND) | 2811 | Grafton | ND | Walsh | 2 | Petroleum Liquids | IC |  | S | 0.8 | 0.8 | 0.8 | 0.8 | 0.4 | N |  |  | N | Electric Utility | 1 | X | DFO
Petroleum Liquids.DFO | petroleum | TRUE | 7444 | City of Grafton - (ND) | 2811 | Grafton | ND | Walsh | 3 | Petroleum Liquids | IC |  | S | 1.3 | 0.8 | 1.3 | 1.3 | 0.7 | N |  |  | N | Electric Utility | 1 | X | DFO
Petroleum Liquids.DFO | petroleum | TRUE | 7444 | City of Grafton - (ND) | 2811 | Grafton | ND | Walsh | 4 | Petroleum Liquids | IC |  | S | 1.3 | 0.8 | 1.3 | 1.3 | 0.7 | N |  |  | N | Electric Utility | 1 | X | DFO
Conventional Hydroelectric.WAT | hydro | TRUE | 19635 | USACE-Omaha | 2815 | Garrison | ND | Mercer | 1 | Conventional Hydroelectric | HY |  | S | 121.6 | 0.95 | 102 | 102 | 0 | N |  |  | N | Electric Utility | 1 | X | WAT
Conventional Hydroelectric.WAT | hydro | TRUE | 19635 | USACE-Omaha | 2815 | Garrison | ND | Mercer | 2 | Conventional Hydroelectric | HY |  | S | 121.6 | 0.95 | 102 | 102 | 0 | N |  |  | N | Electric Utility | 1 | X | WAT
Conventional Hydroelectric.WAT | hydro | TRUE | 19635 | USACE-Omaha | 2815 | Garrison | ND | Mercer | 3 | Conventional Hydroelectric | HY |  | S | 121.6 | 0.95 | 102 | 102 | 0 | N |  |  | N | Electric Utility | 1 | X | WAT
Conventional Hydroelectric.WAT | hydro | TRUE | 19635 | USACE-Omaha | 2815 | Garrison | ND | Mercer | 4 | Conventional Hydroelectric | HY |  | S | 109.3 | 0.95 | 102 | 102 | 0 | N |  |  | N | Electric Utility | 1 | X | WAT
Conventional Hydroelectric.WAT | hydro | TRUE | 19635 | USACE-Omaha | 2815 | Garrison | ND | Mercer | 5 | Conventional Hydroelectric | HY |  | S | 109.3 | 0.95 | 102 | 102 | 0 | N |  |  | N | Electric Utility | 1 | X | WAT
Conventional Steam Coal.LIG | lignite | TRUE | 1307 | Basin Electric Power Coop | 2817 | Leland Olds | ND | Mercer | 1 | Conventional Steam Coal | ST |  | S | 216 | 0.85 | 221 | 221 | 110 | N |  |  | N | Electric Utility | 1 | X | LIG |  | SUB
Conventional Steam Coal.LIG | lignite | TRUE | 1307 | Basin Electric Power Coop | 2817 | Leland Olds | ND | Mercer | 2 | Conventional Steam Coal | ST |  | S | 440 | 0.9 | 445 | 445 | 220 | N |  |  | N | Electric Utility | 1 | X | LIG |  | SUB
Conventional Steam Coal.LIG | lignite | TRUE | 12658 | Minnkota Power Coop, Inc | 2823 | Milton R Young | ND | Oliver | 1 | Conventional Steam Coal | ST |  | S | 257 | 0.9 | 237 | 237 | 150 | N |  |  | N | Electric Utility | 1 | X | LIG
Conventional Steam Coal.LIG | lignite | TRUE | 12658 | Minnkota Power Coop, Inc | 2823 | Milton R Young | ND | Oliver | 2 | Conventional Steam Coal | ST |  | W | 477 | 0.9 | 447 | 455 | 270 | N |  |  | N | Electric Utility | 1 | X | LIG
Conventional Steam Coal.BIT | hard coal | TRUE | 61412 | Cardinal Operating Company | 2828 | Cardinal | OH | Jefferson | 1 | Conventional Steam Coal | ST |  | W | 615.2 | 0.85 | 585 | 595 | 340 | N |  |  | N | IPP Non-CHP | 2 | X | BIT
Conventional Steam Coal.BIT | hard coal | TRUE | 61412 | Cardinal Operating Company | 2828 | Cardinal | OH | Jefferson | 2 | Conventional Steam Coal | ST |  | W | 615.2 | 0.85 | 585 | 595 | 340 | N |  |  | N | IPP Non-CHP | 2 | X | BIT
Conventional Steam Coal.BIT | hard coal | TRUE | 61412 | Cardinal Operating Company | 2828 | Cardinal | OH | Jefferson | 3 | Conventional Steam Coal | ST |  | W | 650 | 0.9 | 620 | 620 | 400 | N | 12 | 2028 | N | IPP Non-CHP | 2 | X | BIT
Batteries.MWH | battery storage | 0 | 3542 | Duke Energy Ohio Inc | 2830 | Walter C Beckjord | OH | Clermont | BECK1 | Batteries | BA |  | S | 2 |  | 2 | 2 | 0 | N |  |  | N | Electric Utility | 1 | X | MWH
Batteries.MWH | battery storage | 0 | 3542 | Duke Energy Ohio Inc | 2830 | Walter C Beckjord | OH | Clermont | BECK2 | Batteries | BA |  | S | 2 |  | 2 | 2 | 0 | N |  |  | N | Electric Utility | 1 | X | MWH
Natural Gas Fired Combustion Turbine.NG | natural gas peaker | TRUE | 59917 | Luminant Dick's Creek | 2831 | Dicks Creek | OH | Butler | 1 | Natural Gas Fired Combustion Turbine | GT |  | S | 100 | 0.9 | 92 | 110 | 5 | N |  |  | N | IPP Non-CHP | 2 | X | NG
Natural Gas Fired Combustion Turbine.NG | natural gas peaker | TRUE | 59917 | Luminant Dick's Creek | 2831 | Dicks Creek | OH | Butler | 3 | Natural Gas Fired Combustion Turbine | GT |  | S | 16.5 | 0.85 | 14.2 | 19.5 | 3 | N |  |  | N | IPP Non-CHP | 2 | X | NG
Natural Gas Fired Combustion Turbine.NG | natural gas peaker | TRUE | 59917 | Luminant Dick's Creek | 2831 | Dicks Creek | OH | Butler | 4 | Natural Gas Fired Combustion Turbine | GT |  | S | 21.3 | 0.8 | 15 | 21.4 | 3 | N |  |  | N | IPP Non-CHP | 2 | X | NG
Natural Gas Fired Combustion Turbine.NG | natural gas peaker | TRUE | 59917 | Luminant Dick's Creek | 2831 | Dicks Creek | OH | Butler | 5 | Natural Gas Fired Combustion Turbine | GT |  | S | 21.3 | 0.8 | 15 | 21.4 | 3 | N |  |  | N | IPP Non-CHP | 2 | X | NG
Conventional Steam Coal.BIT | hard coal | TRUE | 59919 | Luminant Miami Fort | 2832 | Miami Fort | OH | Hamilton | 7 | Conventional Steam Coal | ST |  | S | 557.1 | 0.85 | 510 | 510 | 200 | N | 12 | 2027 | N | IPP Non-CHP | 2 | X | BIT
Conventional Steam Coal.BIT | hard coal | TRUE | 59919 | Luminant Miami Fort | 2832 | Miami Fort | OH | Hamilton | 8 | Conventional Steam Coal | ST |  | S | 557.7 | 0.85 | 510 | 510 | 200 | N | 12 | 2027 | N | IPP Non-CHP | 2 | X | BIT
Petroleum Liquids.DFO | petroleum | TRUE | 59919 | Luminant Miami Fort | 2832 | Miami Fort | OH | Hamilton | GT3 | Petroleum Liquids | GT |  | S | 16.5 | 0.85 | 14 | 20 | 3 | N |  |  | N | IPP Non-CHP | 2 | X | DFO
Petroleum Liquids.DFO | petroleum | TRUE | 59919 | Luminant Miami Fort | 2832 | Miami Fort | OH | Hamilton | GT4 | Petroleum Liquids | GT |  | S | 16.5 | 0.85 | 14 | 20 | 3 | N |  |  | N | IPP Non-CHP | 2 | X | DFO
Petroleum Liquids.DFO | petroleum | TRUE | 59919 | Luminant Miami Fort | 2832 | Miami Fort | OH | Hamilton | GT5 | Petroleum Liquids | GT |  | S | 16.5 | 0.85 | 14 | 20 | 3 | N |  |  | N | IPP Non-CHP | 2 | X | DFO
Petroleum Liquids.DFO | petroleum | TRUE | 59919 | Luminant Miami Fort | 2832 | Miami Fort | OH | Hamilton | GT6 | Petroleum Liquids | GT |  | S | 16.5 | 0.85 | 14 | 20 | 3 | N |  |  | N | IPP Non-CHP | 2 | X | DFO
Natural Gas Fired Combustion Turbine.NG | natural gas peaker | TRUE | 61919 | Kimura Power LLC | 2847 | Tait Electric Generating Station | OH | Montgomery | GT1 | Natural Gas Fired Combustion Turbine | GT |  | S | 103.5 | 0.85 | 91 | 111.9 | 41 | N |  |  | N | IPP Non-CHP | 2 | X | NG | DFO
Natural Gas Fired Combustion Turbine.NG | natural gas peaker | TRUE | 61919 | Kimura Power LLC | 2847 | Tait Electric Generating Station | OH | Montgomery | GT2 | Natural Gas Fired Combustion Turbine | GT |  | S | 106.1 | 0.85 | 91.1 | 114.9 | 41 | N |  |  | N | IPP Non-CHP | 2 | X | NG | DFO
Natural Gas Fired Combustion Turbine.NG | natural gas peaker | TRUE | 61919 | Kimura Power LLC | 2847 | Tait Electric Generating Station | OH | Montgomery | GT3 | Natural Gas Fired Combustion Turbine | GT |  | S | 84.2 | 0.85 | 81 | 98.9 | 41 | N |  |  | N | IPP Non-CHP | 2 | X | NG | DFO
Natural Gas Fired Combustion Turbine.NG | natural gas peaker | TRUE | 61919 | Kimura Power LLC | 2847 | Tait Electric Generating Station | OH | Montgomery | GT4 | Natural Gas Fired Combustion Turbine | GT |  | S | 94 | 0.85 | 85 | 108.9 | 42 | N |  |  | N | IPP Non-CHP | 2 | X | NG | DFO
Natural Gas Fired Combustion Turbine.NG | natural gas peaker | TRUE | 61919 | Kimura Power LLC | 2847 | Tait Electric Generating Station | OH | Montgomery | GT5 | Natural Gas Fired Combustion Turbine | GT |  | S | 94 | 0.85 | 88 | 108.1 | 42 | N |  |  | N | IPP Non-CHP | 2 | X | NG | DFO
Natural Gas Fired Combustion Turbine.NG | natural gas peaker | TRUE | 61919 | Kimura Power LLC | 2847 | Tait Electric Generating Station | OH | Montgomery | GT6 | Natural Gas Fired Combustion Turbine | GT |  | S | 94 | 0.85 | 81 | 104 | 42 | N |  |  | N | IPP Non-CHP | 2 | X | NG | DFO
Natural Gas Fired Combustion Turbine.NG | natural gas peaker | TRUE | 61919 | Kimura Power LLC | 2847 | Tait Electric Generating Station | OH | Montgomery | GT7 | Natural Gas Fired Combustion Turbine | GT |  | S | 94 | 0.85 | 80 | 104 | 42 | N |  |  | N | IPP Non-CHP | 2 | X | NG | DFO
Petroleum Liquids.DFO | petroleum | TRUE | 61919 | Kimura Power LLC | 2847 | Tait Electric Generating Station | OH | Montgomery | IC1 | Petroleum Liquids | IC |  | S | 2.7 | 0.8 | 2.5 | 2.5 | 2.5 | N |  |  | N | IPP Non-CHP | 2 | X | DFO
Petroleum Liquids.DFO | petroleum | TRUE | 61919 | Kimura Power LLC | 2847 | Tait Electric Generating Station | OH | Montgomery | IC2 | Petroleum Liquids | IC |  | S | 2.7 | 0.8 | 2.5 | 2.5 | 2.5 | N |  |  | N | IPP Non-CHP | 2 | X | DFO
Petroleum Liquids.DFO | petroleum | TRUE | 61919 | Kimura Power LLC | 2847 | Tait Electric Generating Station | OH | Montgomery | IC3 | Petroleum Liquids | IC |  | S | 2.7 | 0.8 | 2.5 | 2.5 | 2.5 | N |  |  | N | IPP Non-CHP | 2 | X | DFO
Petroleum Liquids.DFO | petroleum | TRUE | 61919 | Kimura Power LLC | 2847 | Tait Electric Generating Station | OH | Montgomery | IC4 | Petroleum Liquids | IC |  | S | 2.7 | 0.8 | 2.5 | 2.5 | 2.5 | N |  |  | N | IPP Non-CHP | 2 | X | DFO
Natural Gas Fired Combustion Turbine.NG | natural gas peaker | TRUE | 61919 | Kimura Power LLC | 2848 | O H Hutchings | OH | Montgomery | 7 | Natural Gas Fired Combustion Turbine | GT |  | S | 32.6 | 0.85 | 25.2 | 29.9 | 25 | N |  |  | N | IPP Non-CHP | 2 | X | NG | DFO
Petroleum Liquids.DFO | petroleum | TRUE | 61919 | Kimura Power LLC | 2851 | Monument | OH | Montgomery | 1 | Petroleum Liquids | IC |  | S | 2.7 | 0.8 | 2.5 | 2.5 | 2.4 | N |  |  | N | IPP Non-CHP | 2 | X | DFO
Petroleum Liquids.DFO | petroleum | TRUE | 61919 | Kimura Power LLC | 2851 | Monument | OH | Montgomery | 2 | Petroleum Liquids | IC |  | S | 2.7 | 0.8 | 2.5 | 2.5 | 2.4 | N |  |  | N | IPP Non-CHP | 2 | X | DFO
Petroleum Liquids.DFO | petroleum | TRUE | 61919 | Kimura Power LLC | 2851 | Monument | OH | Montgomery | 3 | Petroleum Liquids | IC |  | S | 2.7 | 0.8 | 2.5 | 2.5 | 2.4 | N |  |  | N | IPP Non-CHP | 2 | X | DFO
Petroleum Liquids.DFO | petroleum | TRUE | 61919 | Kimura Power LLC | 2851 | Monument | OH | Montgomery | 4 | Petroleum Liquids | IC |  | S | 2.7 | 0.8 | 2.5 | 2.5 | 2.4 | N |  |  | N | IPP Non-CHP | 2 | X | DFO
Petroleum Liquids.DFO | petroleum | TRUE | 61919 | Kimura Power LLC | 2851 | Monument | OH | Montgomery | 5 | Petroleum Liquids | IC |  | S | 2.7 | 0.8 | 2.5 | 2.5 | 2.4 | N |  |  | N | IPP Non-CHP | 2 | X | DFO
Petroleum Liquids.DFO | petroleum | TRUE | 61919 | Kimura Power LLC | 2852 | Sidney (OH) | OH | Shelby | 1 | Petroleum Liquids | IC |  | S | 2.7 | 0.8 | 2.7 | 2.7 | 2.4 | N |  |  | N | IPP Non-CHP | 2 | X | DFO
Petroleum Liquids.DFO | petroleum | TRUE | 61919 | Kimura Power LLC | 2852 | Sidney (OH) | OH | Shelby | 2 | Petroleum Liquids | IC |  | S | 2.7 | 0.8 | 2.7 | 2.7 | 2.4 | N |  |  | N | IPP Non-CHP | 2 | X | DFO
Petroleum Liquids.DFO | petroleum | TRUE | 61919 | Kimura Power LLC | 2852 | Sidney (OH) | OH | Shelby | 3 | Petroleum Liquids | IC |  | S | 2.7 | 0.8 | 2.7 | 2.7 | 2.4 | N |  |  | N | IPP Non-CHP | 2 | X | DFO
Petroleum Liquids.DFO | petroleum | TRUE | 61919 | Kimura Power LLC | 2852 | Sidney (OH) | OH | Shelby | 4 | Petroleum Liquids | IC |  | S | 2.7 | 0.8 | 2.7 | 2.7 | 2.4 | N |  |  | N | IPP Non-CHP | 2 | X | DFO
Petroleum Liquids.DFO | petroleum | TRUE | 61919 | Kimura Power LLC | 2852 | Sidney (OH) | OH | Shelby | 5 | Petroleum Liquids | IC |  | S | 2.7 | 0.8 | 2.7 | 2.7 | 2.4 | N |  |  | N | IPP Non-CHP | 2 | X | DFO
Natural Gas Fired Combustion Turbine.NG | natural gas peaker | TRUE | 61919 | Kimura Power LLC | 2854 | Yankee Street | OH | Montgomery | 1 | Natural Gas Fired Combustion Turbine | GT |  | S | 18.5 | 0.85 | 20 | 21.8 | 19.5 | N |  |  | N | IPP Non-CHP | 2 | X | NG | DFO
Natural Gas Fired Combustion Turbine.NG | natural gas peaker | TRUE | 61919 | Kimura Power LLC | 2854 | Yankee Street | OH | Montgomery | 2 | Natural Gas Fired Combustion Turbine | GT |  | S | 18.5 | 0.85 | 20.4 | 21.8 | 18.5 | N |  |  | N | IPP Non-CHP | 2 | X | NG | DFO
Natural Gas Fired Combustion Turbine.NG | natural gas peaker | TRUE | 61919 | Kimura Power LLC | 2854 | Yankee Street | OH | Montgomery | 3 | Natural Gas Fired Combustion Turbine | GT |  | S | 18.5 | 0.85 | 19.7 | 21.8 | 18.5 | N |  |  | N | IPP Non-CHP | 2 | X | NG | DFO
Natural Gas Fired Combustion Turbine.NG | natural gas peaker | TRUE | 61919 | Kimura Power LLC | 2854 | Yankee Street | OH | Montgomery | 4 | Natural Gas Fired Combustion Turbine | GT |  | S | 17.5 | 0.85 | 16.5 | 20.2 | 11 | N |  |  | N | IPP Non-CHP | 2 | X | NG | DFO
Natural Gas Fired Combustion Turbine.NG | natural gas peaker | TRUE | 61919 | Kimura Power LLC | 2854 | Yankee Street | OH | Montgomery | 5 | Natural Gas Fired Combustion Turbine | GT |  | S | 17.5 | 0.85 | 16.4 | 18.6 | 9 | N |  |  | N | IPP Non-CHP | 2 | X | NG | DFO
Natural Gas Fired Combustion Turbine.NG | natural gas peaker | TRUE | 61919 | Kimura Power LLC | 2854 | Yankee Street | OH | Montgomery | 6 | Natural Gas Fired Combustion Turbine | GT |  | S | 17.5 | 0.85 | 17.1 | 18.1 | 12 | N |  |  | N | IPP Non-CHP | 2 | X | NG | DFO
Natural Gas Fired Combustion Turbine.NG | natural gas peaker | TRUE | 61919 | Kimura Power LLC | 2854 | Yankee Street | OH | Montgomery | 7 | Natural Gas Fired Combustion Turbine | GT |  | S | 17.5 | 0.85 | 16.6 | 18.1 | 11 | N |  |  | N | IPP Non-CHP | 2 | X | NG | DFO
Solar Photovoltaic.SUN | solar PV | TRUE | 61919 | Kimura Power LLC | 2854 | Yankee Street | OH | Montgomery | YS1 | Solar Photovoltaic | PV |  | S | 1.1 |  | 1.1 | 1.1 |  | N |  |  | N | IPP Non-CHP | 2 | X | SUN
Petroleum Liquids.DFO | petroleum | TRUE | 63030 | Niles Power, LLC | 2861 | Niles Power Plant | OH | Trumbull | GT1 | Petroleum Liquids | GT |  | S | 27 | 0.85 | 26.1 | 30 | 5 | N |  |  | N | IPP Non-CHP | 2 | X | DFO
Conventional Steam Coal.BIT | hard coal | TRUE | 64226 | Energy Harbor Generation LLC | 2866 | W H Sammis | OH | Jefferson | 5 | Conventional Steam Coal | ST |  | S | 334 | 0.85 | 290 | 290 | 135 | N | 6 | 2023 | N | IPP Non-CHP | 2 | X | BIT | SUB
Conventional Steam Coal.BIT | hard coal | TRUE | 64226 | Energy Harbor Generation LLC | 2866 | W H Sammis | OH | Jefferson | 6 | Conventional Steam Coal | ST |  | S | 680 | 0.85 | 600 | 600 | 400 | N | 6 | 2023 | N | IPP Non-CHP | 2 | X | BIT | SUB
Conventional Steam Coal.BIT | hard coal | TRUE | 64226 | Energy Harbor Generation LLC | 2866 | W H Sammis | OH | Jefferson | 7 | Conventional Steam Coal | ST |  | S | 680 | 0.85 | 600 | 600 | 400 | N | 6 | 2023 | N | IPP Non-CHP | 2 | X | BIT | SUB
Petroleum Liquids.DFO | petroleum | TRUE | 64226 | Energy Harbor Generation LLC | 2866 | W H Sammis | OH | Jefferson | A1 | Petroleum Liquids | IC |  | S | 2.5 | 1 | 3 | 3 | 2 | N | 6 | 2023 | N | IPP Non-CHP | 2 | X | DFO
Petroleum Liquids.DFO | petroleum | TRUE | 64226 | Energy Harbor Generation LLC | 2866 | W H Sammis | OH | Jefferson | B1 | Petroleum Liquids | IC |  | S | 2.5 | 1 | 3 | 3 | 2 | N | 6 | 2023 | N | IPP Non-CHP | 2 | X | DFO
Petroleum Liquids.DFO | petroleum | TRUE | 64226 | Energy Harbor Generation LLC | 2866 | W H Sammis | OH | Jefferson | B2 | Petroleum Liquids | IC |  | S | 2.5 | 1 | 3 | 3 | 2 | N | 6 | 2023 | N | IPP Non-CHP | 2 | X | DFO
Petroleum Liquids.DFO | petroleum | TRUE | 64226 | Energy Harbor Generation LLC | 2866 | W H Sammis | OH | Jefferson | B3 | Petroleum Liquids | IC |  | S | 2.5 | 1 | 2 | 2 | 2 | N | 6 | 2023 | N | IPP Non-CHP | 2 | X | DFO
Petroleum Liquids.DFO | petroleum | TRUE | 64226 | Energy Harbor Generation LLC | 2866 | W H Sammis | OH | Jefferson | B4 | Petroleum Liquids | IC |  | S | 2.5 | 1 | 2 | 2 | 2 | N | 6 | 2023 | N | IPP Non-CHP | 2 | X | DFO
Petroleum Liquids.DFO | petroleum | TRUE | 63239 | Vermillion Power LLC | 2869 | West Lorain | OH | Lorain | 1A | Petroleum Liquids | GT |  | S | 65.3 | 0.85 | 49.6 | 52.1 | 20 | N |  |  | N | IPP Non-CHP | 2 | X | DFO
Petroleum Liquids.DFO | petroleum | TRUE | 63239 | Vermillion Power LLC | 2869 | West Lorain | OH | Lorain | 1B | Petroleum Liquids | GT |  | S | 65.3 | 0.85 | 51.3 | 56.1 | 20 | N |  |  | N | IPP Non-CHP | 2 | X | DFO
Natural Gas Fired Combustion Turbine.NG | natural gas peaker | TRUE | 63239 | Vermillion Power LLC | 2869 | West Lorain | OH | Lorain | 2 | Natural Gas Fired Combustion Turbine | GT |  | S | 85 | 0.85 | 79 | 85 | 50 | N |  |  | N | IPP Non-CHP | 2 | X | NG | DFO
Natural Gas Fired Combustion Turbine.NG | natural gas peaker | TRUE | 63239 | Vermillion Power LLC | 2869 | West Lorain | OH | Lorain | 3 | Natural Gas Fired Combustion Turbine | GT |  | S | 85 | 0.85 | 80.4 | 85 | 50 | N |  |  | N | IPP Non-CHP | 2 | X | NG | DFO
Natural Gas Fired Combustion Turbine.NG | natural gas peaker | TRUE | 63239 | Vermillion Power LLC | 2869 | West Lorain | OH | Lorain | 4 | Natural Gas Fired Combustion Turbine | GT |  | S | 85 | 0.85 | 79.1 | 85 | 50 | N |  |  | N | IPP Non-CHP | 2 | X | NG | DFO
Natural Gas Fired Combustion Turbine.NG | natural gas peaker | TRUE | 63239 | Vermillion Power LLC | 2869 | West Lorain | OH | Lorain | 5 | Natural Gas Fired Combustion Turbine | GT |  | S | 85 | 0.85 | 81.5 | 85 | 50 | N |  |  | N | IPP Non-CHP | 2 | X | NG | DFO
Natural Gas Fired Combustion Turbine.NG | natural gas peaker | TRUE | 63239 | Vermillion Power LLC | 2869 | West Lorain | OH | Lorain | 6 | Natural Gas Fired Combustion Turbine | GT |  | S | 85 | 0.85 | 79.6 | 85 | 50 | N |  |  | N | IPP Non-CHP | 2 | X | NG | DFO
Conventional Steam Coal.BIT | hard coal | TRUE | 14015 | Ohio Valley Electric Corp | 2876 | Kyger Creek | OH | Gallia | 1 | Conventional Steam Coal | ST |  | S | 217.3 | 0.83 | 194 | 198.7 | 80 | N |  |  | N | Electric Utility | 1 | X | BIT | SUB
Conventional Steam Coal.BIT | hard coal | TRUE | 14015 | Ohio Valley Electric Corp | 2876 | Kyger Creek | OH | Gallia | 2 | Conventional Steam Coal | ST |  | S | 217.3 | 0.83 | 192.2 | 198 | 80 | N |  |  | N | Electric Utility | 1 | X | BIT | SUB
Conventional Steam Coal.BIT | hard coal | TRUE | 14015 | Ohio Valley Electric Corp | 2876 | Kyger Creek | OH | Gallia | 3 | Conventional Steam Coal | ST |  | S | 217.3 | 0.83 | 192.2 | 198 | 80 | N |  |  | N | Electric Utility | 1 | X | BIT | SUB
Conventional Steam Coal.BIT | hard coal | TRUE | 14015 | Ohio Valley Electric Corp | 2876 | Kyger Creek | OH | Gallia | 4 | Conventional Steam Coal | ST |  | S | 217.3 | 0.83 | 192.2 | 198 | 80 | N |  |  | N | Electric Utility | 1 | X | BIT | SUB
Conventional Steam Coal.BIT | hard coal | TRUE | 14015 | Ohio Valley Electric Corp | 2876 | Kyger Creek | OH | Gallia | 5 | Conventional Steam Coal | ST |  | S | 217.3 | 0.83 | 192.2 | 198 | 80 | N |  |  | N | Electric Utility | 1 | X | BIT | SUB
Petroleum Coke.PC | petroleum | TRUE | 62031 | Walleye Power, LLC | 2878 | FirstEnergy Bay Shore | OH | Lucas | 1 | Petroleum Coke | ST |  | W | 171 | 0.88 | 138.3 | 136.9 | 90 | N |  |  | Y | IPP CHP | 3 | T | PC | BIT
Petroleum Liquids.DFO | petroleum | TRUE | 62031 | Walleye Power, LLC | 2878 | FirstEnergy Bay Shore | OH | Lucas | CT | Petroleum Liquids | GT |  | W | 16 | 0.85 | 14.5 | 16.2 | 5 | N |  |  | N | IPP CHP | 3 | X | DFO
Petroleum Liquids.DFO | petroleum | TRUE | 57359 | Richland-Stryker Generation LLC | 2880 | Richland | OH | Defiance | 1 | Petroleum Liquids | GT |  | S | 15 | 0.85 | 11 | 14 | 3 | N |  |  | N | IPP Non-CHP | 2 | X | DFO | NG
Natural Gas Fired Combustion Turbine.NG | natural gas peaker | TRUE | 57359 | Richland-Stryker Generation LLC | 2880 | Richland | OH | Defiance | 2 | Natural Gas Fired Combustion Turbine | GT |  | S | 15 | 0.85 | 11 | 14 | 3 | N |  |  | N | IPP Non-CHP | 2 | X | NG | DFO
Natural Gas Fired Combustion Turbine.NG | natural gas peaker | TRUE | 57359 | Richland-Stryker Generation LLC | 2880 | Richland | OH | Defiance | 3 | Natural Gas Fired Combustion Turbine | GT |  | S | 15 | 0.85 | 11 | 14 | 3 | N |  |  | N | IPP Non-CHP | 2 | X | NG | DFO
Natural Gas Fired Combustion Turbine.NG | natural gas peaker | TRUE | 57359 | Richland-Stryker Generation LLC | 2880 | Richland | OH | Defiance | 4 | Natural Gas Fired Combustion Turbine | GT |  | S | 135 | 0.85 | 112 | 130 | 40 | N |  |  | N | IPP Non-CHP | 2 | X | NG
Natural Gas Fired Combustion Turbine.NG | natural gas peaker | TRUE | 57359 | Richland-Stryker Generation LLC | 2880 | Richland | OH | Defiance | 5 | Natural Gas Fired Combustion Turbine | GT |  | S | 135 | 0.85 | 112 | 130 | 40 | N |  |  | N | IPP Non-CHP | 2 | X | NG
Natural Gas Fired Combustion Turbine.NG | natural gas peaker | TRUE | 57359 | Richland-Stryker Generation LLC | 2880 | Richland | OH | Defiance | 6 | Natural Gas Fired Combustion Turbine | GT |  | S | 135 | 0.85 | 112 | 130 | 40 | N |  |  | N | IPP Non-CHP | 2 | X | NG
Petroleum Liquids.DFO | petroleum | TRUE | 57359 | Richland-Stryker Generation LLC | 2881 | Stryker | OH | Williams | 1 | Petroleum Liquids | GT |  | S | 19 | 0.85 | 17 | 18 | 3 | N |  |  | N | IPP Non-CHP | 2 | X | DFO
Natural Gas Fired Combustion Turbine.NG | natural gas peaker | TRUE | 2439 | City of Bryan - (OH) | 2903 | Bryan (OH) | OH | Williams | 1 | Natural Gas Fired Combustion Turbine | GT |  | S | 15.8 | 0.85 | 12.5 | 19.5 | 3 | N |  |  | N | Electric Utility | 1 | X | NG | DFO
Natural Gas Fired Combustion Turbine.NG | natural gas peaker | TRUE | 2439 | City of Bryan - (OH) | 2903 | Bryan (OH) | OH | Williams | 2 | Natural Gas Fired Combustion Turbine | GT |  | S | 16 | 0.85 | 12.5 | 19.5 | 3 | N |  |  | N | Electric Utility | 1 | X | NG | DFO
Petroleum Liquids.DFO | petroleum | TRUE | 2439 | City of Bryan - (OH) | 2903 | Bryan (OH) | OH | Williams | 5 | Petroleum Liquids | IC |  | S | 2.5 | 0.8 | 2.5 | 2.5 | 0.5 | N |  |  | N | Electric Utility | 1 | X | DFO
Natural Gas Fired Combustion Turbine.NG | natural gas peaker | TRUE | 2439 | City of Bryan - (OH) | 2903 | Bryan (OH) | OH | Williams | 6 | Natural Gas Fired Combustion Turbine | GT |  | S | 5 | 0.8 | 4 | 6 | 1 | N |  |  | N | Electric Utility | 1 | X | NG | DFO
Petroleum Liquids.DFO | petroleum | TRUE | 3762 | City of Cleveland - (OH) | 2906 | Collinwood | OH | Cuyahoga | 3 | Petroleum Liquids | GT |  | S | 16 | 0.85 | 16 | 18 | 5 | N |  |  | N | Electric Utility | 1 | X | DFO | NG
Natural Gas Fired Combustion Turbine.NG | natural gas peaker | TRUE | 3762 | City of Cleveland - (OH) | 2909 | West 41st Street | OH | Cuyahoga | 1 | Natural Gas Fired Combustion Turbine | GT |  | S | 16 | 0.85 | 16 | 18 | 5 | N |  |  | N | Electric Utility | 1 | X | NG | DFO
Natural Gas Fired Combustion Turbine.NG | natural gas peaker | TRUE | 3762 | City of Cleveland - (OH) | 2909 | West 41st Street | OH | Cuyahoga | 2 | Natural Gas Fired Combustion Turbine | GT |  | S | 16 | 0.85 | 16 | 18 | 5 | N |  |  | N | Electric Utility | 1 | X | NG | DFO
Conventional Steam Coal.BIT | hard coal | TRUE | 5336 | City of Dover - (OH) | 2914 | Dover | OH | Tuscarawas | 3 | Conventional Steam Coal | ST |  | S | 8 | 0.89 | 8 | 8 | 4 | N |  |  | N | Electric Utility | 1 | X | BIT
Conventional Steam Coal.BIT | hard coal | TRUE | 5336 | City of Dover - (OH) | 2914 | Dover | OH | Tuscarawas | 4 | Conventional Steam Coal | ST |  | S | 19.5 | 0.89 | 15.2 | 15.2 | 7 | N |  |  | N | Electric Utility | 1 | X | BIT
Petroleum Liquids.DFO | petroleum | TRUE | 5336 | City of Dover - (OH) | 2914 | Dover | OH | Tuscarawas | 5 | Petroleum Liquids | IC |  | S | 2.6 | 0.85 | 2.4 | 2.4 | 1.2 | N |  |  | N | Electric Utility | 1 | X | DFO
Natural Gas Fired Combustion Turbine.NG | natural gas peaker | TRUE | 5336 | City of Dover - (OH) | 2914 | Dover | OH | Tuscarawas | 6 | Natural Gas Fired Combustion Turbine | GT |  | S | 19.5 | 0.85 | 15.3 | 15.3 | 8 | N |  |  | N | Electric Utility | 1 | X | NG
Natural Gas Fired Combustion Turbine.NG | natural gas peaker | TRUE | 7977 | City of Hamilton - (OH) | 2917 | Hamilton (OH) | OH | Butler | GT2 | Natural Gas Fired Combustion Turbine | GT |  | S | 16.3 | 0.85 | 12 | 16 | 5 | N |  |  | N | Electric Utility | 1 | X | NG
Petroleum Liquids.DFO | petroleum | TRUE | 13949 | City of Oberlin - (OH) | 2933 | Oberlin (OH) | OH | Lorain | 1 | Petroleum Liquids | IC |  | S | 1.1 | 0.8 | 1 | 1 | 0.9 | N |  |  | N | Electric Utility | 1 | X | DFO
Natural Gas Internal Combustion Engine.NG | natural gas peaker | TRUE | 13949 | City of Oberlin - (OH) | 2933 | Oberlin (OH) | OH | Lorain | 10 | Natural Gas Internal Combustion Engine | IC |  | S | 0.5 | 0.8 | 0.5 | 0.5 | 0.4 | N |  |  | N | Electric Utility | 1 | X | NG
Natural Gas Internal Combustion Engine.NG | natural gas peaker | TRUE | 13949 | City of Oberlin - (OH) | 2933 | Oberlin (OH) | OH | Lorain | 2A | Natural Gas Internal Combustion Engine | IC |  | S | 3.1 | 0.8 | 3.1 | 3.1 | 2.4 | N |  |  | N | Electric Utility | 1 | X | NG | DFO
Natural Gas Internal Combustion Engine.NG | natural gas peaker | TRUE | 13949 | City of Oberlin - (OH) | 2933 | Oberlin (OH) | OH | Lorain | 3A | Natural Gas Internal Combustion Engine | IC |  | S | 3.1 | 0.8 | 3.1 | 3.1 | 2.4 | N |  |  | N | Electric Utility | 1 | X | NG | DFO
Natural Gas Internal Combustion Engine.NG | natural gas peaker | TRUE | 13949 | City of Oberlin - (OH) | 2933 | Oberlin (OH) | OH | Lorain | 6 | Natural Gas Internal Combustion Engine | IC |  | S | 2.5 | 0.8 | 2.5 | 2.5 | 1.9 | N |  |  | N | Electric Utility | 1 | X | NG | DFO
Natural Gas Internal Combustion Engine.NG | natural gas peaker | TRUE | 13949 | City of Oberlin - (OH) | 2933 | Oberlin (OH) | OH | Lorain | 7 | Natural Gas Internal Combustion Engine | IC |  | S | 2.7 | 0.8 | 2.7 | 2.7 | 2.2 | N |  |  | N | Electric Utility | 1 | X | NG | DFO
Natural Gas Internal Combustion Engine.NG | natural gas peaker | TRUE | 13949 | City of Oberlin - (OH) | 2933 | Oberlin (OH) | OH | Lorain | 8 | Natural Gas Internal Combustion Engine | IC |  | S | 3 | 0.8 | 3 | 3 | 2.3 | N |  |  | N | Electric Utility | 1 | X | NG | DFO
Natural Gas Internal Combustion Engine.NG | natural gas peaker | TRUE | 13949 | City of Oberlin - (OH) | 2933 | Oberlin (OH) | OH | Lorain | 9 | Natural Gas Internal Combustion Engine | IC |  | S | 0.4 | 0.8 | 0.4 | 0.4 | 0.4 | N |  |  | N | Electric Utility | 1 | X | NG
Natural Gas Internal Combustion Engine.NG | natural gas peaker | TRUE | 13949 | City of Oberlin - (OH) | 2933 | Oberlin (OH) | OH | Lorain | IC4 | Natural Gas Internal Combustion Engine | IC |  | S | 2.1 | 0.8 | 2.1 | 2.1 | 1.6 | N |  |  | N | Electric Utility | 1 | X | NG
Conventional Steam Coal.BIT | hard coal | TRUE | 14194 | City of Orrville - (OH) | 2935 | Orrville | OH | Wayne | 10 | Conventional Steam Coal | ST |  | S | 25 | 0.8 | 23 | 23 | 7 | N |  |  | N | Electric Utility | 1 | X | BIT | NG
Natural Gas Steam Turbine.NG | natural gas steam turbine | TRUE | 14194 | City of Orrville - (OH) | 2935 | Orrville | OH | Wayne | 11 | Natural Gas Steam Turbine | ST |  | S | 25 | 0.8 | 23 | 23 | 7 | N |  |  | N | Electric Utility | 1 | X | NG
Conventional Steam Coal.BIT | hard coal | TRUE | 14194 | City of Orrville - (OH) | 2935 | Orrville | OH | Wayne | 7 | Conventional Steam Coal | ST |  | S | 5 | 0.85 | 5 | 5 | 1 | N |  |  | N | Electric Utility | 1 | X | BIT
Conventional Steam Coal.BIT | hard coal | TRUE | 14194 | City of Orrville - (OH) | 2935 | Orrville | OH | Wayne | 8 | Conventional Steam Coal | ST |  | S | 7.5 | 0.85 | 7.5 | 7.5 | 2 | N |  |  | N | Electric Utility | 1 | X | BIT
Conventional Steam Coal.BIT | hard coal | TRUE | 14194 | City of Orrville - (OH) | 2935 | Orrville | OH | Wayne | 9 | Conventional Steam Coal | ST |  | S | 22 | 0.85 | 20 | 20 | 7 | N |  |  | N | Electric Utility | 1 | X | BIT | NG
Conventional Steam Coal.BIT | hard coal | TRUE | 14381 | City of Painesville | 2936 | Painesville | OH | Lake | 3 | Conventional Steam Coal | ST |  | S | 7.5 | 0.8 | 7 | 7 | 2.5 | N |  |  | N | Electric Utility | 1 | X | BIT | NG
Conventional Steam Coal.BIT | hard coal | TRUE | 14381 | City of Painesville | 2936 | Painesville | OH | Lake | 5 | Conventional Steam Coal | ST |  | S | 16.5 | 0.85 | 15.5 | 15.5 | 5.5 | N |  |  | N | Electric Utility | 1 | X | BIT | NG
Conventional Steam Coal.BIT | hard coal | TRUE | 14381 | City of Painesville | 2936 | Painesville | OH | Lake | 7 | Conventional Steam Coal | ST |  | S | 22 | 1 | 17.5 | 17.5 | 6 | N |  |  | N | Electric Utility | 1 | X | BIT | NG
Conventional Steam Coal.BIT | hard coal | TRUE | 14381 | City of Painesville | 2936 | Painesville | OH | Lake | ST2 | Conventional Steam Coal | ST |  | S | 7.5 | 0.8 | 7 | 7 | 2.5 | N |  |  | N | Electric Utility | 1 | X | BIT | NG
Petroleum Liquids.DFO | petroleum | TRUE | 14381 | City of Painesville | 2936 | Painesville | OH | Lake | WPCP1 | Petroleum Liquids | IC |  | S | 2 | 0.8 | 1.8 | 1.8 | 1.4 | N |  |  | N | Electric Utility | 1 | X | DFO
Petroleum Liquids.DFO | petroleum | TRUE | 15095 | City of Piqua - (OH) | 2937 | Piqua Power Plant | OH | Miami | 11 | Petroleum Liquids | GT |  | S | 16.3 | 0.9 | 16.5 | 16.5 | 13 | N |  |  | N | Electric Utility | 1 | X | DFO
Petroleum Liquids.DFO | petroleum | TRUE | 15095 | City of Piqua - (OH) | 2937 | Piqua Power Plant | OH | Miami | 8 | Petroleum Liquids | GT |  | S | 20 | 0.85 | 20 | 20 | 14 | N |  |  | N | Electric Utility | 1 | X | DFO
Petroleum Liquids.DFO | petroleum | TRUE | 17891 | City of St Marys - (OH) | 2942 | St Marys | OH | Auglaize | 7 | Petroleum Liquids | GT |  | S | 14 | 0.8 | 12 | 12 | 1 | N |  |  | N | Electric Utility | 1 | X | DFO
Natural Gas Fired Combustion Turbine.NG | natural gas peaker | TRUE | 17891 | City of St Marys - (OH) | 2942 | St Marys | OH | Auglaize | GT1 | Natural Gas Fired Combustion Turbine | GT |  | J | 11 | 0.85 | 10.4 | 10.4 | 1 | N |  |  | N | Electric Utility | 1 | X | NG
Petroleum Liquids.DFO | petroleum | TRUE | 20977 | City of Woodsfield - (OH) | 2945 | Anadarko | OH | Monroe | 10 | Petroleum Liquids | IC |  | S | 1.2 | 0.8 | 1.2 | 1.2 | 1 | N |  |  | N | Electric Utility | 1 | X | DFO
Petroleum Liquids.DFO | petroleum | TRUE | 20977 | City of Woodsfield - (OH) | 2945 | Anadarko | OH | Monroe | 11 | Petroleum Liquids | IC |  | S | 1.2 | 0.8 | 1.2 | 1.2 | 0.4 | N |  |  | N | Electric Utility | 1 | X | DFO
Petroleum Liquids.DFO | petroleum | TRUE | 20977 | City of Woodsfield - (OH) | 2945 | Anadarko | OH | Monroe | 6 | Petroleum Liquids | IC |  | S | 0.6 | 0.8 | 0.6 | 0.6 | 0.4 | N |  |  | N | Electric Utility | 1 | X | DFO
Petroleum Liquids.DFO | petroleum | TRUE | 20977 | City of Woodsfield - (OH) | 2945 | Anadarko | OH | Monroe | 7 | Petroleum Liquids | IC |  | S | 1.2 | 0.8 | 1.2 | 1.2 | 0.4 | N |  |  | N | Electric Utility | 1 | X | DFO
Petroleum Liquids.DFO | petroleum | TRUE | 20977 | City of Woodsfield - (OH) | 2945 | Anadarko | OH | Monroe | 8 | Petroleum Liquids | IC |  | S | 1.5 | 0.8 | 1.5 | 1.5 | 0.4 | N |  |  | N | Electric Utility | 1 | X | DFO
Petroleum Liquids.DFO | petroleum | TRUE | 20977 | City of Woodsfield - (OH) | 2945 | Anadarko | OH | Monroe | 9 | Petroleum Liquids | IC |  | S | 2.1 | 0.8 | 2.1 | 2.1 | 2 | N |  |  | N | Electric Utility | 1 | X | DFO
Natural Gas Fired Combustion Turbine.NG | natural gas peaker | TRUE | 14063 | Oklahoma Gas & Electric Co | 2951 | Horseshoe Lake | OK | Oklahoma | 10 | Natural Gas Fired Combustion Turbine | GT |  | S | 60.5 | 0.9 | 43.1 | 43.1 | 43.1 | N |  |  | N | Electric Utility | 1 | X | NG
Natural Gas Steam Turbine.NG | natural gas steam turbine | TRUE | 14063 | Oklahoma Gas & Electric Co | 2951 | Horseshoe Lake | OK | Oklahoma | 6 | Natural Gas Steam Turbine | ST |  | S | 163 | 0.9 | 168 | 168 | 60 | N |  |  | N | Electric Utility | 1 | X | NG | RFO
Natural Gas Steam Turbine.NG | natural gas steam turbine | TRUE | 14063 | Oklahoma Gas & Electric Co | 2951 | Horseshoe Lake | OK | Oklahoma | 8 | Natural Gas Steam Turbine | ST |  | S | 443 | 0.9 | 377 | 377 | 80 | N |  |  | N | Electric Utility | 1 | X | NG
Natural Gas Fired Combustion Turbine.NG | natural gas peaker | TRUE | 14063 | Oklahoma Gas & Electric Co | 2951 | Horseshoe Lake | OK | Oklahoma | 9 | Natural Gas Fired Combustion Turbine | GT |  | S | 60.5 | 0.9 | 44.9 | 44.9 | 44.9 | N |  |  | N | Electric Utility | 1 | X | NG
Natural Gas Steam Turbine.NG | natural gas steam turbine | TRUE | 14063 | Oklahoma Gas & Electric Co | 2951 | Horseshoe Lake | OK | Oklahoma | ST7 | Natural Gas Steam Turbine | ST |  | S | 220 | 0.9 | 211 | 211 | 75 | N |  |  | N | Electric Utility | 1 | X | NG | RFO
Natural Gas Steam Turbine.NG | natural gas steam turbine | TRUE | 14063 | Oklahoma Gas & Electric Co | 2952 | Muskogee | OK | Muskogee | 4 | Natural Gas Steam Turbine | ST |  | S | 572 | 0.9 | 487 | 487 | 200 | N |  |  | N | Electric Utility | 1 | X | NG
Natural Gas Steam Turbine.NG | natural gas steam turbine | TRUE | 14063 | Oklahoma Gas & Electric Co | 2952 | Muskogee | OK | Muskogee | 5 | Natural Gas Steam Turbine | ST |  | S | 572 | 0.9 | 488 | 488 | 200 | N |  |  | N | Electric Utility | 1 | X | NG
Conventional Steam Coal.SUB | hard coal | TRUE | 14063 | Oklahoma Gas & Electric Co | 2952 | Muskogee | OK | Muskogee | 6 | Conventional Steam Coal | ST |  | S | 572 | 0.9 | 503 | 503 | 200 | N |  |  | N | Electric Utility | 1 | X | SUB | NG
Natural Gas Fired Combustion Turbine.NG | natural gas peaker | TRUE | 14063 | Oklahoma Gas & Electric Co | 2953 | Mustang | OK | Canadian | GT1 | Natural Gas Fired Combustion Turbine | GT |  | S | 66 | 0.9 | 57 | 57 | 40 | N |  |  | N | Electric Utility | 1 | X | NG
Natural Gas Fired Combustion Turbine.NG | natural gas peaker | TRUE | 14063 | Oklahoma Gas & Electric Co | 2953 | Mustang | OK | Canadian | GT2 | Natural Gas Fired Combustion Turbine | GT |  | S | 66 | 0.9 | 57 | 57 | 40 | N |  |  | N | Electric Utility | 1 | X | NG
Natural Gas Fired Combustion Turbine.NG | natural gas peaker | TRUE | 14063 | Oklahoma Gas & Electric Co | 2953 | Mustang | OK | Canadian | GT3 | Natural Gas Fired Combustion Turbine | GT |  | S | 66 | 0.9 | 58 | 58 | 40 | N |  |  | N | Electric Utility | 1 | X | NG
Natural Gas Fired Combustion Turbine.NG | natural gas peaker | TRUE | 14063 | Oklahoma Gas & Electric Co | 2953 | Mustang | OK | Canadian | GT4 | Natural Gas Fired Combustion Turbine | GT |  | S | 66 | 0.9 | 58 | 58 | 40 | N |  |  | N | Electric Utility | 1 | X | NG
Natural Gas Fired Combustion Turbine.NG | natural gas peaker | TRUE | 14063 | Oklahoma Gas & Electric Co | 2953 | Mustang | OK | Canadian | GT5 | Natural Gas Fired Combustion Turbine | GT |  | S | 66 | 0.9 | 57 | 57 | 40 | N |  |  | N | Electric Utility | 1 | X | NG
Natural Gas Fired Combustion Turbine.NG | natural gas peaker | TRUE | 14063 | Oklahoma Gas & Electric Co | 2953 | Mustang | OK | Canadian | GT6 | Natural Gas Fired Combustion Turbine | GT |  | S | 66 | 0.9 | 57 | 57 | 40 | N |  |  | N | Electric Utility | 1 | X | NG
Natural Gas Fired Combustion Turbine.NG | natural gas peaker | TRUE | 14063 | Oklahoma Gas & Electric Co | 2953 | Mustang | OK | Canadian | GT7 | Natural Gas Fired Combustion Turbine | GT |  | S | 66 | 0.9 | 57 | 57 | 40 | N |  |  | N | Electric Utility | 1 | X | NG
Solar Photovoltaic.SUN | solar PV | TRUE | 14063 | Oklahoma Gas & Electric Co | 2953 | Mustang | OK | Canadian | SLR1 | Solar Photovoltaic | PV |  | S | 2.5 |  | 2.5 | 2.5 |  | N |  |  | N | Electric Utility | 1 | X | SUN
Natural Gas Steam Turbine.NG | natural gas steam turbine | TRUE | 14063 | Oklahoma Gas & Electric Co | 2956 | Seminole | OK | Seminole | 1 | Natural Gas Steam Turbine | ST |  | S | 567 | 0.9 | 500 | 500 | 70 | N |  |  | N | Electric Utility | 1 | X | NG
Natural Gas Steam Turbine.NG | natural gas steam turbine | TRUE | 14063 | Oklahoma Gas & Electric Co | 2956 | Seminole | OK | Seminole | 2 | Natural Gas Steam Turbine | ST |  | S | 567 | 0.9 | 510 | 510 | 70 | N |  |  | N | Electric Utility | 1 | X | NG
Natural Gas Steam Turbine.NG | natural gas steam turbine | TRUE | 14063 | Oklahoma Gas & Electric Co | 2956 | Seminole | OK | Seminole | 3 | Natural Gas Steam Turbine | ST |  | S | 567 | 0.9 | 498 | 498 | 70 | N |  |  | N | Electric Utility | 1 | X | NG
Natural Gas Fired Combined Cycle.NG | natural gas combined cycle | TRUE | 15474 | Public Service Co of Oklahoma | 2963 | Northeastern | OK | Rogers | 1 | Natural Gas Fired Combined Cycle | CA | NE1S | S | 170 | 0.85 | 146 | 161 | 140 | N |  |  | N | Electric Utility | 1 | X | NG
Natural Gas Fired Combined Cycle.NG | natural gas combined cycle | TRUE | 15474 | Public Service Co of Oklahoma | 2963 | Northeastern | OK | Rogers | 1A | Natural Gas Fired Combined Cycle | CT | NE1S | S | 178.5 | 0.85 | 149 | 165 | 95 | N |  |  | N | Electric Utility | 1 | X | NG
Natural Gas Fired Combined Cycle.NG | natural gas combined cycle | TRUE | 15474 | Public Service Co of Oklahoma | 2963 | Northeastern | OK | Rogers | 1B | Natural Gas Fired Combined Cycle | CT | NE1S | S | 178.5 | 0.85 | 149 | 165 | 95 | N |  |  | N | Electric Utility | 1 | X | NG
Natural Gas Steam Turbine.NG | natural gas steam turbine | TRUE | 15474 | Public Service Co of Oklahoma | 2963 | Northeastern | OK | Rogers | 2 | Natural Gas Steam Turbine | ST |  | S | 473 | 0.9 | 434 | 434 | 150 | N |  |  | N | Electric Utility | 1 | X | NG
Conventional Steam Coal.SUB | hard coal | TRUE | 15474 | Public Service Co of Oklahoma | 2963 | Northeastern | OK | Rogers | 3 | Conventional Steam Coal | ST |  | S | 473 | 0.9 | 460 | 460 | 250 | N |  |  | N | Electric Utility | 1 | X | SUB | NG
Petroleum Liquids.DFO | petroleum | TRUE | 15474 | Public Service Co of Oklahoma | 2963 | Northeastern | OK | Rogers | IC1 | Petroleum Liquids | IC |  | S | 4.5 | 0.9 | 4 | 4 | 2.5 | N |  |  | N | Electric Utility | 1 | X | DFO
Natural Gas Steam Turbine.NG | natural gas steam turbine | TRUE | 15474 | Public Service Co of Oklahoma | 2964 | Southwestern | OK | Caddo | 1 | Natural Gas Steam Turbine | ST |  | S | 84 | 0.95 | 56 | 56 | 20 | N | 6 | 2023 | N | Electric Utility | 1 | X | NG
Natural Gas Steam Turbine.NG | natural gas steam turbine | TRUE | 15474 | Public Service Co of Oklahoma | 2964 | Southwestern | OK | Caddo | 2 | Natural Gas Steam Turbine | ST |  | S | 84 | 0.95 | 78 | 78 | 10 | N |  |  | N | Electric Utility | 1 | X | NG
Natural Gas Steam Turbine.NG | natural gas steam turbine | TRUE | 15474 | Public Service Co of Oklahoma | 2964 | Southwestern | OK | Caddo | 3 | Natural Gas Steam Turbine | ST |  | S | 315 | 0.9 | 295 | 295 | 25 | N |  |  | N | Electric Utility | 1 | X | NG
Natural Gas Fired Combustion Turbine.NG | natural gas peaker | TRUE | 15474 | Public Service Co of Oklahoma | 2964 | Southwestern | OK | Caddo | 4 | Natural Gas Fired Combustion Turbine | GT |  | S | 86.5 | 0.85 | 76 | 85 | 51 | N |  |  | N | Electric Utility | 1 | X | NG
Natural Gas Fired Combustion Turbine.NG | natural gas peaker | TRUE | 15474 | Public Service Co of Oklahoma | 2964 | Southwestern | OK | Caddo | 5 | Natural Gas Fired Combustion Turbine | GT |  | S | 86.5 | 0.85 | 76 | 85 | 51 | N |  |  | N | Electric Utility | 1 | X | NG
Petroleum Liquids.DFO | petroleum | TRUE | 15474 | Public Service Co of Oklahoma | 2964 | Southwestern | OK | Caddo | IC1 | Petroleum Liquids | IC |  | S | 2 | 0.8 | 2 | 2 | 1.8 | N |  |  | N | Electric Utility | 1 | X | DFO
Natural Gas Steam Turbine.NG | natural gas steam turbine | TRUE | 15474 | Public Service Co of Oklahoma | 2965 | Tulsa | OK | Tulsa | 2 | Natural Gas Steam Turbine | ST |  | S | 170 | 0.85 | 164 | 164 | 13 | N |  |  | N | Electric Utility | 1 | X | NG
Natural Gas Steam Turbine.NG | natural gas steam turbine | TRUE | 15474 | Public Service Co of Oklahoma | 2965 | Tulsa | OK | Tulsa | 4 | Natural Gas Steam Turbine | ST |  | S | 170 | 0.85 | 158 | 158 | 13 | N |  |  | N | Electric Utility | 1 | X | NG
Petroleum Liquids.DFO | petroleum | TRUE | 15474 | Public Service Co of Oklahoma | 2965 | Tulsa | OK | Tulsa | IC1 | Petroleum Liquids | IC |  | S | 8.2 | 0.8 | 8.3 | 8.3 | 8.3 | N |  |  | N | Electric Utility | 1 | X | DFO
Natural Gas Fired Combustion Turbine.NG | natural gas peaker | TRUE | 15474 | Public Service Co of Oklahoma | 2966 | Weleetka | OK | Okfuskee | 4 | Natural Gas Fired Combustion Turbine | GT |  | S | 53 | 0.9 | 55 | 66 | 50 | N | 1 | 2025 | N | Electric Utility | 1 | X | NG | DFO
Natural Gas Fired Combustion Turbine.NG | natural gas peaker | TRUE | 15474 | Public Service Co of Oklahoma | 2966 | Weleetka | OK | Okfuskee | 5 | Natural Gas Fired Combustion Turbine | GT |  | S | 53 | 0.9 | 53 | 66 | 50 | N | 1 | 2025 | N | Electric Utility | 1 | X | NG | DFO
Petroleum Liquids.DFO | petroleum | TRUE | 15474 | Public Service Co of Oklahoma | 2966 | Weleetka | OK | Okfuskee | IC1 | Petroleum Liquids | IC |  | S | 4 | 0.9 | 4 | 4 | 4 | N |  |  | N | Electric Utility | 1 | X | DFO
Petroleum Liquids.DFO | petroleum | TRUE | 4667 | City of Cushing - (OK) | 2975 | Cushing | OK | Payne | 1 | Petroleum Liquids | IC |  | S | 2.5 | 0.8 | 1.8 | 1.8 | 1.6 | N |  |  | N | Electric Utility | 1 | X | DFO | NG
Petroleum Liquids.DFO | petroleum | TRUE | 4667 | City of Cushing - (OK) | 2975 | Cushing | OK | Payne | 10 | Petroleum Liquids | IC |  | S | 4.5 | 0.8 | 4 | 4 | 2 | N |  |  | N | Electric Utility | 1 | X | DFO | NG
Petroleum Liquids.DFO | petroleum | TRUE | 4667 | City of Cushing - (OK) | 2975 | Cushing | OK | Payne | 11 | Petroleum Liquids | IC |  | S | 6.3 | 0.8 | 6.3 | 6.3 | 3.5 | N |  |  | N | Electric Utility | 1 | X | DFO | NG
Petroleum Liquids.DFO | petroleum | TRUE | 4667 | City of Cushing - (OK) | 2975 | Cushing | OK | Payne | 2 | Petroleum Liquids | IC |  | S | 1 | 0.8 | 0.8 | 0.8 | 0.6 | N |  |  | N | Electric Utility | 1 | X | DFO | NG
Petroleum Liquids.DFO | petroleum | TRUE | 4667 | City of Cushing - (OK) | 2975 | Cushing | OK | Payne | 3 | Petroleum Liquids | IC |  | S | 0.5 | 0.8 | 0.4 | 0.4 | 0.3 | N |  |  | N | Electric Utility | 1 | X | DFO | NG
Petroleum Liquids.DFO | petroleum | TRUE | 4667 | City of Cushing - (OK) | 2975 | Cushing | OK | Payne | 4 | Petroleum Liquids | IC |  | S | 0.5 | 0.8 | 0.4 | 0.4 | 0.3 | N |  |  | N | Electric Utility | 1 | X | DFO | NG
Petroleum Liquids.DFO | petroleum | TRUE | 4667 | City of Cushing - (OK) | 2975 | Cushing | OK | Payne | 5 | Petroleum Liquids | IC |  | S | 0.5 | 0.8 | 0.4 | 0.4 | 0.3 | N |  |  | N | Electric Utility | 1 | X | DFO | NG
Petroleum Liquids.DFO | petroleum | TRUE | 4667 | City of Cushing - (OK) | 2975 | Cushing | OK | Payne | 6 | Petroleum Liquids | IC |  | S | 0.8 | 0.8 | 0.6 | 0.6 | 0.6 | N |  |  | N | Electric Utility | 1 | X | DFO | NG
Petroleum Liquids.DFO | petroleum | TRUE | 4667 | City of Cushing - (OK) | 2975 | Cushing | OK | Payne | 7 | Petroleum Liquids | IC |  | S | 2.5 | 0.8 | 1.9 | 1.9 | 1.9 | N |  |  | N | Electric Utility | 1 | X | DFO | NG
Petroleum Liquids.DFO | petroleum | TRUE | 4667 | City of Cushing - (OK) | 2975 | Cushing | OK | Payne | 8 | Petroleum Liquids | IC |  | S | 2.5 | 0.8 | 1.9 | 1.9 | 1.9 | N |  |  | N | Electric Utility | 1 | X | DFO | NG
Petroleum Liquids.DFO | petroleum | TRUE | 4667 | City of Cushing - (OK) | 2975 | Cushing | OK | Payne | 9 | Petroleum Liquids | IC |  | S | 3 | 0.8 | 2.7 | 2.7 | 2.2 | N |  |  | N | Electric Utility | 1 | X | DFO | NG
Conventional Hydroelectric.WAT | hydro | TRUE | 7490 | Grand River Dam Authority | 2980 | Markham | OK | Mayes | 1 | Conventional Hydroelectric | HY |  | S | 32.1 | 0.93 | 32 | 32 | 18 | N |  |  | N | Electric Utility | 1 | X | WAT
Conventional Hydroelectric.WAT | hydro | TRUE | 7490 | Grand River Dam Authority | 2980 | Markham | OK | Mayes | 2 | Conventional Hydroelectric | HY |  | S | 32.1 | 0.93 | 32 | 32 | 18 | N |  |  | N | Electric Utility | 1 | X | WAT
Conventional Hydroelectric.WAT | hydro | TRUE | 7490 | Grand River Dam Authority | 2980 | Markham | OK | Mayes | 3 | Conventional Hydroelectric | HY |  | S | 32.1 | 0.93 | 32 | 32 | 18 | N |  |  | N | Electric Utility | 1 | X | WAT
Conventional Hydroelectric.WAT | hydro | TRUE | 7490 | Grand River Dam Authority | 2980 | Markham | OK | Mayes | 4 | Conventional Hydroelectric | HY |  | S | 32.1 | 0.93 | 32 | 32 | 18 | N |  |  | N | Electric Utility | 1 | X | WAT
Conventional Hydroelectric.WAT | hydro | TRUE | 7490 | Grand River Dam Authority | 2981 | Pensacola | OK | Mayes | 1 | Conventional Hydroelectric | HY |  | S | 21.6 | 0.9 | 19 | 21 | 5 | N |  |  | N | Electric Utility | 1 | X | WAT
Conventional Hydroelectric.WAT | hydro | TRUE | 7490 | Grand River Dam Authority | 2981 | Pensacola | OK | Mayes | 2 | Conventional Hydroelectric | HY |  | S | 21.6 | 0.9 | 18.9 | 21 | 5 | N |  |  | N | Electric Utility | 1 | X | WAT
Conventional Hydroelectric.WAT | hydro | TRUE | 7490 | Grand River Dam Authority | 2981 | Pensacola | OK | Mayes | 3 | Conventional Hydroelectric | HY |  | S | 21.6 | 0.9 | 19 | 21 | 5 | N |  |  | N | Electric Utility | 1 | X | WAT
Conventional Hydroelectric.WAT | hydro | TRUE | 7490 | Grand River Dam Authority | 2981 | Pensacola | OK | Mayes | 4 | Conventional Hydroelectric | HY |  | S | 21.6 | 0.9 | 18.9 | 21 | 5 | N |  |  | N | Electric Utility | 1 | X | WAT
Conventional Hydroelectric.WAT | hydro | TRUE | 7490 | Grand River Dam Authority | 2981 | Pensacola | OK | Mayes | 5 | Conventional Hydroelectric | HY |  | S | 21.6 | 0.9 | 18.8 | 21 | 5 | N |  |  | N | Electric Utility | 1 | X | WAT
Conventional Hydroelectric.WAT | hydro | TRUE | 7490 | Grand River Dam Authority | 2981 | Pensacola | OK | Mayes | 6 | Conventional Hydroelectric | HY |  | S | 21.6 | 0.9 | 18.7 | 21 | 5 | N |  |  | N | Electric Utility | 1 | X | WAT
Conventional Hydroelectric.WAT | hydro | TRUE | 7490 | Grand River Dam Authority | 2981 | Pensacola | OK | Mayes | A | Conventional Hydroelectric | HY |  | S | 0.5 | 0.8 | 0.5 | 0.5 | 0.5 | N |  |  | N | Electric Utility | 1 | X | WAT
Hydroelectric Pumped Storage.WAT | other | TRUE | 7490 | Grand River Dam Authority | 2982 | Salina | OK | Mayes | 1 | Hydroelectric Pumped Storage | PS |  | S | 43.2 | 0.9 | 43 | 43 | 14 | N |  |  | N | Electric Utility | 1 | X | WAT
Hydroelectric Pumped Storage.WAT | other | TRUE | 7490 | Grand River Dam Authority | 2982 | Salina | OK | Mayes | 2 | Hydroelectric Pumped Storage | PS |  | S | 43.2 | 0.9 | 43 | 43 | 14 | N |  |  | N | Electric Utility | 1 | X | WAT
Hydroelectric Pumped Storage.WAT | other | TRUE | 7490 | Grand River Dam Authority | 2982 | Salina | OK | Mayes | 3 | Hydroelectric Pumped Storage | PS |  | S | 43.2 | 0.9 | 43 | 43 | 14 | N |  |  | N | Electric Utility | 1 | X | WAT
Hydroelectric Pumped Storage.WAT | other | TRUE | 7490 | Grand River Dam Authority | 2982 | Salina | OK | Mayes | 4 | Hydroelectric Pumped Storage | PS |  | S | 43.2 | 0.9 | 43 | 43 | 14 | N |  |  | N | Electric Utility | 1 | X | WAT
Hydroelectric Pumped Storage.WAT | other | TRUE | 7490 | Grand River Dam Authority | 2982 | Salina | OK | Mayes | 5 | Hydroelectric Pumped Storage | PS |  | S | 43.2 | 0.9 | 43 | 43 | 14 | N |  |  | N | Electric Utility | 1 | X | WAT
Hydroelectric Pumped Storage.WAT | other | TRUE | 7490 | Grand River Dam Authority | 2982 | Salina | OK | Mayes | 6 | Hydroelectric Pumped Storage | PS |  | S | 43.2 | 0.9 | 43 | 43 | 14 | N |  |  | N | Electric Utility | 1 | X | WAT
Conventional Hydroelectric.WAT | hydro | TRUE | 27470 | USCE-Tulsa District | 2984 | Keystone Dam | OK | Tulsa | 1 | Conventional Hydroelectric | HY |  | S | 35 | 0.95 | 40 | 40 | 25 | N |  |  | N | Electric Utility | 1 | X | WAT
Conventional Hydroelectric.WAT | hydro | TRUE | 27470 | USCE-Tulsa District | 2984 | Keystone Dam | OK | Tulsa | 2 | Conventional Hydroelectric | HY |  | S | 35 | 0.95 | 40 | 40 | 25 | N |  |  | N | Electric Utility | 1 | X | WAT
Conventional Hydroelectric.WAT | hydro | TRUE | 27470 | USCE-Tulsa District | 2985 | Robert S Kerr | OK | Sequoyah | 1 | Conventional Hydroelectric | HY |  | S | 27.5 | 0.95 | 28 | 28 | 10 | N |  |  | N | Electric Utility | 1 | X | WAT
Conventional Hydroelectric.WAT | hydro | TRUE | 27470 | USCE-Tulsa District | 2985 | Robert S Kerr | OK | Sequoyah | 2 | Conventional Hydroelectric | HY |  | S | 27.5 | 0.95 | 26 | 26 | 10 | N |  |  | N | Electric Utility | 1 | X | WAT
Conventional Hydroelectric.WAT | hydro | TRUE | 27470 | USCE-Tulsa District | 2985 | Robert S Kerr | OK | Sequoyah | 3 | Conventional Hydroelectric | HY |  | S | 27.5 | 0.95 | 31.6 | 31.6 | 10 | N |  |  | N | Electric Utility | 1 | X | WAT
Conventional Hydroelectric.WAT | hydro | TRUE | 27470 | USCE-Tulsa District | 2985 | Robert S Kerr | OK | Sequoyah | 4 | Conventional Hydroelectric | HY |  | S | 27.5 | 0.95 | 20 | 20 | 10 | N |  |  | N | Electric Utility | 1 | X | WAT
Natural Gas Internal Combustion Engine.NG | natural gas peaker | TRUE | 10320 | City of Kingfisher - (OK) | 2986 | Kingfisher | OK | Kingfisher | 3 | Natural Gas Internal Combustion Engine | IC |  | S | 2.8 | 0.8 | 2.9 | 2.9 | 2.5 | N |  |  | N | Electric Utility | 1 | X | NG | DFO
Natural Gas Internal Combustion Engine.NG | natural gas peaker | TRUE | 10320 | City of Kingfisher - (OK) | 2986 | Kingfisher | OK | Kingfisher | 4 | Natural Gas Internal Combustion Engine | IC |  | S | 1.3 | 0.8 | 1.2 | 1.2 | 1 | N |  |  | N | Electric Utility | 1 | X | NG | DFO
Natural Gas Internal Combustion Engine.NG | natural gas peaker | TRUE | 10320 | City of Kingfisher - (OK) | 2986 | Kingfisher | OK | Kingfisher | 5 | Natural Gas Internal Combustion Engine | IC |  | S | 3.1 | 0.8 | 3 | 3 | 2.5 | N |  |  | N | Electric Utility | 1 | X | NG | DFO
Natural Gas Internal Combustion Engine.NG | natural gas peaker | TRUE | 10320 | City of Kingfisher - (OK) | 2986 | Kingfisher | OK | Kingfisher | IC1 | Natural Gas Internal Combustion Engine | IC |  | S | 1.1 | 0.8 | 1 | 1 | 1 | N |  |  | N | Electric Utility | 1 | X | NG | DFO
Natural Gas Internal Combustion Engine.NG | natural gas peaker | TRUE | 10320 | City of Kingfisher - (OK) | 2986 | Kingfisher | OK | Kingfisher | IC2 | Natural Gas Internal Combustion Engine | IC |  | S | 0.8 | 0.8 | 0.6 | 0.6 | 0.6 | N |  |  | N | Electric Utility | 1 | X | NG | DFO
Conventional Hydroelectric.WAT | hydro | TRUE | 27470 | USCE-Tulsa District | 2987 | Webbers Falls | OK | Muskogee | 1 | Conventional Hydroelectric | HY |  | S | 25 | 0.95 | 25 | 25 | 7 | N |  |  | N | Electric Utility | 1 | X | WAT
Conventional Hydroelectric.WAT | hydro | TRUE | 27470 | USCE-Tulsa District | 2987 | Webbers Falls | OK | Muskogee | 2 | Conventional Hydroelectric | HY |  | S | 25 | 0.95 | 25 | 25 | 7 | N |  |  | N | Electric Utility | 1 | X | WAT
Conventional Hydroelectric.WAT | hydro | TRUE | 27470 | USCE-Tulsa District | 2987 | Webbers Falls | OK | Muskogee | 3 | Conventional Hydroelectric | HY |  | S | 25 | 0.95 | 25 | 25 | 7 | N |  |  | N | Electric Utility | 1 | X | WAT
Natural Gas Internal Combustion Engine.NG | natural gas peaker | TRUE | 11566 | City of Mangum - (OK) | 2991 | Mangum | OK | Greer | 1 | Natural Gas Internal Combustion Engine | IC |  | S | 1.1 | 0.8 | 0.9 | 0.9 | 0.5 | N |  |  | N | Electric Utility | 1 | X | NG | DFO
Natural Gas Internal Combustion Engine.NG | natural gas peaker | TRUE | 11566 | City of Mangum - (OK) | 2991 | Mangum | OK | Greer | 4 | Natural Gas Internal Combustion Engine | IC |  | S | 1.5 | 0.8 | 1.2 | 1.2 | 0.6 | N |  |  | N | Electric Utility | 1 | X | NG | DFO
Natural Gas Internal Combustion Engine.NG | natural gas peaker | TRUE | 11566 | City of Mangum - (OK) | 2991 | Mangum | OK | Greer | 5 | Natural Gas Internal Combustion Engine | IC |  | S | 2 | 0.8 | 1.7 | 1.7 | 0.6 | N |  |  | N | Electric Utility | 1 | X | NG | DFO
Natural Gas Internal Combustion Engine.NG | natural gas peaker | TRUE | 11566 | City of Mangum - (OK) | 2991 | Mangum | OK | Greer | 6 | Natural Gas Internal Combustion Engine | IC |  | S | 2.1 | 0.8 | 1.6 | 1.6 | 0.8 | N |  |  | N | Electric Utility | 1 | X | NG | DFO
Petroleum Liquids.DFO | petroleum | TRUE | 14582 | City of Pawhuska - (OK) | 2995 | Pawhuska | OK | Osage | 1 | Petroleum Liquids | IC |  | S | 1.4 | 0.9 | 1.1 | 1.1 | 0.3 | N |  |  | N | Electric Utility | 1 | X | DFO
Petroleum Liquids.DFO | petroleum | TRUE | 14582 | City of Pawhuska - (OK) | 2995 | Pawhuska | OK | Osage | 2 | Petroleum Liquids | IC |  | S | 2 | 0.9 | 1.2 | 1.2 | 0.3 | N |  |  | N | Electric Utility | 1 | X | DFO
Petroleum Liquids.DFO | petroleum | TRUE | 14582 | City of Pawhuska - (OK) | 2995 | Pawhuska | OK | Osage | 3 | Petroleum Liquids | IC |  | S | 3.1 | 0.9 | 2.5 | 2.5 | 0.3 | N |  |  | N | Electric Utility | 1 | X | DFO
Petroleum Liquids.DFO | petroleum | TRUE | 14582 | City of Pawhuska - (OK) | 2995 | Pawhuska | OK | Osage | 5 | Petroleum Liquids | IC |  | S | 2.5 | 0.9 | 2 | 2 | 0.3 | N |  |  | N | Electric Utility | 1 | X | DFO
Conventional Hydroelectric.WAT | hydro | TRUE | 27470 | USCE-Tulsa District | 3003 | Fort Gibson | OK | Cherokee | 1 | Conventional Hydroelectric | HY |  | S | 11.2 | 0.95 | 12.9 | 12.9 | 4 | N |  |  | N | Electric Utility | 1 | X | WAT
Conventional Hydroelectric.WAT | hydro | TRUE | 27470 | USCE-Tulsa District | 3003 | Fort Gibson | OK | Cherokee | 2 | Conventional Hydroelectric | HY |  | S | 11.2 | 0.95 | 12.9 | 12.9 | 4 | N |  |  | N | Electric Utility | 1 | X | WAT
Conventional Hydroelectric.WAT | hydro | TRUE | 27470 | USCE-Tulsa District | 3003 | Fort Gibson | OK | Cherokee | 3 | Conventional Hydroelectric | HY |  | S | 11.2 | 0.95 | 12.9 | 12.9 | 4 | N |  |  | N | Electric Utility | 1 | X | WAT
Conventional Hydroelectric.WAT | hydro | TRUE | 27470 | USCE-Tulsa District | 3003 | Fort Gibson | OK | Cherokee | 4 | Conventional Hydroelectric | HY |  | S | 11.2 | 0.95 | 12.5 | 12.5 | 4 | N |  |  | N | Electric Utility | 1 | X | WAT
Conventional Hydroelectric.WAT | hydro | TRUE | 27470 | USCE-Tulsa District | 3004 | Tenkiller Ferry | OK | Sequoyah | 1 | Conventional Hydroelectric | HY |  | S | 19.5 | 0.95 | 21 | 21 | 8 | N |  |  | N | Electric Utility | 1 | X | WAT
Conventional Hydroelectric.WAT | hydro | TRUE | 27470 | USCE-Tulsa District | 3004 | Tenkiller Ferry | OK | Sequoyah | 2 | Conventional Hydroelectric | HY |  | S | 19.5 | 0.95 | 21 | 21 | 8 | N |  |  | N | Electric Utility | 1 | X | WAT
Natural Gas Steam Turbine.NG | natural gas steam turbine | TRUE | 20447 | Western Farmers Elec Coop, Inc | 3006 | Anadarko Plant | OK | Caddo | 1 | Natural Gas Steam Turbine | ST |  | S | 17.3 | 0.85 | 12 | 12 | 6 | N |  |  | N | Electric Utility | 1 | X | NG
Natural Gas Fired Combustion Turbine.NG | natural gas peaker | TRUE | 20447 | Western Farmers Elec Coop, Inc | 3006 | Anadarko Plant | OK | Caddo | 10 | Natural Gas Fired Combustion Turbine | GT |  | S | 45 | 0.85 | 45 | 45 | 15 | N |  |  | N | Electric Utility | 1 | X | NG
Natural Gas Fired Combustion Turbine.NG | natural gas peaker | TRUE | 20447 | Western Farmers Elec Coop, Inc | 3006 | Anadarko Plant | OK | Caddo | 11 | Natural Gas Fired Combustion Turbine | GT |  | S | 45 | 0.85 | 45 | 45 | 15 | N |  |  | N | Electric Utility | 1 | X | NG
Natural Gas Steam Turbine.NG | natural gas steam turbine | TRUE | 20447 | Western Farmers Elec Coop, Inc | 3006 | Anadarko Plant | OK | Caddo | 2 | Natural Gas Steam Turbine | ST |  | S | 17.3 | 0.9 | 12 | 12 | 6 | N |  |  | N | Electric Utility | 1 | X | NG
Natural Gas Steam Turbine.NG | natural gas steam turbine | TRUE | 20447 | Western Farmers Elec Coop, Inc | 3006 | Anadarko Plant | OK | Caddo | 3 | Natural Gas Steam Turbine | ST |  | S | 50 | 0.85 | 44 | 44 | 15 | N |  |  | N | Electric Utility | 1 | X | NG
Natural Gas Fired Combined Cycle.NG | natural gas combined cycle | TRUE | 20447 | Western Farmers Elec Coop, Inc | 3006 | Anadarko Plant | OK | Caddo | 4 | Natural Gas Fired Combined Cycle | CS |  | S | 105.1 | 0.9 | 94 | 94 | 80 | N |  |  | N | Electric Utility | 1 | X | NG
Natural Gas Fired Combined Cycle.NG | natural gas combined cycle | TRUE | 20447 | Western Farmers Elec Coop, Inc | 3006 | Anadarko Plant | OK | Caddo | 5 | Natural Gas Fired Combined Cycle | CS |  | S | 105.1 | 0.9 | 94 | 94 | 80 | N |  |  | N | Electric Utility | 1 | X | NG
Natural Gas Fired Combined Cycle.NG | natural gas combined cycle | TRUE | 20447 | Western Farmers Elec Coop, Inc | 3006 | Anadarko Plant | OK | Caddo | 6 | Natural Gas Fired Combined Cycle | CS |  | S | 105.1 | 0.9 | 94 | 94 | 80 | N |  |  | N | Electric Utility | 1 | X | NG
Natural Gas Fired Combustion Turbine.NG | natural gas peaker | TRUE | 20447 | Western Farmers Elec Coop, Inc | 3006 | Anadarko Plant | OK | Caddo | 9 | Natural Gas Fired Combustion Turbine | GT |  | S | 45 | 0.85 | 45 | 45 | 15 | N |  |  | N | Electric Utility | 1 | X | NG
Natural Gas Steam Turbine.NG | natural gas steam turbine | TRUE | 20447 | Western Farmers Elec Coop, Inc | 3008 | Mooreland | OK | Woodward | 1 | Natural Gas Steam Turbine | ST |  | S | 45 | 0.85 | 50 | 50 | 20 | N |  |  | N | Electric Utility | 1 | X | NG
Natural Gas Steam Turbine.NG | natural gas steam turbine | TRUE | 20447 | Western Farmers Elec Coop, Inc | 3008 | Mooreland | OK | Woodward | 2 | Natural Gas Steam Turbine | ST |  | S | 125 | 0.85 | 132 | 132 | 30 | N |  |  | N | Electric Utility | 1 | X | NG
Natural Gas Steam Turbine.NG | natural gas steam turbine | TRUE | 20447 | Western Farmers Elec Coop, Inc | 3008 | Mooreland | OK | Woodward | 3 | Natural Gas Steam Turbine | ST |  | S | 135 | 0.85 | 140 | 140 | 30 | N |  |  | N | Electric Utility | 1 | X | NG
Conventional Hydroelectric.WAT | hydro | TRUE | 9191 | Idaho Power Co | 3013 | Hells Canyon | OR | Wallowa | 1 | Conventional Hydroelectric | HY |  | S | 130.5 | 0.9 | 141.4 | 130.5 | 0 | N |  |  | N | Electric Utility | 1 | X | WAT
Conventional Hydroelectric.WAT | hydro | TRUE | 9191 | Idaho Power Co | 3013 | Hells Canyon | OR | Wallowa | 2 | Conventional Hydroelectric | HY |  | S | 130.5 | 0.9 | 151.1 | 130.5 | 0 | N |  |  | N | Electric Utility | 1 | X | WAT
Conventional Hydroelectric.WAT | hydro | TRUE | 9191 | Idaho Power Co | 3013 | Hells Canyon | OR | Wallowa | 3 | Conventional Hydroelectric | HY |  | S | 130.5 | 0.9 | 150.9 | 130.5 | 0 | Y |  |  | N | Electric Utility | 1 | X | WAT
Conventional Hydroelectric.WAT | hydro | TRUE | 9191 | Idaho Power Co | 3014 | Oxbow (OR) | OR | Baker | 1 | Conventional Hydroelectric | HY |  | S | 47.5 | 0.9 | 57 | 47.5 | 0 | N |  |  | N | Electric Utility | 1 | X | WAT
Conventional Hydroelectric.WAT | hydro | TRUE | 9191 | Idaho Power Co | 3014 | Oxbow (OR) | OR | Baker | 2 | Conventional Hydroelectric | HY |  | S | 47.5 | 0.9 | 57 | 47.5 | 0 | N |  |  | N | Electric Utility | 1 | X | WAT
Conventional Hydroelectric.WAT | hydro | TRUE | 9191 | Idaho Power Co | 3014 | Oxbow (OR) | OR | Baker | 3 | Conventional Hydroelectric | HY |  | S | 47.5 | 0.9 | 53.3 | 47.5 | 0 | N |  |  | N | Electric Utility | 1 | X | WAT
Conventional Hydroelectric.WAT | hydro | TRUE | 9191 | Idaho Power Co | 3014 | Oxbow (OR) | OR | Baker | 4 | Conventional Hydroelectric | HY |  | S | 47.5 | 0.9 | 57 | 47.5 | 0 | N |  |  | N | Electric Utility | 1 | X | WAT
Conventional Hydroelectric.WAT | hydro | TRUE | 14354 | PacifiCorp | 3020 | Clearwater 1 | OR | Douglas | 1 | Conventional Hydroelectric | HY |  | S | 15 | 0.85 | 17.9 | 17.9 | 0 | N |  |  | N | Electric Utility | 1 | X | WAT
Conventional Hydroelectric.WAT | hydro | TRUE | 14354 | PacifiCorp | 3021 | Clearwater 2 | OR | Douglas | 1 | Conventional Hydroelectric | HY |  | S | 26 | 0.85 | 31 | 31 | 0 | N |  |  | N | Electric Utility | 1 | X | WAT
Conventional Hydroelectric.WAT | hydro | TRUE | 14354 | PacifiCorp | 3024 | Eagle Point | OR | Jackson | 1 | Conventional Hydroelectric | HY |  | S | 2.8 | 0.9 | 2.8 | 2.8 | 0 | N |  |  | N | Electric Utility | 1 | X | WAT
Conventional Hydroelectric.WAT | hydro | TRUE | 14354 | PacifiCorp | 3025 | East Side | OR | Klamath | 1 | Conventional Hydroelectric | HY |  | S | 3.2 | 1 | 3 | 3 | 0 | N |  |  | N | Electric Utility | 1 | X | WAT
Conventional Hydroelectric.WAT | hydro | TRUE | 14354 | PacifiCorp | 3026 | Fish Creek | OR | Douglas | 1 | Conventional Hydroelectric | HY |  | S | 11 | 0.85 | 10.4 | 10.4 | 0 | N |  |  | N | Electric Utility | 1 | X | WAT
Conventional Hydroelectric.WAT | hydro | TRUE | 14354 | PacifiCorp | 3028 | John C Boyle | OR | Klamath | 1 | Conventional Hydroelectric | HY |  | S | 50.3 | 0.95 | 50.4 | 50.4 | 0 | N |  |  | N | Electric Utility | 1 | X | WAT
Conventional Hydroelectric.WAT | hydro | TRUE | 14354 | PacifiCorp | 3028 | John C Boyle | OR | Klamath | 2 | Conventional Hydroelectric | HY |  | S | 48.4 | 0.95 | 47.6 | 47.6 | 0 | N |  |  | N | Electric Utility | 1 | X | WAT
Conventional Hydroelectric.WAT | hydro | TRUE | 14354 | PacifiCorp | 3029 | Lemolo 1 | OR | Douglas | 1 | Conventional Hydroelectric | HY |  | S | 32 | 0.95 | 32 | 32 | 0 | N |  |  | N | Electric Utility | 1 | X | WAT
Conventional Hydroelectric.WAT | hydro | TRUE | 14354 | PacifiCorp | 3032 | Prospect 1 | OR | Jackson | 1 | Conventional Hydroelectric | HY |  | S | 3.8 | 0.8 | 4.6 | 4.6 | 0 | N |  |  | N | Electric Utility | 1 | X | WAT
Conventional Hydroelectric.WAT | hydro | TRUE | 14354 | PacifiCorp | 3033 | Prospect 2 | OR | Jackson | 1 | Conventional Hydroelectric | HY |  | S | 16 | 0.8 | 18 | 18 | 0 | N |  |  | N | Electric Utility | 1 | X | WAT
Conventional Hydroelectric.WAT | hydro | TRUE | 14354 | PacifiCorp | 3033 | Prospect 2 | OR | Jackson | 2 | Conventional Hydroelectric | HY |  | S | 16 | 0.8 | 18 | 18 | 0 | N |  |  | N | Electric Utility | 1 | X | WAT
Conventional Hydroelectric.WAT | hydro | TRUE | 14354 | PacifiCorp | 3034 | Prospect 3 | OR | Jackson | 1 | Conventional Hydroelectric | HY |  | S | 7.2 | 0.8 | 7.7 | 7.7 | 0 | N |  |  | N | Electric Utility | 1 | X | WAT
Conventional Hydroelectric.WAT | hydro | TRUE | 14354 | PacifiCorp | 3035 | Prospect 4 | OR | Jackson | 1 | Conventional Hydroelectric | HY |  | S | 1 | 0.8 | 0.9 | 0.9 | 0 | N |  |  | N | Electric Utility | 1 | X | WAT
Conventional Hydroelectric.WAT | hydro | TRUE | 14354 | PacifiCorp | 3036 | Slide Creek | OR | Douglas | 1 | Conventional Hydroelectric | HY |  | S | 18 | 0.85 | 18 | 18 | 0 | N |  |  | N | Electric Utility | 1 | X | WAT
Conventional Hydroelectric.WAT | hydro | TRUE | 14354 | PacifiCorp | 3037 | Soda Springs | OR | Douglas | 1 | Conventional Hydroelectric | HY |  | S | 11 | 0.85 | 11.6 | 11.6 | 0 | N |  |  | N | Electric Utility | 1 | X | WAT
Conventional Hydroelectric.WAT | hydro | TRUE | 14354 | PacifiCorp | 3040 | Toketee Falls | OR | Douglas | 1 | Conventional Hydroelectric | HY |  | S | 14.2 | 0.85 | 15 | 15 | 0 | N |  |  | N | Electric Utility | 1 | X | WAT
Conventional Hydroelectric.WAT | hydro | TRUE | 14354 | PacifiCorp | 3040 | Toketee Falls | OR | Douglas | 2 | Conventional Hydroelectric | HY |  | S | 14.2 | 0.85 | 15 | 15 | 0 | N |  |  | N | Electric Utility | 1 | X | WAT
Conventional Hydroelectric.WAT | hydro | TRUE | 14354 | PacifiCorp | 3040 | Toketee Falls | OR | Douglas | 3 | Conventional Hydroelectric | HY |  | S | 14.2 | 0.85 | 15 | 15 | 0 | N |  |  | N | Electric Utility | 1 | X | WAT
Conventional Hydroelectric.WAT | hydro | TRUE | 14354 | PacifiCorp | 3041 | Wallowa Falls | OR | Wallowa | 1 | Conventional Hydroelectric | HY |  | S | 1.1 | 0.8 | 1.1 | 1.1 | 0 | N |  |  | N | Electric Utility | 1 | X | WAT
Conventional Hydroelectric.WAT | hydro | TRUE | 15248 | Portland General Electric Co | 3045 | Faraday | OR | Clackamas | 6 | Conventional Hydroelectric | HY |  | S | 19.2 | 0.93 | 23.9 | 23.9 | 5 | N |  |  | N | Electric Utility | 1 | X | WAT
Conventional Hydroelectric.WAT | hydro | TRUE | 15248 | Portland General Electric Co | 3047 | North Fork | OR | Clackamas | 1 | Conventional Hydroelectric | HY |  | S | 19.2 | 0.8 | 27 | 27 | 4 | N |  |  | N | Electric Utility | 1 | X | WAT
Conventional Hydroelectric.WAT | hydro | TRUE | 15248 | Portland General Electric Co | 3047 | North Fork | OR | Clackamas | 2 | Conventional Hydroelectric | HY |  | S | 21.6 | 0.9 | 31 | 31 | 4 | N |  |  | N | Electric Utility | 1 | X | WAT
Conventional Hydroelectric.WAT | hydro | TRUE | 15248 | Portland General Electric Co | 3048 | Pelton | OR | Jefferson | 1 | Conventional Hydroelectric | HY |  | J | 45 | 0.9 | 38 | 38 | 10 | N |  |  | N | Electric Utility | 1 | X | WAT
Conventional Hydroelectric.WAT | hydro | TRUE | 15248 | Portland General Electric Co | 3048 | Pelton | OR | Jefferson | 2 | Conventional Hydroelectric | HY |  | J | 32.4 | 0.9 | 36 | 36 | 10 | N |  |  | N | Electric Utility | 1 | X | WAT
Conventional Hydroelectric.WAT | hydro | TRUE | 15248 | Portland General Electric Co | 3048 | Pelton | OR | Jefferson | 3 | Conventional Hydroelectric | HY |  | J | 32.4 | 0.9 | 36 | 36 | 10 | N |  |  | N | Electric Utility | 1 | X | WAT
Conventional Hydroelectric.WAT | hydro | TRUE | 15248 | Portland General Electric Co | 3049 | River Mill | OR | Clackamas | 1 | Conventional Hydroelectric | HY |  | S | 3.3 | 0.9 | 4.3 | 4.3 | 2 | N |  |  | N | Electric Utility | 1 | X | WAT
Conventional Hydroelectric.WAT | hydro | TRUE | 15248 | Portland General Electric Co | 3049 | River Mill | OR | Clackamas | 2 | Conventional Hydroelectric | HY |  | S | 3.3 | 0.9 | 4.3 | 4.3 | 2 | N |  |  | N | Electric Utility | 1 | X | WAT
Conventional Hydroelectric.WAT | hydro | TRUE | 15248 | Portland General Electric Co | 3049 | River Mill | OR | Clackamas | 3 | Conventional Hydroelectric | HY |  | S | 3.3 | 0.9 | 4.3 | 4.3 | 2 | N |  |  | N | Electric Utility | 1 | X | WAT
Conventional Hydroelectric.WAT | hydro | TRUE | 15248 | Portland General Electric Co | 3049 | River Mill | OR | Clackamas | 4 | Conventional Hydroelectric | HY |  | S | 3.9 | 0.9 | 5.2 | 5.2 | 3 | N |  |  | N | Electric Utility | 1 | X | WAT
Conventional Hydroelectric.WAT | hydro | TRUE | 15248 | Portland General Electric Co | 3049 | River Mill | OR | Clackamas | 5 | Conventional Hydroelectric | HY |  | S | 5 | 1 | 6.6 | 6.6 | 2.5 | N |  |  | N | Electric Utility | 1 | X | WAT
Conventional Hydroelectric.WAT | hydro | TRUE | 15248 | Portland General Electric Co | 3050 | Round Butte | OR | Jefferson | 1 | Conventional Hydroelectric | HY |  | J | 112.5 | 0.9 | 110 | 110 | 1 | N |  |  | N | Electric Utility | 1 | X | WAT
Conventional Hydroelectric.WAT | hydro | TRUE | 15248 | Portland General Electric Co | 3050 | Round Butte | OR | Jefferson | 2 | Conventional Hydroelectric | HY |  | J | 130 | 0.9 | 121.5 | 121.5 | 1 | N |  |  | N | Electric Utility | 1 | X | WAT
Conventional Hydroelectric.WAT | hydro | TRUE | 15248 | Portland General Electric Co | 3050 | Round Butte | OR | Jefferson | 3 | Conventional Hydroelectric | HY |  | J | 130 | 0.9 | 121.5 | 121.5 | 1 | N |  |  | N | Electric Utility | 1 | X | WAT
Conventional Hydroelectric.WAT | hydro | TRUE | 15248 | Portland General Electric Co | 3053 | Sullivan | OR | Clackamas | 1 | Conventional Hydroelectric | HY |  | S | 1.2 | 0.706 | 1.4 | 1.4 | 0 | N |  |  | N | Electric Utility | 1 | X | WAT
Conventional Hydroelectric.WAT | hydro | TRUE | 15248 | Portland General Electric Co | 3053 | Sullivan | OR | Clackamas | 10 | Conventional Hydroelectric | HY |  | S | 1.2 | 0.706 | 1.5 | 1.5 | 0.9 | N |  |  | N | Electric Utility | 1 | X | WAT
Conventional Hydroelectric.WAT | hydro | TRUE | 15248 | Portland General Electric Co | 3053 | Sullivan | OR | Clackamas | 11 | Conventional Hydroelectric | HY |  | S | 1.2 | 0.706 | 1.4 | 1.4 | 0.9 | N |  |  | N | Electric Utility | 1 | X | WAT
Conventional Hydroelectric.WAT | hydro | TRUE | 15248 | Portland General Electric Co | 3053 | Sullivan | OR | Clackamas | 12 | Conventional Hydroelectric | HY |  | S | 1.2 | 0.706 | 1.4 | 1.4 | 0.9 | N |  |  | N | Electric Utility | 1 | X | WAT
Conventional Hydroelectric.WAT | hydro | TRUE | 15248 | Portland General Electric Co | 3053 | Sullivan | OR | Clackamas | 13 | Conventional Hydroelectric | HY |  | S | 1.2 | 0.706 | 1.2 | 1.2 | 0 | N |  |  | N | Electric Utility | 1 | X | WAT
Conventional Hydroelectric.WAT | hydro | TRUE | 15248 | Portland General Electric Co | 3053 | Sullivan | OR | Clackamas | 2 | Conventional Hydroelectric | HY |  | S | 1.2 | 0.706 | 1.5 | 1.5 | 0.9 | N |  |  | N | Electric Utility | 1 | X | WAT
Conventional Hydroelectric.WAT | hydro | TRUE | 15248 | Portland General Electric Co | 3053 | Sullivan | OR | Clackamas | 3 | Conventional Hydroelectric | HY |  | S | 1.2 | 0.706 | 1.5 | 1.5 | 0.9 | N |  |  | N | Electric Utility | 1 | X | WAT
Conventional Hydroelectric.WAT | hydro | TRUE | 15248 | Portland General Electric Co | 3053 | Sullivan | OR | Clackamas | 4 | Conventional Hydroelectric | HY |  | S | 1.2 | 0.706 | 1.5 | 1.5 | 0.9 | N |  |  | N | Electric Utility | 1 | X | WAT
Conventional Hydroelectric.WAT | hydro | TRUE | 15248 | Portland General Electric Co | 3053 | Sullivan | OR | Clackamas | 5 | Conventional Hydroelectric | HY |  | S | 1.2 | 0.706 | 1.5 | 1.5 | 0.9 | N |  |  | N | Electric Utility | 1 | X | WAT
Conventional Hydroelectric.WAT | hydro | TRUE | 15248 | Portland General Electric Co | 3053 | Sullivan | OR | Clackamas | 6 | Conventional Hydroelectric | HY |  | S | 1.2 | 0.706 | 1.5 | 1.5 | 0.9 | N |  |  | N | Electric Utility | 1 | X | WAT
Conventional Hydroelectric.WAT | hydro | TRUE | 15248 | Portland General Electric Co | 3053 | Sullivan | OR | Clackamas | 7 | Conventional Hydroelectric | HY |  | S | 1.2 | 0.706 | 1.5 | 1.5 | 0.9 | N |  |  | N | Electric Utility | 1 | X | WAT
Conventional Hydroelectric.WAT | hydro | TRUE | 15248 | Portland General Electric Co | 3053 | Sullivan | OR | Clackamas | 8 | Conventional Hydroelectric | HY |  | S | 1.2 | 0.706 | 1.4 | 1.4 | 0.9 | N |  |  | N | Electric Utility | 1 | X | WAT
Conventional Hydroelectric.WAT | hydro | TRUE | 15248 | Portland General Electric Co | 3053 | Sullivan | OR | Clackamas | 9 | Conventional Hydroelectric | HY |  | S | 1 | 0.8 | 1 | 1 | 0.5 | N |  |  | N | Electric Utility | 1 | X | WAT
Conventional Hydroelectric.WAT | hydro | TRUE | 6013 | Eugene Water & Electric Board | 3067 | Carmen Smith | OR | Linn | 1 | Conventional Hydroelectric | HY |  | S | 52.2 | 0.95 | 50 | 50 | 12 | N |  |  | N | Electric Utility | 1 | X | WAT
Conventional Hydroelectric.WAT | hydro | TRUE | 6013 | Eugene Water & Electric Board | 3067 | Carmen Smith | OR | Linn | 2 | Conventional Hydroelectric | HY |  | S | 52.2 | 0.95 | 50 | 50 | 12 | N |  |  | N | Electric Utility | 1 | X | WAT
Conventional Hydroelectric.WAT | hydro | TRUE | 6013 | Eugene Water & Electric Board | 3067 | Carmen Smith | OR | Linn | 3 | Conventional Hydroelectric | HY |  | S | 9.9 | 0.95 | 3.8 | 6.5 | 2 | N | 10 | 2030 | N | Electric Utility | 1 | X | WAT
Conventional Hydroelectric.WAT | hydro | TRUE | 6013 | Eugene Water & Electric Board | 3068 | Leaburg | OR | Lane | 1 | Conventional Hydroelectric | HY |  | S | 8.4 | 0.8 | 4 | 8 | 2 | N |  |  | N | Electric Utility | 1 | X | WAT
Conventional Hydroelectric.WAT | hydro | TRUE | 6013 | Eugene Water & Electric Board | 3068 | Leaburg | OR | Lane | 2 | Conventional Hydroelectric | HY |  | S | 7.5 | 0.8 | 4 | 7.5 | 2 | N |  |  | N | Electric Utility | 1 | X | WAT
Conventional Hydroelectric.WAT | hydro | TRUE | 6013 | Eugene Water & Electric Board | 3071 | Walterville | OR | Lane | 1 | Conventional Hydroelectric | HY |  | S | 8 | 0.85 | 7.5 | 7.5 | 2 | N |  |  | N | Electric Utility | 1 | X | WAT
Conventional Hydroelectric.WAT | hydro | TRUE | 19400 | USACE Northwestern Division | 3074 | Big Cliff | OR | Marion | 1 | Conventional Hydroelectric | HY |  | S | 18 | 0.9 | 21 | 21 | 18 | N |  |  | N | Electric Utility | 1 | X | WAT
Conventional Hydroelectric.WAT | hydro | TRUE | 19400 | USACE Northwestern Division | 3075 | Bonneville | OR | Multnomah | 1 | Conventional Hydroelectric | HY |  | S | 53.5 | 0.9 | 53.5 | 53.5 | 13.2 | N |  |  | N | Electric Utility | 1 | X | WAT
Conventional Hydroelectric.WAT | hydro | TRUE | 19400 | USACE Northwestern Division | 3075 | Bonneville | OR | Multnomah | 10 | Conventional Hydroelectric | HY |  | S | 62.1 | 0.9 | 54 | 54 | 13.2 | N |  |  | N | Electric Utility | 1 | X | WAT
Conventional Hydroelectric.WAT | hydro | TRUE | 19400 | USACE Northwestern Division | 3075 | Bonneville | OR | Multnomah | 11 | Conventional Hydroelectric | HY |  | S | 66.5 | 0.95 | 66.5 | 66.5 | 23.2 | N |  |  | N | Electric Utility | 1 | X | WAT
Conventional Hydroelectric.WAT | hydro | TRUE | 19400 | USACE Northwestern Division | 3075 | Bonneville | OR | Multnomah | 12 | Conventional Hydroelectric | HY |  | S | 66.5 | 0.95 | 66.5 | 66.5 | 23.2 | N |  |  | N | Electric Utility | 1 | X | WAT
Conventional Hydroelectric.WAT | hydro | TRUE | 19400 | USACE Northwestern Division | 3075 | Bonneville | OR | Multnomah | 13 | Conventional Hydroelectric | HY |  | S | 66.5 | 0.95 | 66.5 | 66.5 | 23.2 | N |  |  | N | Electric Utility | 1 | X | WAT
Conventional Hydroelectric.WAT | hydro | TRUE | 19400 | USACE Northwestern Division | 3075 | Bonneville | OR | Multnomah | 14 | Conventional Hydroelectric | HY |  | S | 66.5 | 0.95 | 66.5 | 66.5 | 23.2 | N |  |  | N | Electric Utility | 1 | X | WAT
Conventional Hydroelectric.WAT | hydro | TRUE | 19400 | USACE Northwestern Division | 3075 | Bonneville | OR | Multnomah | 15 | Conventional Hydroelectric | HY |  | S | 66.5 | 0.95 | 66.5 | 66.5 | 23.2 | N |  |  | N | Electric Utility | 1 | X | WAT
Conventional Hydroelectric.WAT | hydro | TRUE | 19400 | USACE Northwestern Division | 3075 | Bonneville | OR | Multnomah | 16 | Conventional Hydroelectric | HY |  | S | 66.5 | 0.95 | 66.5 | 66.5 | 23.2 | N |  |  | N | Electric Utility | 1 | X | WAT
Conventional Hydroelectric.WAT | hydro | TRUE | 19400 | USACE Northwestern Division | 3075 | Bonneville | OR | Multnomah | 17 | Conventional Hydroelectric | HY |  | S | 66.5 | 0.95 | 66.5 | 66.5 | 23.2 | N |  |  | N | Electric Utility | 1 | X | WAT
Conventional Hydroelectric.WAT | hydro | TRUE | 19400 | USACE Northwestern Division | 3075 | Bonneville | OR | Multnomah | 18 | Conventional Hydroelectric | HY |  | S | 66.5 | 0.95 | 66.5 | 66.5 | 23.2 | N |  |  | N | Electric Utility | 1 | X | WAT
Conventional Hydroelectric.WAT | hydro | TRUE | 19400 | USACE Northwestern Division | 3075 | Bonneville | OR | Multnomah | 2 | Conventional Hydroelectric | HY |  | S | 53.5 | 0.9 | 53.5 | 53.5 | 13.2 | N |  |  | N | Electric Utility | 1 | X | WAT
Conventional Hydroelectric.WAT | hydro | TRUE | 19400 | USACE Northwestern Division | 3075 | Bonneville | OR | Multnomah | 3 | Conventional Hydroelectric | HY |  | S | 62.1 | 0.9 | 62.1 | 62.1 | 13.2 | N |  |  | N | Electric Utility | 1 | X | WAT
Conventional Hydroelectric.WAT | hydro | TRUE | 19400 | USACE Northwestern Division | 3075 | Bonneville | OR | Multnomah | 4 | Conventional Hydroelectric | HY |  | S | 62.1 | 0.9 | 62.1 | 62.1 | 13.2 | N |  |  | N | Electric Utility | 1 | X | WAT
Conventional Hydroelectric.WAT | hydro | TRUE | 19400 | USACE Northwestern Division | 3075 | Bonneville | OR | Multnomah | 5 | Conventional Hydroelectric | HY |  | S | 62.1 | 0.9 | 62.1 | 62.1 | 13.2 | N |  |  | N | Electric Utility | 1 | X | WAT
Conventional Hydroelectric.WAT | hydro | TRUE | 19400 | USACE Northwestern Division | 3075 | Bonneville | OR | Multnomah | 6 | Conventional Hydroelectric | HY |  | S | 62.1 | 0.9 | 62.1 | 62.1 | 13.2 | N |  |  | N | Electric Utility | 1 | X | WAT
Conventional Hydroelectric.WAT | hydro | TRUE | 19400 | USACE Northwestern Division | 3075 | Bonneville | OR | Multnomah | 7 | Conventional Hydroelectric | HY |  | S | 62.1 | 0.9 | 62.1 | 62.1 | 13.2 | N |  |  | N | Electric Utility | 1 | X | WAT
Conventional Hydroelectric.WAT | hydro | TRUE | 19400 | USACE Northwestern Division | 3075 | Bonneville | OR | Multnomah | 8 | Conventional Hydroelectric | HY |  | S | 62.1 | 0.9 | 62.1 | 62.1 | 13.2 | N |  |  | N | Electric Utility | 1 | X | WAT
Conventional Hydroelectric.WAT | hydro | TRUE | 19400 | USACE Northwestern Division | 3075 | Bonneville | OR | Multnomah | 9 | Conventional Hydroelectric | HY |  | S | 62.1 | 0.9 | 62.1 | 62.1 | 13.2 | N |  |  | N | Electric Utility | 1 | X | WAT
Conventional Hydroelectric.WAT | hydro | TRUE | 19400 | USACE Northwestern Division | 3075 | Bonneville | OR | Multnomah | F1 | Conventional Hydroelectric | HY |  | S | 13.1 | 0.95 | 13.1 | 13.1 | 13.1 | N |  |  | N | Electric Utility | 1 | X | WAT
Conventional Hydroelectric.WAT | hydro | TRUE | 19400 | USACE Northwestern Division | 3075 | Bonneville | OR | Multnomah | F2 | Conventional Hydroelectric | HY |  | S | 13.1 | 0.95 | 13.1 | 13.1 | 13.1 | N |  |  | N | Electric Utility | 1 | X | WAT
Conventional Hydroelectric.WAT | hydro | TRUE | 19400 | USACE Northwestern Division | 3076 | Cougar | OR | Lane | 1 | Conventional Hydroelectric | HY |  | S | 13 | 0.95 | 13 | 13 | 12.5 | N |  |  | N | Electric Utility | 1 | X | WAT
Conventional Hydroelectric.WAT | hydro | TRUE | 19400 | USACE Northwestern Division | 3076 | Cougar | OR | Lane | 2 | Conventional Hydroelectric | HY |  | S | 13 | 0.95 | 13 | 13 | 12.5 | N |  |  | N | Electric Utility | 1 | X | WAT
Conventional Hydroelectric.WAT | hydro | TRUE | 19400 | USACE Northwestern Division | 3077 | Detroit | OR | Marion | 1 | Conventional Hydroelectric | HY |  | S | 50 | 0.9 | 50 | 50 | 50 | N |  |  | N | Electric Utility | 1 | X | WAT
Conventional Hydroelectric.WAT | hydro | TRUE | 19400 | USACE Northwestern Division | 3077 | Detroit | OR | Marion | 2 | Conventional Hydroelectric | HY |  | S | 50 | 0.9 | 50 | 50 | 50 | N |  |  | N | Electric Utility | 1 | X | WAT
Conventional Hydroelectric.WAT | hydro | TRUE | 19400 | USACE Northwestern Division | 3078 | Dexter | OR | Lane | 1 | Conventional Hydroelectric | HY |  | S | 15 | 1 | 15 | 15 | 15 | N |  |  | N | Electric Utility | 1 | X | WAT
Conventional Hydroelectric.WAT | hydro | TRUE | 19400 | USACE Northwestern Division | 3080 | Green Peter | OR | Linn | 1 | Conventional Hydroelectric | HY |  | S | 40 | 0.95 | 40 | 40 | 40 | N |  |  | N | Electric Utility | 1 | X | WAT
Conventional Hydroelectric.WAT | hydro | TRUE | 19400 | USACE Northwestern Division | 3080 | Green Peter | OR | Linn | 2 | Conventional Hydroelectric | HY |  | S | 40 | 0.95 | 40 | 40 | 40 | N |  |  | N | Electric Utility | 1 | X | WAT
Conventional Hydroelectric.WAT | hydro | TRUE | 19400 | USACE Northwestern Division | 3081 | Hills Creek | OR | Lane | 1 | Conventional Hydroelectric | HY |  | S | 15 | 0.95 | 15 | 15 | 15 | N |  |  | N | Electric Utility | 1 | X | WAT
Conventional Hydroelectric.WAT | hydro | TRUE | 19400 | USACE Northwestern Division | 3081 | Hills Creek | OR | Lane | 2 | Conventional Hydroelectric | HY |  | S | 15 | 0.95 | 15 | 15 | 15 | N |  |  | N | Electric Utility | 1 | X | WAT
Conventional Hydroelectric.WAT | hydro | TRUE | 19400 | USACE Northwestern Division | 3082 | John Day | OR | Sherman | 1 | Conventional Hydroelectric | HY |  | S | 135 | 0.95 | 135 | 135 | 52 | N |  |  | N | Electric Utility | 1 | X | WAT
Conventional Hydroelectric.WAT | hydro | TRUE | 19400 | USACE Northwestern Division | 3082 | John Day | OR | Sherman | 10 | Conventional Hydroelectric | HY |  | S | 135 | 0.95 | 135 | 135 | 52 | N |  |  | N | Electric Utility | 1 | X | WAT
Conventional Hydroelectric.WAT | hydro | TRUE | 19400 | USACE Northwestern Division | 3082 | John Day | OR | Sherman | 11 | Conventional Hydroelectric | HY |  | S | 135 | 0.95 | 118 | 118 | 52 | N |  |  | N | Electric Utility | 1 | X | WAT
Conventional Hydroelectric.WAT | hydro | TRUE | 19400 | USACE Northwestern Division | 3082 | John Day | OR | Sherman | 12 | Conventional Hydroelectric | HY |  | S | 135 | 0.95 | 118 | 118 | 52 | N |  |  | N | Electric Utility | 1 | X | WAT
Conventional Hydroelectric.WAT | hydro | TRUE | 19400 | USACE Northwestern Division | 3082 | John Day | OR | Sherman | 13 | Conventional Hydroelectric | HY |  | S | 135 | 0.95 | 135 | 135 | 52 | N |  |  | N | Electric Utility | 1 | X | WAT
Conventional Hydroelectric.WAT | hydro | TRUE | 19400 | USACE Northwestern Division | 3082 | John Day | OR | Sherman | 14 | Conventional Hydroelectric | HY |  | S | 135 | 0.95 | 118 | 118 | 52 | N |  |  | N | Electric Utility | 1 | X | WAT
Conventional Hydroelectric.WAT | hydro | TRUE | 19400 | USACE Northwestern Division | 3082 | John Day | OR | Sherman | 15 | Conventional Hydroelectric | HY |  | S | 135 | 0.95 | 135 | 135 | 52 | N |  |  | N | Electric Utility | 1 | X | WAT
Conventional Hydroelectric.WAT | hydro | TRUE | 19400 | USACE Northwestern Division | 3082 | John Day | OR | Sherman | 16 | Conventional Hydroelectric | HY |  | S | 135 | 0.95 | 135 | 135 | 52 | N |  |  | N | Electric Utility | 1 | X | WAT
Conventional Hydroelectric.WAT | hydro | TRUE | 19400 | USACE Northwestern Division | 3082 | John Day | OR | Sherman | 2 | Conventional Hydroelectric | HY |  | S | 135 | 0.95 | 135 | 135 | 52 | N |  |  | N | Electric Utility | 1 | X | WAT
Conventional Hydroelectric.WAT | hydro | TRUE | 19400 | USACE Northwestern Division | 3082 | John Day | OR | Sherman | 3 | Conventional Hydroelectric | HY |  | S | 135 | 0.95 | 129 | 129 | 52 | N |  |  | N | Electric Utility | 1 | X | WAT
Conventional Hydroelectric.WAT | hydro | TRUE | 19400 | USACE Northwestern Division | 3082 | John Day | OR | Sherman | 4 | Conventional Hydroelectric | HY |  | S | 135 | 0.95 | 118 | 118 | 52 | N |  |  | N | Electric Utility | 1 | X | WAT
Conventional Hydroelectric.WAT | hydro | TRUE | 19400 | USACE Northwestern Division | 3082 | John Day | OR | Sherman | 5 | Conventional Hydroelectric | HY |  | S | 135 | 0.95 | 135 | 135 | 52 | N |  |  | N | Electric Utility | 1 | X | WAT
Conventional Hydroelectric.WAT | hydro | TRUE | 19400 | USACE Northwestern Division | 3082 | John Day | OR | Sherman | 6 | Conventional Hydroelectric | HY |  | S | 135 | 0.95 | 135 | 135 | 52 | N |  |  | N | Electric Utility | 1 | X | WAT
Conventional Hydroelectric.WAT | hydro | TRUE | 19400 | USACE Northwestern Division | 3082 | John Day | OR | Sherman | 7 | Conventional Hydroelectric | HY |  | S | 135 | 0.95 | 135 | 135 | 52 | N |  |  | N | Electric Utility | 1 | X | WAT
Conventional Hydroelectric.WAT | hydro | TRUE | 19400 | USACE Northwestern Division | 3082 | John Day | OR | Sherman | 8 | Conventional Hydroelectric | HY |  | S | 135 | 0.95 | 118 | 118 | 52 | N |  |  | N | Electric Utility | 1 | X | WAT
Conventional Hydroelectric.WAT | hydro | TRUE | 19400 | USACE Northwestern Division | 3082 | John Day | OR | Sherman | 9 | Conventional Hydroelectric | HY |  | S | 135 | 0.95 | 118 | 118 | 52 | N |  |  | N | Electric Utility | 1 | X | WAT
Conventional Hydroelectric.WAT | hydro | TRUE | 19400 | USACE Northwestern Division | 3083 | Lookout Point | OR | Lane | 1 | Conventional Hydroelectric | HY |  | S | 40 | 0.95 | 40 | 40 | 40 | N |  |  | N | Electric Utility | 1 | X | WAT
Conventional Hydroelectric.WAT | hydro | TRUE | 19400 | USACE Northwestern Division | 3083 | Lookout Point | OR | Lane | 2 | Conventional Hydroelectric | HY |  | S | 40 | 0.95 | 40 | 40 | 40 | N |  |  | N | Electric Utility | 1 | X | WAT
Conventional Hydroelectric.WAT | hydro | TRUE | 19400 | USACE Northwestern Division | 3083 | Lookout Point | OR | Lane | 3 | Conventional Hydroelectric | HY |  | S | 40 | 0.95 | 40 | 40 | 40 | N |  |  | N | Electric Utility | 1 | X | WAT
Conventional Hydroelectric.WAT | hydro | TRUE | 19400 | USACE Northwestern Division | 3084 | McNary | OR | Umatilla | 1 | Conventional Hydroelectric | HY |  | S | 70 | 0.95 | 70 | 70 | 23.8 | N |  |  | N | Electric Utility | 1 | X | WAT
Conventional Hydroelectric.WAT | hydro | TRUE | 19400 | USACE Northwestern Division | 3084 | McNary | OR | Umatilla | 10 | Conventional Hydroelectric | HY |  | S | 70 | 0.95 | 70 | 70 | 23.8 | N |  |  | N | Electric Utility | 1 | X | WAT
Conventional Hydroelectric.WAT | hydro | TRUE | 19400 | USACE Northwestern Division | 3084 | McNary | OR | Umatilla | 11 | Conventional Hydroelectric | HY |  | S | 70 | 0.95 | 70 | 70 | 23.8 | N |  |  | N | Electric Utility | 1 | X | WAT
Conventional Hydroelectric.WAT | hydro | TRUE | 19400 | USACE Northwestern Division | 3084 | McNary | OR | Umatilla | 12 | Conventional Hydroelectric | HY |  | S | 70 | 0.95 | 70 | 70 | 23.8 | N |  |  | N | Electric Utility | 1 | X | WAT
Conventional Hydroelectric.WAT | hydro | TRUE | 19400 | USACE Northwestern Division | 3084 | McNary | OR | Umatilla | 13 | Conventional Hydroelectric | HY |  | S | 70 | 0.95 | 70 | 70 | 23.8 | N |  |  | N | Electric Utility | 1 | X | WAT
Conventional Hydroelectric.WAT | hydro | TRUE | 19400 | USACE Northwestern Division | 3084 | McNary | OR | Umatilla | 14 | Conventional Hydroelectric | HY |  | S | 80.5 | 0.95 | 80.5 | 80.5 | 23.8 | N |  |  | N | Electric Utility | 1 | X | WAT
Conventional Hydroelectric.WAT | hydro | TRUE | 19400 | USACE Northwestern Division | 3084 | McNary | OR | Umatilla | 2 | Conventional Hydroelectric | HY |  | S | 70 | 0.95 | 70 | 70 | 23.8 | N |  |  | N | Electric Utility | 1 | X | WAT
Conventional Hydroelectric.WAT | hydro | TRUE | 19400 | USACE Northwestern Division | 3084 | McNary | OR | Umatilla | 3 | Conventional Hydroelectric | HY |  | S | 70 | 0.95 | 70 | 70 | 23.8 | N |  |  | N | Electric Utility | 1 | X | WAT
Conventional Hydroelectric.WAT | hydro | TRUE | 19400 | USACE Northwestern Division | 3084 | McNary | OR | Umatilla | 4 | Conventional Hydroelectric | HY |  | S | 70 | 0.95 | 70 | 70 | 23.8 | N |  |  | N | Electric Utility | 1 | X | WAT
Conventional Hydroelectric.WAT | hydro | TRUE | 19400 | USACE Northwestern Division | 3084 | McNary | OR | Umatilla | 5 | Conventional Hydroelectric | HY |  | S | 70 | 0.95 | 58 | 58 | 23.8 | N |  |  | N | Electric Utility | 1 | X | WAT
Conventional Hydroelectric.WAT | hydro | TRUE | 19400 | USACE Northwestern Division | 3084 | McNary | OR | Umatilla | 6 | Conventional Hydroelectric | HY |  | S | 70 | 0.95 | 58 | 58 | 23.8 | N |  |  | N | Electric Utility | 1 | X | WAT
Conventional Hydroelectric.WAT | hydro | TRUE | 19400 | USACE Northwestern Division | 3084 | McNary | OR | Umatilla | 7 | Conventional Hydroelectric | HY |  | S | 70 | 0.95 | 70 | 70 | 23.8 | N |  |  | N | Electric Utility | 1 | X | WAT
Conventional Hydroelectric.WAT | hydro | TRUE | 19400 | USACE Northwestern Division | 3084 | McNary | OR | Umatilla | 8 | Conventional Hydroelectric | HY |  | S | 70 | 0.95 | 70 | 70 | 23.8 | N |  |  | N | Electric Utility | 1 | X | WAT
Conventional Hydroelectric.WAT | hydro | TRUE | 19400 | USACE Northwestern Division | 3084 | McNary | OR | Umatilla | 9 | Conventional Hydroelectric | HY |  | S | 70 | 0.95 | 70 | 70 | 23.8 | N |  |  | N | Electric Utility | 1 | X | WAT
Petroleum Liquids.DFO | petroleum | TRUE | 63032 | Brunot Island Power, LLC | 3096 | Brunot Island | PA | Allegheny | 1A | Petroleum Liquids | GT |  | S | 25.5 | 0.85 | 18.1 | 15 | 15 | N |  |  | N | IPP Non-CHP | 2 | X | DFO
Natural Gas Fired Combined Cycle.NG | natural gas combined cycle | TRUE | 63032 | Brunot Island Power, LLC | 3096 | Brunot Island | PA | Allegheny | 2A | Natural Gas Fired Combined Cycle | CT | BICC | S | 65.3 | 0.9 | 47.4 | 54 | 30 | N |  |  | N | IPP Non-CHP | 2 | X | NG
Natural Gas Fired Combined Cycle.NG | natural gas combined cycle | TRUE | 63032 | Brunot Island Power, LLC | 3096 | Brunot Island | PA | Allegheny | 2B | Natural Gas Fired Combined Cycle | CT | BICC | S | 65.3 | 0.9 | 47 | 56.7 | 30 | N |  |  | N | IPP Non-CHP | 2 | X | NG
Natural Gas Fired Combined Cycle.NG | natural gas combined cycle | TRUE | 63032 | Brunot Island Power, LLC | 3096 | Brunot Island | PA | Allegheny | 3 | Natural Gas Fired Combined Cycle | CT | BICC | S | 65.3 | 0.9 | 47.5 | 57.7 | 30 | N |  |  | N | IPP Non-CHP | 2 | X | NG
Natural Gas Fired Combined Cycle.NG | natural gas combined cycle | TRUE | 63032 | Brunot Island Power, LLC | 3096 | Brunot Island | PA | Allegheny | ST4 | Natural Gas Fired Combined Cycle | CA | BICC | S | 144 | 0.9 | 101.6 | 101 | 32 | N |  |  | N | IPP Non-CHP | 2 | X | NG
Petroleum Liquids.DFO | petroleum | TRUE | 63035 | Hamilton Power, LLC | 3109 | Hamilton (PA) | PA | Adams | 1 | Petroleum Liquids | GT |  | S | 19.6 | 0.85 | 20.4 | 24 | 18 | N |  |  | N | IPP Non-CHP | 2 | X | DFO
Natural Gas Fired Combustion Turbine.NG | natural gas peaker | TRUE | 63036 | Hunterstown Power, LLC | 3110 | Hunterstown | PA | Adams | 1 | Natural Gas Fired Combustion Turbine | GT |  | S | 20 | 0.85 | 21 | 20 | 18 | N |  |  | N | IPP Non-CHP | 2 | X | NG | DFO
Natural Gas Fired Combustion Turbine.NG | natural gas peaker | TRUE | 63036 | Hunterstown Power, LLC | 3110 | Hunterstown | PA | Adams | 2 | Natural Gas Fired Combustion Turbine | GT |  | S | 20 | 0.85 | 21.5 | 20 | 17 | N |  |  | N | IPP Non-CHP | 2 | X | NG | DFO
Natural Gas Fired Combustion Turbine.NG | natural gas peaker | TRUE | 63036 | Hunterstown Power, LLC | 3110 | Hunterstown | PA | Adams | 3 | Natural Gas Fired Combustion Turbine | GT |  | S | 20 | 0.85 | 21.5 | 20 | 18 | N |  |  | N | IPP Non-CHP | 2 | X | NG | DFO
Petroleum Liquids.DFO | petroleum | TRUE | 63037 | Mountain Power, LLC | 3111 | Mountain | PA | Cumberland | 1 | Petroleum Liquids | GT |  | S | 27 | 0.85 | 19.5 | 25 | 18 | N |  |  | N | IPP Non-CHP | 2 | X | DFO | NG
Petroleum Liquids.DFO | petroleum | TRUE | 63037 | Mountain Power, LLC | 3111 | Mountain | PA | Cumberland | 2 | Petroleum Liquids | GT |  | S | 27 | 0.85 | 20.6 | 25 | 18 | N |  |  | N | IPP Non-CHP | 2 | X | DFO | NG
Petroleum Liquids.DFO | petroleum | TRUE | 63038 | Orrtanna Power, LLC | 3112 | Orrtanna | PA | Adams | 1 | Petroleum Liquids | GT |  | S | 27 | 0.85 | 20.2 | 26 | 18 | N |  |  | N | IPP Non-CHP | 2 | X | DFO
Petroleum Liquids.DFO | petroleum | TRUE | 63039 | Portland Power, LLC | 3113 | Portland (PA) | PA | Northampton | 3 | Petroleum Liquids | GT |  | S | 18 | 0.85 | 16 | 15 | 13 | N |  |  | N | IPP Non-CHP | 2 | X | DFO | NG
Petroleum Liquids.DFO | petroleum | TRUE | 63039 | Portland Power, LLC | 3113 | Portland (PA) | PA | Northampton | 4 | Petroleum Liquids | GT |  | S | 20 | 0.85 | 21 | 20 | 17 | N |  |  | N | IPP Non-CHP | 2 | X | DFO | NG
Petroleum Liquids.DFO | petroleum | TRUE | 63039 | Portland Power, LLC | 3113 | Portland (PA) | PA | Northampton | 5 | Petroleum Liquids | GT |  | S | 156 | 0.85 | 140.5 | 155 | 90 | N |  |  | N | IPP Non-CHP | 2 | X | DFO
Petroleum Liquids.DFO | petroleum | TRUE | 63040 | Shawnee Power, LLC | 3114 | Shawnee (PA) | PA | Monroe | 1 | Petroleum Liquids | GT |  | S | 20 | 0.85 | 20.6 | 24 | 17 | N |  |  | N | IPP Non-CHP | 2 | X | DFO
Petroleum Liquids.DFO | petroleum | TRUE | 63041 | Titus Power, LLC | 3115 | Titus | PA | Berks | 4 | Petroleum Liquids | GT |  | S | 18 | 0.85 | 15 | 17 | 13 | N |  |  | N | IPP Non-CHP | 2 | X | DFO
Petroleum Liquids.DFO | petroleum | TRUE | 63041 | Titus Power, LLC | 3115 | Titus | PA | Berks | 5 | Petroleum Liquids | GT |  | S | 18 | 0.85 | 16.1 | 18 | 13 | N |  |  | N | IPP Non-CHP | 2 | X | DFO
Petroleum Liquids.DFO | petroleum | TRUE | 63042 | Tolna Power, LLC | 3116 | Tolna | PA | York | 1 | Petroleum Liquids | GT |  | S | 27 | 0.85 | 21 | 25 | 18 | N |  |  | N | IPP Non-CHP | 2 | X | DFO
Petroleum Liquids.DFO | petroleum | TRUE | 63042 | Tolna Power, LLC | 3116 | Tolna | PA | York | 2 | Petroleum Liquids | GT |  | S | 27 | 0.85 | 20.2 | 25 | 18 | N |  |  | N | IPP Non-CHP | 2 | X | DFO
Conventional Hydroelectric.WAT | hydro | TRUE | 57280 | Eagle Creek Renewable Energy, LLC | 3117 | York Haven | PA | York | 1 | Conventional Hydroelectric | HY |  | W | 19.6 | 0.95 | 19 | 19 | 1 | N |  |  | N | IPP Non-CHP | 2 | X | WAT
Conventional Steam Coal.BIT | hard coal | TRUE | 63047 | KeyCon Operating LLC | 3118 | Conemaugh | PA | Indiana | 1 | Conventional Steam Coal | ST |  | J | 975.5 | 0.9 | 850 | 850 | 325 | N |  |  | N | IPP Non-CHP | 2 | X | BIT | NG
Conventional Steam Coal.BIT | hard coal | TRUE | 63047 | KeyCon Operating LLC | 3118 | Conemaugh | PA | Indiana | 2 | Conventional Steam Coal | ST |  | J | 975.5 | 0.9 | 850 | 850 | 325 | N |  |  | N | IPP Non-CHP | 2 | X | BIT | NG
Petroleum Liquids.DFO | petroleum | TRUE | 63047 | KeyCon Operating LLC | 3118 | Conemaugh | PA | Indiana | A | Petroleum Liquids | IC |  | J | 3 | 0.8 | 2.8 | 2.8 | 2.8 | N |  |  | N | IPP Non-CHP | 2 | X | DFO
Petroleum Liquids.DFO | petroleum | TRUE | 63047 | KeyCon Operating LLC | 3118 | Conemaugh | PA | Indiana | B | Petroleum Liquids | IC |  | J | 3 | 0.8 | 2.8 | 2.8 | 2.8 | N |  |  | N | IPP Non-CHP | 2 | X | DFO
Petroleum Liquids.DFO | petroleum | TRUE | 63047 | KeyCon Operating LLC | 3118 | Conemaugh | PA | Indiana | C | Petroleum Liquids | IC |  | J | 3 | 0.8 | 2.8 | 2.8 | 2.8 | N |  |  | N | IPP Non-CHP | 2 | X | DFO
Petroleum Liquids.DFO | petroleum | TRUE | 63047 | KeyCon Operating LLC | 3118 | Conemaugh | PA | Indiana | D | Petroleum Liquids | IC |  | J | 3 | 0.8 | 2.8 | 2.8 | 2.8 | N |  |  | N | IPP Non-CHP | 2 | X | DFO
Natural Gas Fired Combustion Turbine.NG | natural gas peaker | TRUE | 63043 | Blossburg Power, LLC | 3120 | Blossburg | PA | Tioga | 1 | Natural Gas Fired Combustion Turbine | GT |  | S | 24 | 0.85 | 20.9 | 19 | 16 | N |  |  | N | IPP Non-CHP | 2 | X | NG
Conventional Steam Coal.BIT | hard coal | TRUE | 58615 | NRG Homer City Services LLC | 3122 | Homer City Generating Station | PA | Indiana | 1 | Conventional Steam Coal | ST |  | J | 660 | 0.9 | 626.1 | 631.2 | 285 | N |  |  | N | IPP Non-CHP | 2 | X | BIT
Conventional Steam Coal.BIT | hard coal | TRUE | 58615 | NRG Homer City Services LLC | 3122 | Homer City Generating Station | PA | Indiana | 2 | Conventional Steam Coal | ST |  | J | 660 | 0.9 | 613.3 | 618.5 | 290 | N |  |  | N | IPP Non-CHP | 2 | X | BIT
Conventional Steam Coal.BIT | hard coal | TRUE | 58615 | NRG Homer City Services LLC | 3122 | Homer City Generating Station | PA | Indiana | 3 | Conventional Steam Coal | ST |  | J | 692 | 0.95 | 648.9 | 665.4 | 300 | N |  |  | N | IPP Non-CHP | 2 | X | BIT
Conventional Hydroelectric.WAT | hydro | TRUE | 54679 | BP Piney & Deep Creek LLC | 3124 | Piney | PA | Clarion | 1 | Conventional Hydroelectric | HY |  | S | 10 | 0.8 | 11.8 | 11.8 | 4 | N |  |  | N | IPP Non-CHP | 2 | X | WAT
Conventional Hydroelectric.WAT | hydro | TRUE | 54679 | BP Piney & Deep Creek LLC | 3124 | Piney | PA | Clarion | 2 | Conventional Hydroelectric | HY |  | S | 10 | 0.8 | 11.8 | 11.8 | 4 | N |  |  | N | IPP Non-CHP | 2 | X | WAT
Conventional Hydroelectric.WAT | hydro | TRUE | 54679 | BP Piney & Deep Creek LLC | 3124 | Piney | PA | Clarion | 3 | Conventional Hydroelectric | HY |  | S | 10 | 0.8 | 9.6 | 9.6 | 3 | N |  |  | N | IPP Non-CHP | 2 | X | WAT
Conventional Steam Coal.WC | hard coal | TRUE | 61781 | Seward Generating LLC | 3130 | Seward (PA) | PA | Indiana | FB1 | Conventional Steam Coal | ST |  | W | 585 | 0.9 | 521 | 521 | 200 | N |  |  | N | IPP Non-CHP | 2 | X | WC | DFO
Natural Gas Steam Turbine.NG | natural gas steam turbine | TRUE | 63044 | Shawville Power, LLC | 3131 | Shawville | PA | Clearfield | 1 | Natural Gas Steam Turbine | ST |  | S | 125 | 0.8 | 122.3 | 122 | 30 | N |  |  | N | IPP Non-CHP | 2 | X | NG
Natural Gas Steam Turbine.NG | natural gas steam turbine | TRUE | 63044 | Shawville Power, LLC | 3131 | Shawville | PA | Clearfield | 2 | Natural Gas Steam Turbine | ST |  | S | 125 | 0.8 | 124.7 | 124.7 | 31 | N |  |  | N | IPP Non-CHP | 2 | X | NG
Natural Gas Steam Turbine.NG | natural gas steam turbine | TRUE | 63044 | Shawville Power, LLC | 3131 | Shawville | PA | Clearfield | 3 | Natural Gas Steam Turbine | ST |  | S | 188 | 0.85 | 174 | 172 | 59 | N |  |  | N | IPP Non-CHP | 2 | X | NG
Natural Gas Steam Turbine.NG | natural gas steam turbine | TRUE | 63044 | Shawville Power, LLC | 3131 | Shawville | PA | Clearfield | 4 | Natural Gas Steam Turbine | ST |  | S | 188 | 0.85 | 175 | 171 | 59 | N |  |  | N | IPP Non-CHP | 2 | X | NG
Petroleum Liquids.DFO | petroleum | TRUE | 63044 | Shawville Power, LLC | 3131 | Shawville | PA | Clearfield | 5 | Petroleum Liquids | IC |  | S | 2 | 0.8 | 2 | 2 | 2 | N |  |  | N | IPP Non-CHP | 2 | X | DFO
Petroleum Liquids.DFO | petroleum | TRUE | 63044 | Shawville Power, LLC | 3131 | Shawville | PA | Clearfield | 6 | Petroleum Liquids | IC |  | S | 2 | 0.8 | 2 | 2 | 2 | N |  |  | N | IPP Non-CHP | 2 | X | DFO
Petroleum Liquids.DFO | petroleum | TRUE | 63044 | Shawville Power, LLC | 3131 | Shawville | PA | Clearfield | 7 | Petroleum Liquids | IC |  | S | 2 | 0.8 | 2 | 2 | 2 | N |  |  | N | IPP Non-CHP | 2 | X | DFO
Natural Gas Fired Combustion Turbine.NG | natural gas peaker | TRUE | 63045 | Warren Generation, LLC | 3132 | Warren | PA | Warren | 3 | Natural Gas Fired Combustion Turbine | GT |  | S | 53.1 | 0.85 | 62 | 50.1 | 5 | N |  |  | N | IPP Non-CHP | 2 | X | NG | DFO
Conventional Steam Coal.BIT | hard coal | TRUE | 63047 | KeyCon Operating LLC | 3136 | Keystone | PA | Armstrong | 1 | Conventional Steam Coal | ST |  | J | 936 | 0.9 | 850 | 850 | 350 | N |  |  | N | IPP Non-CHP | 2 | X | BIT | DFO
Conventional Steam Coal.BIT | hard coal | TRUE | 63047 | KeyCon Operating LLC | 3136 | Keystone | PA | Armstrong | 2 | Conventional Steam Coal | ST |  | J | 936 | 0.9 | 850 | 850 | 350 | N |  |  | N | IPP Non-CHP | 2 | X | BIT | DFO
Petroleum Liquids.DFO | petroleum | TRUE | 63047 | KeyCon Operating LLC | 3136 | Keystone | PA | Armstrong | 3 | Petroleum Liquids | IC |  | J | 2.5 | 0.8 | 2.8 | 2.8 | 2.8 | N |  |  | N | IPP Non-CHP | 2 | X | DFO
Petroleum Liquids.DFO | petroleum | TRUE | 63047 | KeyCon Operating LLC | 3136 | Keystone | PA | Armstrong | 4 | Petroleum Liquids | IC |  | J | 2.9 | 0.8 | 2.8 | 2.8 | 2.8 | N |  |  | N | IPP Non-CHP | 2 | X | DFO
Petroleum Liquids.DFO | petroleum | TRUE | 63047 | KeyCon Operating LLC | 3136 | Keystone | PA | Armstrong | 5 | Petroleum Liquids | IC |  | J | 2.9 | 0.8 | 2.8 | 2.8 | 2.8 | N |  |  | N | IPP Non-CHP | 2 | X | DFO
Petroleum Liquids.DFO | petroleum | TRUE | 63047 | KeyCon Operating LLC | 3136 | Keystone | PA | Armstrong | 6 | Petroleum Liquids | IC |  | J | 2.9 | 0.8 | 2.8 | 2.8 | 2.8 | N |  |  | N | IPP Non-CHP | 2 | X | DFO
Natural Gas Steam Turbine.NG | natural gas steam turbine | TRUE | 63031 | New Castle Power, LLC | 3138 | New Castle Plant | PA | Lawrence | 3 | Natural Gas Steam Turbine | ST |  | S | 98 | 0.85 | 92.3 | 93 | 20 | N |  |  | N | IPP Non-CHP | 2 | X | NG
Natural Gas Steam Turbine.NG | natural gas steam turbine | TRUE | 63031 | New Castle Power, LLC | 3138 | New Castle Plant | PA | Lawrence | 4 | Natural Gas Steam Turbine | ST |  | S | 114 | 0.85 | 93 | 92 | 25 | N |  |  | N | IPP Non-CHP | 2 | X | NG
Natural Gas Steam Turbine.NG | natural gas steam turbine | TRUE | 63031 | New Castle Power, LLC | 3138 | New Castle Plant | PA | Lawrence | 5 | Natural Gas Steam Turbine | ST |  | S | 136 | 0.85 | 141 | 135 | 35 | N |  |  | N | IPP Non-CHP | 2 | X | NG
Petroleum Liquids.DFO | petroleum | TRUE | 63031 | New Castle Power, LLC | 3138 | New Castle Plant | PA | Lawrence | EMDA | Petroleum Liquids | IC |  | S | 3.2 | 0.8 | 2.5 | 2.5 | 1 | N |  |  | N | IPP Non-CHP | 2 | X | DFO
Petroleum Liquids.DFO | petroleum | TRUE | 63031 | New Castle Power, LLC | 3138 | New Castle Plant | PA | Lawrence | EMDB | Petroleum Liquids | IC |  | S | 3.2 | 0.8 | 2.5 | 2.5 | 1 | N |  |  | N | IPP Non-CHP | 2 | X | DFO
Natural Gas Steam Turbine.NG | natural gas steam turbine | TRUE | 15537 | Brunner Island LLC | 3140 | Brunner Island | PA | York | 1 | Natural Gas Steam Turbine | ST |  | S | 363.3 | 0.9 | 306 | 306 | 122 | N |  |  | N | IPP Non-CHP | 2 | X | NG | BIT
Natural Gas Steam Turbine.NG | natural gas steam turbine | TRUE | 15537 | Brunner Island LLC | 3140 | Brunner Island | PA | York | 2 | Natural Gas Steam Turbine | ST |  | S | 405 | 0.9 | 363 | 363 | 126 | N |  |  | N | IPP Non-CHP | 2 | X | NG | BIT
Natural Gas Steam Turbine.NG | natural gas steam turbine | TRUE | 15537 | Brunner Island LLC | 3140 | Brunner Island | PA | York | 3 | Natural Gas Steam Turbine | ST |  | S | 847.8 | 0.97 | 742 | 742 | 365 | N |  |  | N | IPP Non-CHP | 2 | X | NG | BIT
Conventional Hydroelectric.WAT | hydro | TRUE | 60416 | BIF III Holtwood LLC | 3145 | Holtwood | PA | Lancaster | HW1 | Conventional Hydroelectric | HY |  | S | 10.4 | 1 | 10 | 10 | 3 | N |  |  | N | IPP Non-CHP | 2 | X | WAT
Conventional Hydroelectric.WAT | hydro | TRUE | 60416 | BIF III Holtwood LLC | 3145 | Holtwood | PA | Lancaster | HW10 | Conventional Hydroelectric | HY |  | S | 12 | 1 | 13.2 | 13.2 | 4 | N |  |  | N | IPP Non-CHP | 2 | X | WAT
Conventional Hydroelectric.WAT | hydro | TRUE | 60416 | BIF III Holtwood LLC | 3145 | Holtwood | PA | Lancaster | HW11 | Conventional Hydroelectric | HY |  | S | 1.4 | 1 | 1.2 | 1.2 | 1 | N |  |  | N | IPP Non-CHP | 2 | X | WAT
Conventional Hydroelectric.WAT | hydro | TRUE | 60416 | BIF III Holtwood LLC | 3145 | Holtwood | PA | Lancaster | HW13 | Conventional Hydroelectric | HY |  | S | 1.4 | 1 | 1.2 | 1.2 | 1 | N |  |  | N | IPP Non-CHP | 2 | X | WAT
Conventional Hydroelectric.WAT | hydro | TRUE | 60416 | BIF III Holtwood LLC | 3145 | Holtwood | PA | Lancaster | HW18 | Conventional Hydroelectric | HY |  | S | 66 | 1 | 64.6 | 64.6 | 25 | N |  |  | N | IPP Non-CHP | 2 | X | WAT
Conventional Hydroelectric.WAT | hydro | TRUE | 60416 | BIF III Holtwood LLC | 3145 | Holtwood | PA | Lancaster | HW19 | Conventional Hydroelectric | HY |  | S | 66 | 1 | 64.6 | 64.6 | 25 | N |  |  | N | IPP Non-CHP | 2 | X | WAT
Conventional Hydroelectric.WAT | hydro | TRUE | 60416 | BIF III Holtwood LLC | 3145 | Holtwood | PA | Lancaster | HW2 | Conventional Hydroelectric | HY |  | S | 10.4 | 1 | 11.7 | 11.7 | 4 | N |  |  | N | IPP Non-CHP | 2 | X | WAT
Conventional Hydroelectric.WAT | hydro | TRUE | 60416 | BIF III Holtwood LLC | 3145 | Holtwood | PA | Lancaster | HW3 | Conventional Hydroelectric | HY |  | S | 13.5 | 1 | 12.7 | 12.7 | 4 | N |  |  | N | IPP Non-CHP | 2 | X | WAT
Conventional Hydroelectric.WAT | hydro | TRUE | 60416 | BIF III Holtwood LLC | 3145 | Holtwood | PA | Lancaster | HW4 | Conventional Hydroelectric | HY |  | S | 10.4 | 1 | 11.2 | 11.2 | 7 | N |  |  | N | IPP Non-CHP | 2 | X | WAT
Conventional Hydroelectric.WAT | hydro | TRUE | 60416 | BIF III Holtwood LLC | 3145 | Holtwood | PA | Lancaster | HW5 | Conventional Hydroelectric | HY |  | S | 10.4 | 1 | 12.1 | 12.1 | 7 | N |  |  | N | IPP Non-CHP | 2 | X | WAT
Conventional Hydroelectric.WAT | hydro | TRUE | 60416 | BIF III Holtwood LLC | 3145 | Holtwood | PA | Lancaster | HW6 | Conventional Hydroelectric | HY |  | S | 10.4 | 1 | 12.5 | 12.5 | 4 | N |  |  | N | IPP Non-CHP | 2 | X | WAT
Conventional Hydroelectric.WAT | hydro | TRUE | 60416 | BIF III Holtwood LLC | 3145 | Holtwood | PA | Lancaster | HW7 | Conventional Hydroelectric | HY |  | S | 10.4 | 1 | 10.3 | 10.3 | 7 | N |  |  | N | IPP Non-CHP | 2 | X | WAT
Conventional Hydroelectric.WAT | hydro | TRUE | 60416 | BIF III Holtwood LLC | 3145 | Holtwood | PA | Lancaster | HW8 | Conventional Hydroelectric | HY |  | S | 11.4 | 1 | 10.5 | 10.5 | 4 | N |  |  | N | IPP Non-CHP | 2 | X | WAT
Conventional Hydroelectric.WAT | hydro | TRUE | 60416 | BIF III Holtwood LLC | 3145 | Holtwood | PA | Lancaster | HW9 | Conventional Hydroelectric | HY |  | S | 13.2 | 1 | 13.2 | 13.2 | 4 | N |  |  | N | IPP Non-CHP | 2 | X | WAT
Natural Gas Steam Turbine.NG | natural gas steam turbine | TRUE | 15276 | TalenEnergy Martins Creek LLC | 3148 | TalenEnergy Martins Creek | PA | Northampton | 3 | Natural Gas Steam Turbine | ST |  | W | 850.5 | 0.9 | 850 | 850 | 165 | N |  |  | N | IPP Non-CHP | 2 | X | NG | RFO | DFO
Natural Gas Steam Turbine.NG | natural gas steam turbine | TRUE | 15276 | TalenEnergy Martins Creek LLC | 3148 | TalenEnergy Martins Creek | PA | Northampton | 4 | Natural Gas Steam Turbine | ST |  | W | 850.5 | 0.9 | 850 | 850 | 165 | N |  |  | N | IPP Non-CHP | 2 | X | NG | RFO | DFO
Natural Gas Fired Combustion Turbine.NG | natural gas peaker | TRUE | 15276 | TalenEnergy Martins Creek LLC | 3148 | TalenEnergy Martins Creek | PA | Northampton | CTG1 | Natural Gas Fired Combustion Turbine | GT |  | W | 23.6 | 0.9 | 18 | 18 | 18 | N | 6 | 2023 | N | IPP Non-CHP | 2 | X | NG
Natural Gas Fired Combustion Turbine.NG | natural gas peaker | TRUE | 15276 | TalenEnergy Martins Creek LLC | 3148 | TalenEnergy Martins Creek | PA | Northampton | CTG2 | Natural Gas Fired Combustion Turbine | GT |  | W | 23.6 | 0.9 | 17.3 | 17.3 | 17.3 | N | 6 | 2023 | N | IPP Non-CHP | 2 | X | NG
Natural Gas Fired Combustion Turbine.NG | natural gas peaker | TRUE | 15276 | TalenEnergy Martins Creek LLC | 3148 | TalenEnergy Martins Creek | PA | Northampton | CTG4 | Natural Gas Fired Combustion Turbine | GT |  | W | 23.6 | 0.9 | 17.2 | 17.2 | 17.2 | N | 6 | 2023 | N | IPP Non-CHP | 2 | X | NG
Conventional Steam Coal.BIT | hard coal | TRUE | 15534 | TalenEnergy Montour LLC | 3149 | TalenEnergy Montour | PA | Montour | 1 | Conventional Steam Coal | ST |  | S | 864.9 | 0.93 | 752 | 752 | 338 | N |  |  | N | IPP Non-CHP | 2 | X | BIT | DFO
Conventional Steam Coal.BIT | hard coal | TRUE | 15534 | TalenEnergy Montour LLC | 3149 | TalenEnergy Montour | PA | Montour | 2 | Conventional Steam Coal | ST |  | S | 893 | 0.94 | 752 | 752 | 342 | N |  |  | N | IPP Non-CHP | 2 | X | BIT | DFO
Petroleum Liquids.DFO | petroleum | TRUE | 22001 | Sunbury Generation LP | 3152 | Sunbury Generation LP | PA | Snyder | CTG1 | Petroleum Liquids | GT |  | S | 23.6 | 0.85 | 18 | 18 | 2 | N |  |  | N | IPP Non-CHP | 2 | X | DFO
Petroleum Liquids.DFO | petroleum | TRUE | 22001 | Sunbury Generation LP | 3152 | Sunbury Generation LP | PA | Snyder | CTG2 | Petroleum Liquids | GT |  | S | 23.6 | 0.85 | 18 | 18 | 2 | N |  |  | N | IPP Non-CHP | 2 | X | DFO
Petroleum Liquids.DFO | petroleum | TRUE | 22001 | Sunbury Generation LP | 3152 | Sunbury Generation LP | PA | Snyder | DI2 | Petroleum Liquids | IC |  | S | 5.5 | 0.8 | 5 | 5 | 2.5 | N |  |  | N | IPP Non-CHP | 2 | X | DFO
Conventional Hydroelectric.WAT | hydro | TRUE | 60417 | Wallenpuapack Hydro | 3153 | Wallenpaupack | PA | Wayne | WP1 | Conventional Hydroelectric | HY |  | S | 20 | 1 | 22 | 22 | 2 | N |  |  | N | IPP Non-CHP | 2 | X | WAT
Conventional Hydroelectric.WAT | hydro | TRUE | 60417 | Wallenpuapack Hydro | 3153 | Wallenpaupack | PA | Wayne | WP2 | Conventional Hydroelectric | HY |  | S | 20 | 1 | 22 | 22 | 2 | N |  |  | N | IPP Non-CHP | 2 | X | WAT
Petroleum Liquids.DFO | petroleum | TRUE | 6035 | Exelon Power | 3157 | Chester Generating Station | PA | Chester | 7 | Petroleum Liquids | GT |  | S | 18.6 | 0.85 | 13 | 18 | 5 | N |  |  | N | IPP Non-CHP | 2 | X | DFO
Petroleum Liquids.DFO | petroleum | TRUE | 6035 | Exelon Power | 3157 | Chester Generating Station | PA | Chester | 8 | Petroleum Liquids | GT |  | S | 18.6 | 0.85 | 13 | 18 | 5 | N |  |  | N | IPP Non-CHP | 2 | X | DFO
Petroleum Liquids.DFO | petroleum | TRUE | 6035 | Exelon Power | 3157 | Chester Generating Station | PA | Chester | 9 | Petroleum Liquids | GT |  | S | 18.6 | 0.85 | 13 | 18 | 5 | N |  |  | N | IPP Non-CHP | 2 | X | DFO
Petroleum Liquids.DFO | petroleum | TRUE | 6035 | Exelon Power | 3160 | Delaware Generating Station | PA | Philadelphia | 10 | Petroleum Liquids | GT |  | S | 18.6 | 0.85 | 13 | 18 | 5 | N |  |  | N | IPP Non-CHP | 2 | X | DFO
Petroleum Liquids.DFO | petroleum | TRUE | 6035 | Exelon Power | 3160 | Delaware Generating Station | PA | Philadelphia | 11 | Petroleum Liquids | GT |  | S | 18.6 | 0.85 | 13 | 18 | 5 | N |  |  | N | IPP Non-CHP | 2 | X | DFO
Petroleum Liquids.DFO | petroleum | TRUE | 6035 | Exelon Power | 3160 | Delaware Generating Station | PA | Philadelphia | 12 | Petroleum Liquids | GT |  | S | 18.6 | 0.85 | 13 | 18 | 5 | N |  |  | N | IPP Non-CHP | 2 | X | DFO
Petroleum Liquids.DFO | petroleum | TRUE | 6035 | Exelon Power | 3160 | Delaware Generating Station | PA | Philadelphia | 9 | Petroleum Liquids | GT |  | S | 21.2 | 0.85 | 17 | 20 | 5 | N |  |  | N | IPP Non-CHP | 2 | X | DFO
Petroleum Liquids.DFO | petroleum | TRUE | 6035 | Exelon Power | 3161 | Eddystone Generating Station | PA | Delaware | 10 | Petroleum Liquids | GT |  | S | 18.6 | 0.85 | 13 | 18 | 5 | N |  |  | N | IPP Non-CHP | 2 | X | DFO
Petroleum Liquids.DFO | petroleum | TRUE | 6035 | Exelon Power | 3161 | Eddystone Generating Station | PA | Delaware | 20 | Petroleum Liquids | GT |  | S | 18.6 | 0.85 | 13 | 18 | 5 | N |  |  | N | IPP Non-CHP | 2 | X | DFO
Natural Gas Steam Turbine.NG | natural gas steam turbine | TRUE | 6035 | Exelon Power | 3161 | Eddystone Generating Station | PA | Delaware | 3 | Natural Gas Steam Turbine | ST |  | S | 391 | 0.85 | 380 | 380 | 50 | N |  |  | N | IPP Non-CHP | 2 | X | NG | DFO
Petroleum Liquids.DFO | petroleum | TRUE | 6035 | Exelon Power | 3161 | Eddystone Generating Station | PA | Delaware | 30 | Petroleum Liquids | GT |  | S | 21.2 | 0.85 | 17 | 20 | 5 | N |  |  | N | IPP Non-CHP | 2 | X | DFO
Natural Gas Steam Turbine.NG | natural gas steam turbine | TRUE | 6035 | Exelon Power | 3161 | Eddystone Generating Station | PA | Delaware | 4 | Natural Gas Steam Turbine | ST |  | S | 391 | 0.85 | 380 | 380 | 50 | N |  |  | N | IPP Non-CHP | 2 | X | NG | DFO
Petroleum Liquids.DFO | petroleum | TRUE | 6035 | Exelon Power | 3161 | Eddystone Generating Station | PA | Delaware | 40 | Petroleum Liquids | GT |  | S | 21.2 | 0.85 | 17 | 20 | 5 | N |  |  | N | IPP Non-CHP | 2 | X | DFO
Petroleum Liquids.DFO | petroleum | TRUE | 6035 | Exelon Power | 3162 | Falls | PA | Bucks | 1 | Petroleum Liquids | GT |  | S | 21.2 | 0.85 | 17 | 20 | 5 | N |  |  | N | IPP Non-CHP | 2 | X | DFO
Petroleum Liquids.DFO | petroleum | TRUE | 6035 | Exelon Power | 3162 | Falls | PA | Bucks | 2 | Petroleum Liquids | GT |  | S | 21.2 | 0.85 | 17 | 20 | 5 | N |  |  | N | IPP Non-CHP | 2 | X | DFO
Petroleum Liquids.DFO | petroleum | TRUE | 6035 | Exelon Power | 3162 | Falls | PA | Bucks | 3 | Petroleum Liquids | GT |  | S | 21.2 | 0.85 | 17 | 20 | 5 | N |  |  | N | IPP Non-CHP | 2 | X | DFO
Petroleum Liquids.DFO | petroleum | TRUE | 6035 | Exelon Power | 3163 | Moser Generating Station | PA | Montgomery | 1 | Petroleum Liquids | GT |  | S | 21.2 | 0.85 | 17 | 20 | 5 | N |  |  | N | IPP Non-CHP | 2 | X | DFO
Petroleum Liquids.DFO | petroleum | TRUE | 6035 | Exelon Power | 3163 | Moser Generating Station | PA | Montgomery | 2 | Petroleum Liquids | GT |  | S | 21.2 | 0.85 | 17 | 20 | 5 | N |  |  | N | IPP Non-CHP | 2 | X | DFO
Petroleum Liquids.DFO | petroleum | TRUE | 6035 | Exelon Power | 3163 | Moser Generating Station | PA | Montgomery | 3 | Petroleum Liquids | GT |  | S | 21.2 | 0.85 | 17 | 20 | 5 | N |  |  | N | IPP Non-CHP | 2 | X | DFO
Hydroelectric Pumped Storage.WAT | other | TRUE | 6035 | Exelon Power | 3164 | Muddy Run | PA | Lancaster | 1 | Hydroelectric Pumped Storage | PS |  | S | 134 | 0.9 | 134 | 134 | 50 | N |  |  | N | IPP Non-CHP | 2 | X | WAT
Hydroelectric Pumped Storage.WAT | other | TRUE | 6035 | Exelon Power | 3164 | Muddy Run | PA | Lancaster | 2 | Hydroelectric Pumped Storage | PS |  | S | 134 | 0.9 | 133 | 133 | 50 | N |  |  | N | IPP Non-CHP | 2 | X | WAT
Hydroelectric Pumped Storage.WAT | other | TRUE | 6035 | Exelon Power | 3164 | Muddy Run | PA | Lancaster | 3 | Hydroelectric Pumped Storage | PS |  | S | 134 | 0.9 | 134 | 134 | 50 | N |  |  | N | IPP Non-CHP | 2 | X | WAT
Hydroelectric Pumped Storage.WAT | other | TRUE | 6035 | Exelon Power | 3164 | Muddy Run | PA | Lancaster | 4 | Hydroelectric Pumped Storage | PS |  | S | 134 | 0.9 | 134 | 134 | 50 | N |  |  | N | IPP Non-CHP | 2 | X | WAT
Hydroelectric Pumped Storage.WAT | other | TRUE | 6035 | Exelon Power | 3164 | Muddy Run | PA | Lancaster | 5 | Hydroelectric Pumped Storage | PS |  | S | 134 | 0.9 | 134 | 134 | 50 | N |  |  | N | IPP Non-CHP | 2 | X | WAT
Hydroelectric Pumped Storage.WAT | other | TRUE | 6035 | Exelon Power | 3164 | Muddy Run | PA | Lancaster | 6 | Hydroelectric Pumped Storage | PS |  | S | 134 | 0.9 | 133 | 133 | 50 | N |  |  | N | IPP Non-CHP | 2 | X | WAT
Hydroelectric Pumped Storage.WAT | other | TRUE | 6035 | Exelon Power | 3164 | Muddy Run | PA | Lancaster | 7 | Hydroelectric Pumped Storage | PS |  | S | 134 | 0.9 | 134 | 134 | 50 | N |  |  | N | IPP Non-CHP | 2 | X | WAT
Hydroelectric Pumped Storage.WAT | other | TRUE | 6035 | Exelon Power | 3164 | Muddy Run | PA | Lancaster | 8 | Hydroelectric Pumped Storage | PS |  | S | 134 | 0.9 | 134 | 134 | 50 | N |  |  | N | IPP Non-CHP | 2 | X | WAT
Nuclear.NUC | nuclear | TRUE | 55951 | Exelon Nuclear | 3166 | Peach Bottom | PA | York | 2 | Nuclear | ST |  | J | 1499.4 | 0.98 | 1264.7 | 1345.1 | 115.8 | N |  |  | N | IPP Non-CHP | 2 | X | NUC
Nuclear.NUC | nuclear | TRUE | 55951 | Exelon Nuclear | 3166 | Peach Bottom | PA | York | 3 | Nuclear | ST |  | J | 1377 | 0.9 | 1284.7 | 1349.7 | 117.3 | N |  |  | N | IPP Non-CHP | 2 | X | NUC
Petroleum Liquids.DFO | petroleum | TRUE | 6035 | Exelon Power | 3168 | Richmond Generating Station | PA | Philadelphia | 91 | Petroleum Liquids | GT |  | S | 65.8 | 0.9 | 49 | 66 | 20 | N |  |  | N | IPP Non-CHP | 2 | X | DFO
Petroleum Liquids.DFO | petroleum | TRUE | 6035 | Exelon Power | 3168 | Richmond Generating Station | PA | Philadelphia | 92 | Petroleum Liquids | GT |  | S | 65.8 | 0.9 | 49 | 66 | 20 | N |  |  | N | IPP Non-CHP | 2 | X | DFO
Petroleum Liquids.DFO | petroleum | TRUE | 6035 | Exelon Power | 3169 | Schuylkill Generating Station | PA | Philadelphia | 10 | Petroleum Liquids | GT |  | S | 18.6 | 0.85 | 13 | 18 | 5 | N |  |  | N | IPP Non-CHP | 2 | X | DFO
Petroleum Liquids.DFO | petroleum | TRUE | 6035 | Exelon Power | 3169 | Schuylkill Generating Station | PA | Philadelphia | 11 | Petroleum Liquids | GT |  | S | 21.2 | 0.85 | 17 | 20 | 5 | N |  |  | N | IPP Non-CHP | 2 | X | DFO
Petroleum Liquids.DFO | petroleum | TRUE | 6035 | Exelon Power | 3170 | Southwark | PA | Philadelphia | 3 | Petroleum Liquids | GT |  | S | 18.6 | 0.85 | 13 | 18 | 5 | N |  |  | N | IPP Non-CHP | 2 | X | DFO
Petroleum Liquids.DFO | petroleum | TRUE | 6035 | Exelon Power | 3170 | Southwark | PA | Philadelphia | 4 | Petroleum Liquids | GT |  | S | 18.6 | 0.85 | 13 | 18 | 5 | N |  |  | N | IPP Non-CHP | 2 | X | DFO
Petroleum Liquids.DFO | petroleum | TRUE | 6035 | Exelon Power | 3170 | Southwark | PA | Philadelphia | 5 | Petroleum Liquids | GT |  | S | 18.6 | 0.85 | 13 | 18 | 5 | N |  |  | N | IPP Non-CHP | 2 | X | DFO
Petroleum Liquids.DFO | petroleum | TRUE | 6035 | Exelon Power | 3170 | Southwark | PA | Philadelphia | 6 | Petroleum Liquids | GT |  | S | 18.6 | 0.85 | 13 | 18 | 5 | N |  |  | N | IPP Non-CHP | 2 | X | DFO
Conventional Hydroelectric.WAT | hydro | TRUE | 59364 | Safe Harbor | 3175 | Safe Harbor | PA | Lancaster | 1 | Conventional Hydroelectric | HY |  | S | 33 | 1 | 33 | 33 | 10 | N |  |  | N | IPP Non-CHP | 2 | X | WAT
Conventional Hydroelectric.WAT | hydro | TRUE | 59364 | Safe Harbor | 3175 | Safe Harbor | PA | Lancaster | 10 | Conventional Hydroelectric | HY |  | S | 37.5 | 1 | 37.5 | 37.5 | 33 | N |  |  | N | IPP Non-CHP | 2 | X | WAT
Conventional Hydroelectric.WAT | hydro | TRUE | 59364 | Safe Harbor | 3175 | Safe Harbor | PA | Lancaster | 11 | Conventional Hydroelectric | HY |  | S | 37.5 | 1 | 37.5 | 37.5 | 33 | N |  |  | N | IPP Non-CHP | 2 | X | WAT
Conventional Hydroelectric.WAT | hydro | TRUE | 59364 | Safe Harbor | 3175 | Safe Harbor | PA | Lancaster | 12 | Conventional Hydroelectric | HY |  | S | 37.5 | 1 | 37.5 | 37.5 | 33 | N |  |  | N | IPP Non-CHP | 2 | X | WAT
Conventional Hydroelectric.WAT | hydro | TRUE | 59364 | Safe Harbor | 3175 | Safe Harbor | PA | Lancaster | 2 | Conventional Hydroelectric | HY |  | S | 33 | 1 | 33 | 33 | 10 | N |  |  | N | IPP Non-CHP | 2 | X | WAT
Conventional Hydroelectric.WAT | hydro | TRUE | 59364 | Safe Harbor | 3175 | Safe Harbor | PA | Lancaster | 3 | Conventional Hydroelectric | HY |  | S | 32 | 1 | 32 | 32 | 10 | N |  |  | N | IPP Non-CHP | 2 | X | WAT
Conventional Hydroelectric.WAT | hydro | TRUE | 59364 | Safe Harbor | 3175 | Safe Harbor | PA | Lancaster | 4 | Conventional Hydroelectric | HY |  | S | 32 | 1 | 32 | 32 | 10 | N |  |  | N | IPP Non-CHP | 2 | X | WAT
Conventional Hydroelectric.WAT | hydro | TRUE | 59364 | Safe Harbor | 3175 | Safe Harbor | PA | Lancaster | 41 | Conventional Hydroelectric | HY |  | S | 2 | 0.8 | 2 | 2 | 0 | N |  |  | N | IPP Non-CHP | 2 | X | WAT
Conventional Hydroelectric.WAT | hydro | TRUE | 59364 | Safe Harbor | 3175 | Safe Harbor | PA | Lancaster | 42 | Conventional Hydroelectric | HY |  | S | 2 | 0.8 | 2 | 2 | 0 | N |  |  | N | IPP Non-CHP | 2 | X | WAT
Conventional Hydroelectric.WAT | hydro | TRUE | 59364 | Safe Harbor | 3175 | Safe Harbor | PA | Lancaster | 5 | Conventional Hydroelectric | HY |  | S | 32 | 1 | 32 | 32 | 10 | N |  |  | N | IPP Non-CHP | 2 | X | WAT
Conventional Hydroelectric.WAT | hydro | TRUE | 59364 | Safe Harbor | 3175 | Safe Harbor | PA | Lancaster | 6 | Conventional Hydroelectric | HY |  | S | 32 | 1 | 32 | 32 | 10 | N |  |  | N | IPP Non-CHP | 2 | X | WAT
Conventional Hydroelectric.WAT | hydro | TRUE | 59364 | Safe Harbor | 3175 | Safe Harbor | PA | Lancaster | 7 | Conventional Hydroelectric | HY |  | S | 32 | 1 | 32 | 32 | 10 | N |  |  | N | IPP Non-CHP | 2 | X | WAT
Conventional Hydroelectric.WAT | hydro | TRUE | 59364 | Safe Harbor | 3175 | Safe Harbor | PA | Lancaster | 8 | Conventional Hydroelectric | HY |  | S | 37.5 | 1 | 37.5 | 37.5 | 33 | N |  |  | N | IPP Non-CHP | 2 | X | WAT
Conventional Hydroelectric.WAT | hydro | TRUE | 59364 | Safe Harbor | 3175 | Safe Harbor | PA | Lancaster | 9 | Conventional Hydroelectric | HY |  | S | 37.5 | 1 | 37.5 | 37.5 | 33 | N |  |  | N | IPP Non-CHP | 2 | X | WAT
Natural Gas Fired Combined Cycle.NG | natural gas combined cycle | TRUE | 19391 | UGI Development Co | 3176 | Hunlock Power Station | PA | Luzerne | 3 | Natural Gas Fired Combined Cycle | CA | HUN1 | S | 49.9 | 0.85 | 29.2 | 30.3 | 4 | N |  |  | N | IPP Non-CHP | 2 | X | NG
Natural Gas Fired Combined Cycle.NG | natural gas combined cycle | TRUE | 19391 | UGI Development Co | 3176 | Hunlock Power Station | PA | Luzerne | 5 | Natural Gas Fired Combined Cycle | CT | HUN1 | S | 48 | 0.85 | 48 | 50.3 | 30 | N |  |  | N | IPP Non-CHP | 2 | X | NG
Natural Gas Fired Combined Cycle.NG | natural gas combined cycle | TRUE | 19391 | UGI Development Co | 3176 | Hunlock Power Station | PA | Luzerne | 6 | Natural Gas Fired Combined Cycle | CT | HUN1 | S | 48 | 0.85 | 48 | 48.3 | 30 | N |  |  | N | IPP Non-CHP | 2 | X | NG
Natural Gas Fired Combined Cycle.NG | natural gas combined cycle | TRUE | 63350 | Manchester Street, LLC. | 3236 | Manchester Street | RI | Providence | G10A | Natural Gas Fired Combined Cycle | CT | 321 | S | 125 | 0.85 | 110.1 | 115.6 | 70 | N |  |  | N | IPP Non-CHP | 2 | X | NG | DFO
Natural Gas Fired Combined Cycle.NG | natural gas combined cycle | TRUE | 63350 | Manchester Street, LLC. | 3236 | Manchester Street | RI | Providence | G11A | Natural Gas Fired Combined Cycle | CT | 322 | S | 125 | 0.85 | 110.2 | 115.6 | 70 | N |  |  | N | IPP Non-CHP | 2 | X | NG | DFO
Natural Gas Fired Combined Cycle.NG | natural gas combined cycle | TRUE | 63350 | Manchester Street, LLC. | 3236 | Manchester Street | RI | Providence | GE10 | Natural Gas Fired Combined Cycle | CA | 321 | S | 48 | 0.8 | 46.9 | 54.4 | 40 | N |  |  | N | IPP Non-CHP | 2 | X | NG | DFO
Natural Gas Fired Combined Cycle.NG | natural gas combined cycle | TRUE | 63350 | Manchester Street, LLC. | 3236 | Manchester Street | RI | Providence | GE11 | Natural Gas Fired Combined Cycle | CA | 322 | S | 46 | 0.8 | 46.8 | 54.4 | 40 | N |  |  | N | IPP Non-CHP | 2 | X | NG | DFO
Natural Gas Fired Combined Cycle.NG | natural gas combined cycle | TRUE | 63350 | Manchester Street, LLC. | 3236 | Manchester Street | RI | Providence | GE9A | Natural Gas Fired Combined Cycle | CT | 323 | S | 125 | 0.85 | 110.1 | 115.6 | 70 | N |  |  | N | IPP Non-CHP | 2 | X | NG | DFO
Natural Gas Fired Combined Cycle.NG | natural gas combined cycle | TRUE | 63350 | Manchester Street, LLC. | 3236 | Manchester Street | RI | Providence | GEN9 | Natural Gas Fired Combined Cycle | CA | 323 | S | 46 | 0.8 | 46.9 | 54.5 | 40 | N |  |  | N | IPP Non-CHP | 2 | X | NG | DFO
Natural Gas Fired Combustion Turbine.NG | natural gas peaker | TRUE | 3046 | Duke Energy Progress - (NC) | 3250 | Darlington County | SC | Darlington | 12 | Natural Gas Fired Combustion Turbine | GT |  | S | 158 | 0.9 | 115 | 131 | 40 | N |  |  | N | Electric Utility | 1 | X | NG | DFO
Natural Gas Fired Combustion Turbine.NG | natural gas peaker | TRUE | 3046 | Duke Energy Progress - (NC) | 3250 | Darlington County | SC | Darlington | 13 | Natural Gas Fired Combustion Turbine | GT |  | S | 158 | 0.9 | 115 | 133 | 40 | N |  |  | N | Electric Utility | 1 | X | NG | DFO
Nuclear.NUC | nuclear | TRUE | 3046 | Duke Energy Progress - (NC) | 3251 | H B Robinson | SC | Darlington | 2 | Nuclear | ST |  | S | 768.6 | 0.925 | 759 | 792.9 | 759 | N |  |  | N | Electric Utility | 1 | X | NUC
Conventional Hydroelectric.WAT | hydro | TRUE | 13763 | Northbrook Carolina Hydro LLC | 3253 | Boyds Mill Hydro | SC | Greenville | 1 | Conventional Hydroelectric | HY |  | S | 0.7 | 0.9 | 0.7 | 0.7 | 0.1 | N |  |  | N | IPP Non-CHP | 2 | X | WAT
Conventional Hydroelectric.WAT | hydro | TRUE | 13763 | Northbrook Carolina Hydro LLC | 3253 | Boyds Mill Hydro | SC | Greenville | 2 | Conventional Hydroelectric | HY |  | S | 0.7 | 0.9 | 0.7 | 0.7 | 0.1 | N |  |  | N | IPP Non-CHP | 2 | X | WAT
Conventional Hydroelectric.WAT | hydro | TRUE | 5416 | Duke Energy Carolinas, LLC | 3255 | Cedar Creek | SC | Lancaster | 1 | Conventional Hydroelectric | HY |  | S | 15 | 0.8 | 15 | 15 | 15 | N |  |  | N | Electric Utility | 1 | X | WAT
Conventional Hydroelectric.WAT | hydro | TRUE | 5416 | Duke Energy Carolinas, LLC | 3255 | Cedar Creek | SC | Lancaster | 2 | Conventional Hydroelectric | HY |  | S | 15 | 0.9 | 15 | 15 | 15 | N |  |  | N | Electric Utility | 1 | X | WAT
Conventional Hydroelectric.WAT | hydro | TRUE | 5416 | Duke Energy Carolinas, LLC | 3255 | Cedar Creek | SC | Lancaster | 3 | Conventional Hydroelectric | HY |  | S | 15 | 0.9 | 15 | 15 | 15 | N |  |  | N | Electric Utility | 1 | X | WAT
Conventional Hydroelectric.WAT | hydro | TRUE | 5416 | Duke Energy Carolinas, LLC | 3256 | Dearborn | SC | Chester | 1 | Conventional Hydroelectric | HY |  | S | 15 | 0.8 | 14 | 14 | 14 | N |  |  | N | Electric Utility | 1 | X | WAT
Conventional Hydroelectric.WAT | hydro | TRUE | 5416 | Duke Energy Carolinas, LLC | 3256 | Dearborn | SC | Chester | 2 | Conventional Hydroelectric | HY |  | S | 15 | 0.8 | 14 | 14 | 14 | N |  |  | N | Electric Utility | 1 | X | WAT
Conventional Hydroelectric.WAT | hydro | TRUE | 5416 | Duke Energy Carolinas, LLC | 3256 | Dearborn | SC | Chester | 3 | Conventional Hydroelectric | HY |  | S | 15 | 0.8 | 14 | 14 | 14 | N |  |  | N | Electric Utility | 1 | X | WAT
Conventional Hydroelectric.WAT | hydro | TRUE | 5416 | Duke Energy Carolinas, LLC | 3257 | Fishing Creek | SC | Chester | 1 | Conventional Hydroelectric | HY |  | S | 9.3 | 0.9 | 11 | 11 | 9.3 | N |  |  | N | Electric Utility | 1 | X | WAT
Conventional Hydroelectric.WAT | hydro | TRUE | 5416 | Duke Energy Carolinas, LLC | 3257 | Fishing Creek | SC | Chester | 2 | Conventional Hydroelectric | HY |  | S | 8.8 | 0.9 | 10 | 10 | 8.8 | N |  |  | N | Electric Utility | 1 | X | WAT
Conventional Hydroelectric.WAT | hydro | TRUE | 5416 | Duke Energy Carolinas, LLC | 3257 | Fishing Creek | SC | Chester | 3 | Conventional Hydroelectric | HY |  | S | 8.8 | 0.9 | 10 | 10 | 8.8 | N |  |  | N | Electric Utility | 1 | X | WAT
Conventional Hydroelectric.WAT | hydro | TRUE | 5416 | Duke Energy Carolinas, LLC | 3257 | Fishing Creek | SC | Chester | 4 | Conventional Hydroelectric | HY |  | S | 9.4 | 0.9 | 11 | 11 | 9.4 | N |  |  | N | Electric Utility | 1 | X | WAT
Conventional Hydroelectric.WAT | hydro | TRUE | 5416 | Duke Energy Carolinas, LLC | 3257 | Fishing Creek | SC | Chester | 5 | Conventional Hydroelectric | HY |  | S | 6 | 0.9 | 9 | 9 | 6 | N |  |  | N | Electric Utility | 1 | X | WAT
Conventional Hydroelectric.WAT | hydro | TRUE | 63010 | Northbrook Carolina Hydro II, LLC | 3258 | Gaston Shoals | SC | Cherokee | 3 | Conventional Hydroelectric | HY |  | S | 1.4 | 0.8 | 1 | 1 | 1 | N |  |  | N | IPP Non-CHP | 2 | X | WAT
Conventional Hydroelectric.WAT | hydro | TRUE | 63010 | Northbrook Carolina Hydro II, LLC | 3258 | Gaston Shoals | SC | Cherokee | 4 | Conventional Hydroelectric | HY |  | S | 1.4 | 0.8 | 2 | 2 | 1 | N |  |  | N | IPP Non-CHP | 2 | X | WAT
Conventional Hydroelectric.WAT | hydro | TRUE | 63010 | Northbrook Carolina Hydro II, LLC | 3258 | Gaston Shoals | SC | Cherokee | 5 | Conventional Hydroelectric | HY |  | S | 1.4 | 0.8 | 2 | 2 | 1 | N |  |  | N | IPP Non-CHP | 2 | X | WAT
Conventional Hydroelectric.WAT | hydro | TRUE | 63010 | Northbrook Carolina Hydro II, LLC | 3258 | Gaston Shoals | SC | Cherokee | 6 | Conventional Hydroelectric | HY |  | S | 2.5 | 0.8 | 2.5 | 2.5 | 2 | N |  |  | N | IPP Non-CHP | 2 | X | WAT
Conventional Hydroelectric.WAT | hydro | TRUE | 5416 | Duke Energy Carolinas, LLC | 3259 | Great Falls (SC) | SC | Chester | 1 | Conventional Hydroelectric | HY |  | S | 3 | 0.8 | 3 | 3 | 3 | N |  |  | N | Electric Utility | 1 | X | WAT
Conventional Hydroelectric.WAT | hydro | TRUE | 5416 | Duke Energy Carolinas, LLC | 3259 | Great Falls (SC) | SC | Chester | 2 | Conventional Hydroelectric | HY |  | S | 3 | 0.8 | 3 | 3 | 3 | N |  |  | N | Electric Utility | 1 | X | WAT
Conventional Hydroelectric.WAT | hydro | TRUE | 5416 | Duke Energy Carolinas, LLC | 3259 | Great Falls (SC) | SC | Chester | 5 | Conventional Hydroelectric | HY |  | S | 3 | 0.8 | 3 | 3 | 3 | N |  |  | N | Electric Utility | 1 | X | WAT
Conventional Hydroelectric.WAT | hydro | TRUE | 5416 | Duke Energy Carolinas, LLC | 3259 | Great Falls (SC) | SC | Chester | 6 | Conventional Hydroelectric | HY |  | S | 3 | 0.8 | 3 | 3 | 3 | N |  |  | N | Electric Utility | 1 | X | WAT
Conventional Hydroelectric.WAT | hydro | TRUE | 13763 | Northbrook Carolina Hydro LLC | 3261 | Hollidays Bridge Hydro | SC | Anderson | 1 | Conventional Hydroelectric | HY |  | S | 1 | 0.9 | 1.2 | 1.2 | 0.1 | N |  |  | N | IPP Non-CHP | 2 | X | WAT
Conventional Hydroelectric.WAT | hydro | TRUE | 13763 | Northbrook Carolina Hydro LLC | 3261 | Hollidays Bridge Hydro | SC | Anderson | 2 | Conventional Hydroelectric | HY |  | S | 1 | 0.9 | 1.2 | 1.2 | 0.1 | N |  |  | N | IPP Non-CHP | 2 | X | WAT
Conventional Hydroelectric.WAT | hydro | TRUE | 13763 | Northbrook Carolina Hydro LLC | 3261 | Hollidays Bridge Hydro | SC | Anderson | 3 | Conventional Hydroelectric | HY |  | S | 1 | 0.9 | 1.2 | 1.2 | 0.1 | N |  |  | N | IPP Non-CHP | 2 | X | WAT
Conventional Hydroelectric.WAT | hydro | TRUE | 13763 | Northbrook Carolina Hydro LLC | 3261 | Hollidays Bridge Hydro | SC | Anderson | 4 | Conventional Hydroelectric | HY |  | S | 1 | 0.9 | 1.2 | 1.2 | 0.1 | N |  |  | N | IPP Non-CHP | 2 | X | WAT
Hydroelectric Pumped Storage.WAT | other | TRUE | 5416 | Duke Energy Carolinas, LLC | 3262 | Jocassee | SC | Pickens | 1 | Hydroelectric Pumped Storage | PS |  | S | 193.5 | 0.9 | 195 | 195 | 155 | N |  |  | N | Electric Utility | 1 | X | WAT
Hydroelectric Pumped Storage.WAT | other | TRUE | 5416 | Duke Energy Carolinas, LLC | 3262 | Jocassee | SC | Pickens | 2 | Hydroelectric Pumped Storage | PS |  | S | 193.5 | 0.9 | 195 | 195 | 155 | N |  |  | N | Electric Utility | 1 | X | WAT
Hydroelectric Pumped Storage.WAT | other | TRUE | 5416 | Duke Energy Carolinas, LLC | 3262 | Jocassee | SC | Pickens | 3 | Hydroelectric Pumped Storage | PS |  | S | 193.5 | 0.9 | 195 | 195 | 155 | N |  |  | N | Electric Utility | 1 | X | WAT
Hydroelectric Pumped Storage.WAT | other | TRUE | 5416 | Duke Energy Carolinas, LLC | 3262 | Jocassee | SC | Pickens | 4 | Hydroelectric Pumped Storage | PS |  | S | 193.5 | 0.9 | 195 | 195 | 155 | N |  |  | N | Electric Utility | 1 | X | WAT
Natural Gas Fired Combustion Turbine.NG | natural gas peaker | TRUE | 5416 | Duke Energy Carolinas, LLC | 3264 | W S Lee | SC | Anderson | 7 | Natural Gas Fired Combustion Turbine | GT |  | S | 54 | 0.9 | 42 | 48 | 42 | N |  |  | N | Electric Utility | 1 | X | NG | DFO
Natural Gas Fired Combustion Turbine.NG | natural gas peaker | TRUE | 5416 | Duke Energy Carolinas, LLC | 3264 | W S Lee | SC | Anderson | 8 | Natural Gas Fired Combustion Turbine | GT |  | S | 54 | 0.9 | 42 | 48 | 42 | N |  |  | N | Electric Utility | 1 | X | NG | DFO
Natural Gas Fired Combined Cycle.NG | natural gas combined cycle | TRUE | 5416 | Duke Energy Carolinas, LLC | 3264 | W S Lee | SC | Anderson | CT11 | Natural Gas Fired Combined Cycle | CT | CC1 | S | 242.3 | 0.85 | 234 | 248 | 234 | N |  |  | N | Electric Utility | 1 | X | NG
Natural Gas Fired Combined Cycle.NG | natural gas combined cycle | TRUE | 5416 | Duke Energy Carolinas, LLC | 3264 | W S Lee | SC | Anderson | CT12 | Natural Gas Fired Combined Cycle | CT | CC1 | S | 242.3 | 0.85 | 233 | 248 | 233 | N |  |  | N | Electric Utility | 1 | X | NG
Natural Gas Fired Combined Cycle.NG | natural gas combined cycle | TRUE | 5416 | Duke Energy Carolinas, LLC | 3264 | W S Lee | SC | Anderson | ST10 | Natural Gas Fired Combined Cycle | CA | CC1 | S | 362.1 | 0.85 | 313 | 313 | 313 | N |  |  | N | Electric Utility | 1 | X | NG
Nuclear.NUC | nuclear | TRUE | 5416 | Duke Energy Carolinas, LLC | 3265 | Oconee | SC | Oconee | 1 | Nuclear | ST |  | S | 886.7 | 0.9 | 847 | 865 | 847 | N |  |  | N | Electric Utility | 1 | X | NUC
Nuclear.NUC | nuclear | TRUE | 5416 | Duke Energy Carolinas, LLC | 3265 | Oconee | SC | Oconee | 2 | Nuclear | ST |  | S | 886.7 | 0.9 | 848 | 872 | 848 | N |  |  | N | Electric Utility | 1 | X | NUC
Nuclear.NUC | nuclear | TRUE | 5416 | Duke Energy Carolinas, LLC | 3265 | Oconee | SC | Oconee | 3 | Nuclear | ST |  | S | 893.3 | 0.9 | 859 | 881 | 859 | N |  |  | N | Electric Utility | 1 | X | NUC
Conventional Hydroelectric.WAT | hydro | TRUE | 13763 | Northbrook Carolina Hydro LLC | 3267 | Saluda Dam | SC | Greenville | 1 | Conventional Hydroelectric | HY |  | S | 0.6 | 0.9 | 0.6 | 0.6 | 0.1 | N |  |  | N | IPP Non-CHP | 2 | X | WAT
Conventional Hydroelectric.WAT | hydro | TRUE | 13763 | Northbrook Carolina Hydro LLC | 3267 | Saluda Dam | SC | Greenville | 2 | Conventional Hydroelectric | HY |  | S | 0.6 | 0.9 | 0.6 | 0.6 | 0.1 | N |  |  | N | IPP Non-CHP | 2 | X | WAT
Conventional Hydroelectric.WAT | hydro | TRUE | 13763 | Northbrook Carolina Hydro LLC | 3267 | Saluda Dam | SC | Greenville | 3 | Conventional Hydroelectric | HY |  | S | 0.6 | 0.9 | 0.6 | 0.6 | 0.1 | N |  |  | N | IPP Non-CHP | 2 | X | WAT
Conventional Hydroelectric.WAT | hydro | TRUE | 13763 | Northbrook Carolina Hydro LLC | 3267 | Saluda Dam | SC | Greenville | 4 | Conventional Hydroelectric | HY |  | S | 0.6 | 0.9 | 0.6 | 0.6 | 0.1 | N |  |  | N | IPP Non-CHP | 2 | X | WAT
Conventional Hydroelectric.WAT | hydro | TRUE | 5416 | Duke Energy Carolinas, LLC | 3270 | Wateree Hydro | SC | Kershaw | 1 | Conventional Hydroelectric | HY |  | S | 18.1 | 0.95 | 17 | 17 | 17 | N |  |  | N | Electric Utility | 1 | X | WAT
Conventional Hydroelectric.WAT | hydro | TRUE | 5416 | Duke Energy Carolinas, LLC | 3270 | Wateree Hydro | SC | Kershaw | 2 | Conventional Hydroelectric | HY |  | S | 18.1 | 0.95 | 17 | 17 | 17 | N |  |  | N | Electric Utility | 1 | X | WAT
Conventional Hydroelectric.WAT | hydro | TRUE | 5416 | Duke Energy Carolinas, LLC | 3270 | Wateree Hydro | SC | Kershaw | 3 | Conventional Hydroelectric | HY |  | S | 18.1 | 0.95 | 17 | 17 | 17 | N |  |  | N | Electric Utility | 1 | X | WAT
Conventional Hydroelectric.WAT | hydro | TRUE | 5416 | Duke Energy Carolinas, LLC | 3270 | Wateree Hydro | SC | Kershaw | 4 | Conventional Hydroelectric | HY |  | S | 18.1 | 0.95 | 17 | 17 | 17 | N |  |  | N | Electric Utility | 1 | X | WAT
Conventional Hydroelectric.WAT | hydro | TRUE | 5416 | Duke Energy Carolinas, LLC | 3270 | Wateree Hydro | SC | Kershaw | 5 | Conventional Hydroelectric | HY |  | S | 18.1 | 0.95 | 17 | 17 | 17 | N |  |  | N | Electric Utility | 1 | X | WAT
Conventional Hydroelectric.WAT | hydro | TRUE | 5416 | Duke Energy Carolinas, LLC | 3271 | Wylie | SC | York | 1 | Conventional Hydroelectric | HY |  | S | 15 | 0.9 | 18 | 18 | 15 | N |  |  | N | Electric Utility | 1 | X | WAT
Conventional Hydroelectric.WAT | hydro | TRUE | 5416 | Duke Energy Carolinas, LLC | 3271 | Wylie | SC | York | 2 | Conventional Hydroelectric | HY |  | S | 15 | 0.9 | 18 | 18 | 15 | N |  |  | N | Electric Utility | 1 | X | WAT
Conventional Hydroelectric.WAT | hydro | TRUE | 5416 | Duke Energy Carolinas, LLC | 3271 | Wylie | SC | York | 3 | Conventional Hydroelectric | HY |  | S | 15 | 0.9 | 18 | 18 | 15 | N |  |  | N | Electric Utility | 1 | X | WAT
Conventional Hydroelectric.WAT | hydro | TRUE | 5416 | Duke Energy Carolinas, LLC | 3271 | Wylie | SC | York | 4 | Conventional Hydroelectric | HY |  | S | 15 | 0.9 | 6 | 6 | 6 | N |  |  | N | Electric Utility | 1 | X | WAT
Conventional Hydroelectric.WAT | hydro | TRUE | 5416 | Duke Energy Carolinas, LLC | 3272 | 99 Islands | SC | Cherokee | 1 | Conventional Hydroelectric | HY |  | S | 3 | 0.8 | 4.2 | 4.2 | 1.6 | N |  |  | N | Electric Utility | 1 | X | WAT
Conventional Hydroelectric.WAT | hydro | TRUE | 5416 | Duke Energy Carolinas, LLC | 3272 | 99 Islands | SC | Cherokee | 2 | Conventional Hydroelectric | HY |  | S | 3 | 1 | 3.4 | 3.4 | 1.6 | N |  |  | N | Electric Utility | 1 | X | WAT
Conventional Hydroelectric.WAT | hydro | TRUE | 5416 | Duke Energy Carolinas, LLC | 3272 | 99 Islands | SC | Cherokee | 3 | Conventional Hydroelectric | HY |  | S | 3 | 0.8 | 4.2 | 4.2 | 1.6 | N |  |  | N | Electric Utility | 1 | X | WAT
Conventional Hydroelectric.WAT | hydro | TRUE | 5416 | Duke Energy Carolinas, LLC | 3272 | 99 Islands | SC | Cherokee | 4 | Conventional Hydroelectric | HY |  | S | 3 | 1 | 3.4 | 3.4 | 1.6 | N |  |  | N | Electric Utility | 1 | X | WAT
Conventional Hydroelectric.WAT | hydro | TRUE | 11118 | Lockhart Power Co | 3275 | Lockhart | SC | Union | 2 | Conventional Hydroelectric | HY |  | S | 4.2 | 0.8 | 4.2 | 4.2 | 1 | N |  |  | N | Electric Utility | 1 | X | WAT
Conventional Hydroelectric.WAT | hydro | TRUE | 11118 | Lockhart Power Co | 3275 | Lockhart | SC | Union | HY1 | Conventional Hydroelectric | HY |  | S | 4.2 | 0.8 | 4.2 | 4.2 | 1 | N |  |  | N | Electric Utility | 1 | X | WAT
Conventional Hydroelectric.WAT | hydro | TRUE | 11118 | Lockhart Power Co | 3275 | Lockhart | SC | Union | HY3 | Conventional Hydroelectric | HY |  | S | 4.2 | 0.8 | 4.2 | 4.2 | 1 | N |  |  | N | Electric Utility | 1 | X | WAT
Conventional Hydroelectric.WAT | hydro | TRUE | 11118 | Lockhart Power Co | 3275 | Lockhart | SC | Union | HY4 | Conventional Hydroelectric | HY |  | S | 4.2 | 0.8 | 4.2 | 4.2 | 1 | N |  |  | N | Electric Utility | 1 | X | WAT
Conventional Hydroelectric.WAT | hydro | TRUE | 11118 | Lockhart Power Co | 3275 | Lockhart | SC | Union | HY5 | Conventional Hydroelectric | HY |  | S | 1.2 | 0.8 | 1.2 | 1.2 | 0.8 | N |  |  | N | Electric Utility | 1 | X | WAT
Petroleum Liquids.DFO | petroleum | TRUE | 17539 | Dominion Energy South Carolina, Inc | 3281 | Coit GT | SC | Richland | 1 | Petroleum Liquids | GT |  | S | 19.6 | 0.85 | 14 | 18 | 1 | N | 9 | 2024 | N | Electric Utility | 1 | X | DFO | NG
Petroleum Liquids.DFO | petroleum | TRUE | 17539 | Dominion Energy South Carolina, Inc | 3281 | Coit GT | SC | Richland | 2 | Petroleum Liquids | GT |  | S | 19.6 | 0.85 | 12 | 18 | 1 | N | 9 | 2024 | N | Electric Utility | 1 | X | DFO | NG
Conventional Hydroelectric.WAT | hydro | TRUE | 57221 | City of Columbia SC | 3283 | Columbia Canal Hydro | SC | Richland | 1 | Conventional Hydroelectric | HY |  | W | 1.6 | 0.8 | 1.3 | 1.3 | 1 | N |  |  | N | Electric Utility | 1 | X | WAT
Conventional Hydroelectric.WAT | hydro | TRUE | 57221 | City of Columbia SC | 3283 | Columbia Canal Hydro | SC | Richland | 2 | Conventional Hydroelectric | HY |  | W | 1.6 | 0.8 | 1.7 | 1.7 | 1 | N |  |  | N | Electric Utility | 1 | X | WAT
Conventional Hydroelectric.WAT | hydro | TRUE | 57221 | City of Columbia SC | 3283 | Columbia Canal Hydro | SC | Richland | 3 | Conventional Hydroelectric | HY |  | W | 1.6 | 0.8 | 1.3 | 1.3 | 1 | N |  |  | N | Electric Utility | 1 | X | WAT
Conventional Hydroelectric.WAT | hydro | TRUE | 57221 | City of Columbia SC | 3283 | Columbia Canal Hydro | SC | Richland | 4 | Conventional Hydroelectric | HY |  | W | 1.3 | 0.8 | 1.3 | 1.3 | 1 | N |  |  | N | Electric Utility | 1 | X | WAT
Conventional Hydroelectric.WAT | hydro | TRUE | 57221 | City of Columbia SC | 3283 | Columbia Canal Hydro | SC | Richland | 5 | Conventional Hydroelectric | HY |  | W | 1.3 | 0.8 | 1.7 | 1.7 | 1 | N |  |  | N | Electric Utility | 1 | X | WAT
Conventional Hydroelectric.WAT | hydro | TRUE | 57221 | City of Columbia SC | 3283 | Columbia Canal Hydro | SC | Richland | 6 | Conventional Hydroelectric | HY |  | W | 1.6 | 0.8 | 1.3 | 1.3 | 1 | N |  |  | N | Electric Utility | 1 | X | WAT
Conventional Hydroelectric.WAT | hydro | TRUE | 57221 | City of Columbia SC | 3283 | Columbia Canal Hydro | SC | Richland | 7 | Conventional Hydroelectric | HY |  | W | 1.6 | 0.8 | 1.3 | 1.3 | 1 | N |  |  | N | Electric Utility | 1 | X | WAT
Natural Gas Fired Combustion Turbine.NG | natural gas peaker | TRUE | 17539 | Dominion Energy South Carolina, Inc | 3285 | Hagood | SC | Charleston | 4 | Natural Gas Fired Combustion Turbine | GT |  | S | 122 | 0.85 | 88 | 99 | 40 | N |  |  | N | Electric Utility | 1 | X | NG | DFO
Natural Gas Fired Combustion Turbine.NG | natural gas peaker | TRUE | 17539 | Dominion Energy South Carolina, Inc | 3285 | Hagood | SC | Charleston | 5 | Natural Gas Fired Combustion Turbine | GT |  | S | 27.4 | 0.85 | 18 | 21 | 2.5 | N |  |  | N | Electric Utility | 1 | X | NG | DFO
Natural Gas Fired Combustion Turbine.NG | natural gas peaker | TRUE | 17539 | Dominion Energy South Carolina, Inc | 3285 | Hagood | SC | Charleston | 6 | Natural Gas Fired Combustion Turbine | GT |  | S | 27.9 | 0.85 | 20 | 21 | 2.5 | N |  |  | N | Electric Utility | 1 | X | NG | DFO
Natural Gas Steam Turbine.NG | natural gas steam turbine | TRUE | 17539 | Dominion Energy South Carolina, Inc | 3287 | McMeekin | SC | Lexington | 1 | Natural Gas Steam Turbine | ST |  | S | 146.8 | 0.85 | 125 | 125 | 35 | N |  |  | N | Electric Utility | 1 | X | NG
Natural Gas Steam Turbine.NG | natural gas steam turbine | TRUE | 17539 | Dominion Energy South Carolina, Inc | 3287 | McMeekin | SC | Lexington | 2 | Natural Gas Steam Turbine | ST |  | S | 146.8 | 0.85 | 125 | 125 | 35 | N |  |  | N | Electric Utility | 1 | X | NG
Conventional Hydroelectric.WAT | hydro | TRUE | 17539 | Dominion Energy South Carolina, Inc | 3289 | Neal Shoals | SC | Union | 1 | Conventional Hydroelectric | HY |  | S | 1.1 | 0.85 | 1.1 | 1.1 | 0.3 | N |  |  | N | Electric Utility | 1 | X | WAT
Conventional Hydroelectric.WAT | hydro | TRUE | 17539 | Dominion Energy South Carolina, Inc | 3289 | Neal Shoals | SC | Union | 2 | Conventional Hydroelectric | HY |  | S | 1.1 | 0.85 | 1.1 | 1.1 | 0.3 | N |  |  | N | Electric Utility | 1 | X | WAT
Conventional Hydroelectric.WAT | hydro | TRUE | 17539 | Dominion Energy South Carolina, Inc | 3289 | Neal Shoals | SC | Union | 3 | Conventional Hydroelectric | HY |  | S | 1.1 | 0.85 | 1.1 | 1.1 | 0.3 | N |  |  | N | Electric Utility | 1 | X | WAT
Conventional Hydroelectric.WAT | hydro | TRUE | 17539 | Dominion Energy South Carolina, Inc | 3289 | Neal Shoals | SC | Union | 4 | Conventional Hydroelectric | HY |  | S | 1.1 | 0.85 | 1.1 | 1.1 | 0.3 | N |  |  | N | Electric Utility | 1 | X | WAT
Conventional Hydroelectric.WAT | hydro | TRUE | 17539 | Dominion Energy South Carolina, Inc | 3290 | Parr Hydro | SC | Fairfield | 1 | Conventional Hydroelectric | HY |  | S | 2.5 | 0.9 | 2.5 | 2.5 | 0.2 | N |  |  | N | Electric Utility | 1 | X | WAT
Conventional Hydroelectric.WAT | hydro | TRUE | 17539 | Dominion Energy South Carolina, Inc | 3290 | Parr Hydro | SC | Fairfield | 2 | Conventional Hydroelectric | HY |  | S | 2.5 | 0.9 | 2.5 | 2.5 | 0.2 | N |  |  | N | Electric Utility | 1 | X | WAT
Conventional Hydroelectric.WAT | hydro | TRUE | 17539 | Dominion Energy South Carolina, Inc | 3290 | Parr Hydro | SC | Fairfield | 3 | Conventional Hydroelectric | HY |  | S | 2.5 | 0.9 | 2.5 | 2.5 | 0.2 | N |  |  | N | Electric Utility | 1 | X | WAT
Conventional Hydroelectric.WAT | hydro | TRUE | 17539 | Dominion Energy South Carolina, Inc | 3290 | Parr Hydro | SC | Fairfield | 4 | Conventional Hydroelectric | HY |  | S | 2.5 | 0.9 | 2.5 | 2.5 | 0.2 | N |  |  | N | Electric Utility | 1 | X | WAT
Conventional Hydroelectric.WAT | hydro | TRUE | 17539 | Dominion Energy South Carolina, Inc | 3290 | Parr Hydro | SC | Fairfield | 5 | Conventional Hydroelectric | HY |  | S | 2.5 | 0.9 | 2.5 | 2.5 | 0.2 | N |  |  | N | Electric Utility | 1 | X | WAT
Conventional Hydroelectric.WAT | hydro | TRUE | 17539 | Dominion Energy South Carolina, Inc | 3290 | Parr Hydro | SC | Fairfield | 6 | Conventional Hydroelectric | HY |  | S | 2.5 | 0.9 | 2.5 | 2.5 | 0.2 | N |  |  | N | Electric Utility | 1 | X | WAT
Petroleum Liquids.DFO | petroleum | TRUE | 17539 | Dominion Energy South Carolina, Inc | 3291 | Parr GT | SC | Fairfield | GT1 | Petroleum Liquids | GT |  | S | 19.6 | 0.85 | 13.5 | 17 | 1 | N | 3 | 2023 | N | Electric Utility | 1 | X | DFO | NG
Petroleum Liquids.DFO | petroleum | TRUE | 17539 | Dominion Energy South Carolina, Inc | 3291 | Parr GT | SC | Fairfield | GT2 | Petroleum Liquids | GT |  | S | 19.6 | 0.85 | 13.5 | 17 | 1 | N | 3 | 2023 | N | Electric Utility | 1 | X | DFO | NG
Petroleum Liquids.DFO | petroleum | TRUE | 17539 | Dominion Energy South Carolina, Inc | 3291 | Parr GT | SC | Fairfield | GT3 | Petroleum Liquids | GT |  | S | 22.3 | 0.85 | 16.5 | 19.5 | 1 | N | 3 | 2023 | N | Electric Utility | 1 | X | DFO | NG
Petroleum Liquids.DFO | petroleum | TRUE | 17539 | Dominion Energy South Carolina, Inc | 3291 | Parr GT | SC | Fairfield | GT4 | Petroleum Liquids | GT |  | S | 22.3 | 0.85 | 16.5 | 19.5 | 1 | N | 3 | 2023 | N | Electric Utility | 1 | X | DFO | NG
Conventional Hydroelectric.WAT | hydro | TRUE | 17539 | Dominion Energy South Carolina, Inc | 3293 | Saluda Lexington | SC | Lexington | 1 | Conventional Hydroelectric | HY |  | S | 32.5 | 0.8 | 32.5 | 32.5 | 1.5 | N |  |  | N | Electric Utility | 1 | X | WAT
Conventional Hydroelectric.WAT | hydro | TRUE | 17539 | Dominion Energy South Carolina, Inc | 3293 | Saluda Lexington | SC | Lexington | 2 | Conventional Hydroelectric | HY |  | S | 32.5 | 0.8 | 32.5 | 32.5 | 1.5 | N |  |  | N | Electric Utility | 1 | X | WAT
Conventional Hydroelectric.WAT | hydro | TRUE | 17539 | Dominion Energy South Carolina, Inc | 3293 | Saluda Lexington | SC | Lexington | 3 | Conventional Hydroelectric | HY |  | S | 42.3 | 0.9 | 35 | 35 | 2 | N |  |  | N | Electric Utility | 1 | X | WAT
Conventional Hydroelectric.WAT | hydro | TRUE | 17539 | Dominion Energy South Carolina, Inc | 3293 | Saluda Lexington | SC | Lexington | 4 | Conventional Hydroelectric | HY |  | S | 32.5 | 0.8 | 32.5 | 32.5 | 1.5 | N |  |  | N | Electric Utility | 1 | X | WAT
Conventional Hydroelectric.WAT | hydro | TRUE | 17539 | Dominion Energy South Carolina, Inc | 3293 | Saluda Lexington | SC | Lexington | 5 | Conventional Hydroelectric | HY |  | S | 67.5 | 0.9 | 66 | 66 | 4 | N |  |  | N | Electric Utility | 1 | X | WAT
Natural Gas Fired Combined Cycle.NG | natural gas combined cycle | TRUE | 17539 | Dominion Energy South Carolina, Inc | 3295 | Urquhart | SC | Aiken | 1 | Natural Gas Fired Combined Cycle | CA | UR15 | S | 75 | 0.8 | 64 | 65 | 50 | N |  |  | N | Electric Utility | 1 | X | NG | DFO
Natural Gas Fired Combined Cycle.NG | natural gas combined cycle | TRUE | 17539 | Dominion Energy South Carolina, Inc | 3295 | Urquhart | SC | Aiken | 2 | Natural Gas Fired Combined Cycle | CA | UR26 | S | 75 | 0.8 | 64 | 66 | 50 | N |  |  | N | Electric Utility | 1 | X | NG | DFO
Natural Gas Steam Turbine.NG | natural gas steam turbine | TRUE | 17539 | Dominion Energy South Carolina, Inc | 3295 | Urquhart | SC | Aiken | 3 | Natural Gas Steam Turbine | ST |  | S | 100 | 0.8 | 95 | 96 | 30 | N |  |  | N | Electric Utility | 1 | X | NG
Natural Gas Fired Combined Cycle.NG | natural gas combined cycle | TRUE | 17539 | Dominion Energy South Carolina, Inc | 3295 | Urquhart | SC | Aiken | CT1 | Natural Gas Fired Combined Cycle | CT | UR15 | S | 198.9 | 0.8 | 162 | 177 | 75 | N |  |  | N | Electric Utility | 1 | X | NG | DFO
Natural Gas Fired Combined Cycle.NG | natural gas combined cycle | TRUE | 17539 | Dominion Energy South Carolina, Inc | 3295 | Urquhart | SC | Aiken | CT2 | Natural Gas Fired Combined Cycle | CT | UR26 | S | 198.9 | 0.85 | 168 | 176 | 75 | N |  |  | N | Electric Utility | 1 | X | NG | DFO
Natural Gas Fired Combustion Turbine.NG | natural gas peaker | TRUE | 17539 | Dominion Energy South Carolina, Inc | 3295 | Urquhart | SC | Aiken | GT1 | Natural Gas Fired Combustion Turbine | GT |  | S | 19.6 | 0.85 | 13 | 16 | 5 | N |  |  | N | Electric Utility | 1 | X | NG | DFO
Natural Gas Fired Combustion Turbine.NG | natural gas peaker | TRUE | 17539 | Dominion Energy South Carolina, Inc | 3295 | Urquhart | SC | Aiken | GT2 | Natural Gas Fired Combustion Turbine | GT |  | S | 16.3 | 0.85 | 14 | 17 | 5 | N |  |  | N | Electric Utility | 1 | X | NG | DFO
Natural Gas Fired Combustion Turbine.NG | natural gas peaker | TRUE | 17539 | Dominion Energy South Carolina, Inc | 3295 | Urquhart | SC | Aiken | GT3 | Natural Gas Fired Combustion Turbine | GT |  | S | 16.3 | 0.85 | 12 | 15 | 5 | N |  |  | N | Electric Utility | 1 | X | NG | DFO
Natural Gas Fired Combustion Turbine.NG | natural gas peaker | TRUE | 17539 | Dominion Energy South Carolina, Inc | 3295 | Urquhart | SC | Aiken | GT4 | Natural Gas Fired Combustion Turbine | GT |  | S | 58.9 | 0.85 | 48 | 49 | 15 | N |  |  | N | Electric Utility | 1 | X | NG | DFO
Conventional Steam Coal.BIT | hard coal | TRUE | 17539 | Dominion Energy South Carolina, Inc | 3297 | Wateree | SC | Richland | 1 | Conventional Steam Coal | ST |  | S | 385.9 | 0.85 | 342 | 342 | 220 | N |  |  | N | Electric Utility | 1 | X | BIT
Conventional Steam Coal.BIT | hard coal | TRUE | 17539 | Dominion Energy South Carolina, Inc | 3297 | Wateree | SC | Richland | 2 | Conventional Steam Coal | ST |  | S | 385.9 | 0.85 | 342 | 342 | 220 | N |  |  | N | Electric Utility | 1 | X | BIT
Conventional Steam Coal.BIT | hard coal | TRUE | 17554 | South Carolina Genertg Co, Inc | 3298 | Williams | SC | Berkeley | ST1 | Conventional Steam Coal | ST |  | S | 659.7 | 0.9 | 605 | 610 | 270 | N |  |  | N | Electric Utility | 1 | X | BIT
Conventional Hydroelectric.WAT | hydro | TRUE | 34 | City of Abbeville - (SC) | 3305 | Rocky River (SC) | SC | Anderson | 1 | Conventional Hydroelectric | HY |  | S | 1.8 | 0.8 | 1.8 | 1.8 | 0.2 | N |  |  | N | Electric Utility | 1 | X | WAT
Conventional Hydroelectric.WAT | hydro | TRUE | 34 | City of Abbeville - (SC) | 3305 | Rocky River (SC) | SC | Anderson | 2 | Conventional Hydroelectric | HY |  | S | 0.8 | 0.8 | 0.8 | 0.8 | 0.2 | N |  |  | N | Electric Utility | 1 | X | WAT
Petroleum Liquids.DFO | petroleum | TRUE | 34 | City of Abbeville - (SC) | 3305 | Rocky River (SC) | SC | Anderson | IC2 | Petroleum Liquids | IC |  | S | 1.3 | 0.8 | 1 | 1 | 0.2 | N |  |  | N | Electric Utility | 1 | X | DFO
Petroleum Liquids.DFO | petroleum | TRUE | 17543 | South Carolina Public Service Authority | 3318 | Hilton Head | SC | Beaufort | 1 | Petroleum Liquids | GT |  | S | 26.6 | 0.9 | 16 | 20 | 2 | N |  |  | N | Electric Utility | 1 | X | DFO
Petroleum Liquids.DFO | petroleum | TRUE | 17543 | South Carolina Public Service Authority | 3318 | Hilton Head | SC | Beaufort | 2 | Petroleum Liquids | GT |  | S | 26.6 | 0.9 | 16 | 20 | 2 | N |  |  | N | Electric Utility | 1 | X | DFO
Petroleum Liquids.DFO | petroleum | TRUE | 17543 | South Carolina Public Service Authority | 3318 | Hilton Head | SC | Beaufort | 3 | Petroleum Liquids | GT |  | S | 64.7 | 0.9 | 52 | 60 | 7 | N |  |  | N | Electric Utility | 1 | X | DFO
Conventional Hydroelectric.WAT | hydro | TRUE | 17543 | South Carolina Public Service Authority | 3319 | Jefferies | SC | Berkeley | H1 | Conventional Hydroelectric | HY |  | S | 30.6 | 0.9 | 31 | 31 | 18 | N |  |  | N | Electric Utility | 1 | X | WAT
Conventional Hydroelectric.WAT | hydro | TRUE | 17543 | South Carolina Public Service Authority | 3319 | Jefferies | SC | Berkeley | H2 | Conventional Hydroelectric | HY |  | S | 36.9 | 0.9 | 36 | 36 | 13 | N |  |  | N | Electric Utility | 1 | X | WAT
Conventional Hydroelectric.WAT | hydro | TRUE | 17543 | South Carolina Public Service Authority | 3319 | Jefferies | SC | Berkeley | H3 | Conventional Hydroelectric | HY |  | S | 30.6 | 0.9 | 29 | 29 | 18 | N |  |  | N | Electric Utility | 1 | X | WAT
Conventional Hydroelectric.WAT | hydro | TRUE | 17543 | South Carolina Public Service Authority | 3319 | Jefferies | SC | Berkeley | H4 | Conventional Hydroelectric | HY |  | S | 36.9 | 0.9 | 36 | 36 | 13 | N |  |  | N | Electric Utility | 1 | X | WAT
Conventional Hydroelectric.WAT | hydro | TRUE | 17543 | South Carolina Public Service Authority | 3319 | Jefferies | SC | Berkeley | H6 | Conventional Hydroelectric | HY |  | S | 10.2 | 0.9 | 8 | 8 | 8 | N |  |  | N | Electric Utility | 1 | X | WAT
Petroleum Liquids.DFO | petroleum | TRUE | 17543 | South Carolina Public Service Authority | 3320 | Myrtle Beach | SC | Horry | 1 | Petroleum Liquids | GT |  | S | 11.5 | 0.85 | 8 | 10 | 3 | N |  |  | N | Electric Utility | 1 | X | DFO
Petroleum Liquids.DFO | petroleum | TRUE | 17543 | South Carolina Public Service Authority | 3320 | Myrtle Beach | SC | Horry | 2 | Petroleum Liquids | GT |  | S | 11.5 | 0.85 | 8 | 10 | 3 | N |  |  | N | Electric Utility | 1 | X | DFO
Petroleum Liquids.DFO | petroleum | TRUE | 17543 | South Carolina Public Service Authority | 3320 | Myrtle Beach | SC | Horry | 3 | Petroleum Liquids | GT |  | S | 26.6 | 0.9 | 19 | 20 | 4 | N |  |  | N | Electric Utility | 1 | X | DFO
Petroleum Liquids.DFO | petroleum | TRUE | 17543 | South Carolina Public Service Authority | 3320 | Myrtle Beach | SC | Horry | 4 | Petroleum Liquids | GT |  | S | 26.6 | 0.9 | 19 | 20 | 4 | N |  |  | N | Electric Utility | 1 | X | DFO
Petroleum Liquids.DFO | petroleum | TRUE | 17543 | South Carolina Public Service Authority | 3320 | Myrtle Beach | SC | Horry | 5 | Petroleum Liquids | GT |  | S | 35.3 | 0.9 | 21 | 25 | 10 | N |  |  | N | Electric Utility | 1 | X | DFO
Conventional Hydroelectric.WAT | hydro | TRUE | 17543 | South Carolina Public Service Authority | 3321 | Spillway | SC | Berkeley | 1 | Conventional Hydroelectric | HY |  | S | 2 | 0.8 | 2 | 2 | 1.5 | N |  |  | N | Electric Utility | 1 | X | WAT
Conventional Hydroelectric.WAT | hydro | TRUE | 19375 | USCE-Savannah District | 3323 | J Strom Thurmond | SC | McCormick | 1 | Conventional Hydroelectric | HY |  | S | 51.7 | 0.9 | 48 | 48 | 25 | N |  |  | N | Electric Utility | 1 | X | WAT
Conventional Hydroelectric.WAT | hydro | TRUE | 19375 | USCE-Savannah District | 3323 | J Strom Thurmond | SC | McCormick | 2 | Conventional Hydroelectric | HY |  | S | 51.7 | 0.9 | 48 | 48 | 25 | N |  |  | N | Electric Utility | 1 | X | WAT
Conventional Hydroelectric.WAT | hydro | TRUE | 19375 | USCE-Savannah District | 3323 | J Strom Thurmond | SC | McCormick | 3 | Conventional Hydroelectric | HY |  | S | 51.7 | 0.9 | 48 | 48 | 25 | N |  |  | N | Electric Utility | 1 | X | WAT
Conventional Hydroelectric.WAT | hydro | TRUE | 19375 | USCE-Savannah District | 3323 | J Strom Thurmond | SC | McCormick | 4 | Conventional Hydroelectric | HY |  | S | 51.7 | 0.9 | 48 | 48 | 25 | N |  |  | N | Electric Utility | 1 | X | WAT
Conventional Hydroelectric.WAT | hydro | TRUE | 19375 | USCE-Savannah District | 3323 | J Strom Thurmond | SC | McCormick | 5 | Conventional Hydroelectric | HY |  | S | 51.7 | 0.9 | 48 | 48 | 25 | N |  |  | N | Electric Utility | 1 | X | WAT
Conventional Hydroelectric.WAT | hydro | TRUE | 19375 | USCE-Savannah District | 3323 | J Strom Thurmond | SC | McCormick | 6 | Conventional Hydroelectric | HY |  | S | 51.7 | 0.9 | 48 | 48 | 25 | N |  |  | N | Electric Utility | 1 | X | WAT
Conventional Hydroelectric.WAT | hydro | TRUE | 19375 | USCE-Savannah District | 3323 | J Strom Thurmond | SC | McCormick | 7 | Conventional Hydroelectric | HY |  | S | 51.7 | 0.9 | 48 | 48 | 25 | N |  |  | N | Electric Utility | 1 | X | WAT
Petroleum Liquids.DFO | petroleum | TRUE | 19545 | Black Hills Power, Inc. | 3325 | Ben French | SD | Pennington | 1 | Petroleum Liquids | IC |  | S | 2 | 0.8 | 2 | 2 | 2 | N |  |  | N | Electric Utility | 1 | X | DFO
Petroleum Liquids.DFO | petroleum | TRUE | 19545 | Black Hills Power, Inc. | 3325 | Ben French | SD | Pennington | 2 | Petroleum Liquids | IC |  | S | 2 | 0.8 | 2 | 2 | 2 | N |  |  | N | Electric Utility | 1 | X | DFO
Petroleum Liquids.DFO | petroleum | TRUE | 19545 | Black Hills Power, Inc. | 3325 | Ben French | SD | Pennington | 3 | Petroleum Liquids | IC |  | S | 2 | 0.8 | 2 | 2 | 2 | N |  |  | N | Electric Utility | 1 | X | DFO
Petroleum Liquids.DFO | petroleum | TRUE | 19545 | Black Hills Power, Inc. | 3325 | Ben French | SD | Pennington | 4 | Petroleum Liquids | IC |  | S | 2 | 0.8 | 2 | 2 | 2 | N |  |  | N | Electric Utility | 1 | X | DFO
Petroleum Liquids.DFO | petroleum | TRUE | 19545 | Black Hills Power, Inc. | 3325 | Ben French | SD | Pennington | 5 | Petroleum Liquids | IC |  | S | 2 | 0.8 | 2 | 2 | 2 | N |  |  | N | Electric Utility | 1 | X | DFO
Natural Gas Fired Combustion Turbine.NG | natural gas peaker | TRUE | 19545 | Black Hills Power, Inc. | 3325 | Ben French | SD | Pennington | GT1 | Natural Gas Fired Combustion Turbine | GT |  | S | 25 | 0.9 | 17 | 25 | 2 | N |  |  | N | Electric Utility | 1 | X | NG | DFO
Natural Gas Fired Combustion Turbine.NG | natural gas peaker | TRUE | 19545 | Black Hills Power, Inc. | 3325 | Ben French | SD | Pennington | GT2 | Natural Gas Fired Combustion Turbine | GT |  | S | 25 | 0.9 | 17 | 25 | 2 | N |  |  | N | Electric Utility | 1 | X | NG | DFO
Natural Gas Fired Combustion Turbine.NG | natural gas peaker | TRUE | 19545 | Black Hills Power, Inc. | 3325 | Ben French | SD | Pennington | GT3 | Natural Gas Fired Combustion Turbine | GT |  | S | 25 | 0.9 | 17 | 25 | 2 | N |  |  | N | Electric Utility | 1 | X | NG | DFO
Natural Gas Fired Combustion Turbine.NG | natural gas peaker | TRUE | 19545 | Black Hills Power, Inc. | 3325 | Ben French | SD | Pennington | GT4 | Natural Gas Fired Combustion Turbine | GT |  | S | 25 | 0.9 | 17 | 25 | 2 | N |  |  | N | Electric Utility | 1 | X | NG | DFO
Natural Gas Fired Combustion Turbine.NG | natural gas peaker | TRUE | 13809 | NorthWestern Energy - (SD) | 3338 | Aberdeen CT | SD | Brown | 2 | Natural Gas Fired Combustion Turbine | GT |  | S | 82.2 | 0.85 | 52 | 60 | 15 | N |  |  | N | Electric Utility | 1 | X | NG | DFO
Petroleum Liquids.DFO | petroleum | TRUE | 13809 | NorthWestern Energy - (SD) | 3338 | Aberdeen CT | SD | Brown | GT1 | Petroleum Liquids | GT |  | S | 28.8 | 0.9 | 20.5 | 28 | 1.7 | N |  |  | N | Electric Utility | 1 | X | DFO
Petroleum Liquids.DFO | petroleum | TRUE | 13809 | NorthWestern Energy - (SD) | 3341 | Clark (SD) | SD | Clark | 1 | Petroleum Liquids | IC |  | S | 2.7 | 0.8 | 2.6 | 2.7 | 1.2 | N |  |  | N | Electric Utility | 1 | X | DFO
Petroleum Liquids.DFO | petroleum | TRUE | 13809 | NorthWestern Energy - (SD) | 3342 | Faulkton | SD | Faulk | 1 | Petroleum Liquids | IC |  | S | 2.7 | 0.8 | 2.5 | 2.5 | 1.2 | N |  |  | N | Electric Utility | 1 | X | DFO
Petroleum Liquids.DFO | petroleum | TRUE | 14232 | Otter Tail Power Co | 3352 | Lake Preston | SD | Kingsbury | 1A | Petroleum Liquids | GT |  | S | 24.1 | 0.9 | 19.7 | 23.8 | 6 | N |  |  | N | Electric Utility | 1 | X | DFO
Conventional Hydroelectric.WAT | hydro | TRUE | 19635 | USACE-Omaha | 3356 | Oahe | SD | Hughes | 1 | Conventional Hydroelectric | HY |  | S | 112.3 | 0.95 | 102 | 102 | 0 | N |  |  | N | Electric Utility | 1 | X | WAT
Conventional Hydroelectric.WAT | hydro | TRUE | 19635 | USACE-Omaha | 3356 | Oahe | SD | Hughes | 2 | Conventional Hydroelectric | HY |  | S | 112.3 | 0.95 | 102 | 102 | 0 | N |  |  | N | Electric Utility | 1 | X | WAT
Conventional Hydroelectric.WAT | hydro | TRUE | 19635 | USACE-Omaha | 3356 | Oahe | SD | Hughes | 3 | Conventional Hydroelectric | HY |  | S | 112.3 | 0.95 | 102 | 102 | 0 | N |  |  | N | Electric Utility | 1 | X | WAT
Conventional Hydroelectric.WAT | hydro | TRUE | 19635 | USACE-Omaha | 3356 | Oahe | SD | Hughes | 4 | Conventional Hydroelectric | HY |  | S | 112.3 | 0.95 | 102 | 102 | 0 | N |  |  | N | Electric Utility | 1 | X | WAT
Conventional Hydroelectric.WAT | hydro | TRUE | 19635 | USACE-Omaha | 3356 | Oahe | SD | Hughes | 5 | Conventional Hydroelectric | HY |  | S | 112.3 | 0.95 | 102 | 102 | 0 | N |  |  | N | Electric Utility | 1 | X | WAT
Conventional Hydroelectric.WAT | hydro | TRUE | 19635 | USACE-Omaha | 3356 | Oahe | SD | Hughes | 6 | Conventional Hydroelectric | HY |  | S | 112.3 | 0.95 | 102 | 102 | 0 | N |  |  | N | Electric Utility | 1 | X | WAT
Conventional Hydroelectric.WAT | hydro | TRUE | 19635 | USACE-Omaha | 3356 | Oahe | SD | Hughes | 7 | Conventional Hydroelectric | HY |  | S | 112.3 | 0.95 | 102 | 102 | 0 | N |  |  | N | Electric Utility | 1 | X | WAT
Conventional Hydroelectric.WAT | hydro | TRUE | 19635 | USACE-Omaha | 3373 | Fort Randall | SD | Charles Mix | 1 | Conventional Hydroelectric | HY |  | S | 40 | 0.95 | 45 | 45 | 0 | N |  |  | N | Electric Utility | 1 | X | WAT
Conventional Hydroelectric.WAT | hydro | TRUE | 19635 | USACE-Omaha | 3373 | Fort Randall | SD | Charles Mix | 2 | Conventional Hydroelectric | HY |  | S | 40 | 0.95 | 45 | 45 | 0 | N |  |  | N | Electric Utility | 1 | X | WAT
Conventional Hydroelectric.WAT | hydro | TRUE | 19635 | USACE-Omaha | 3373 | Fort Randall | SD | Charles Mix | 3 | Conventional Hydroelectric | HY |  | S | 40 | 0.95 | 45 | 45 | 0 | N |  |  | N | Electric Utility | 1 | X | WAT
Conventional Hydroelectric.WAT | hydro | TRUE | 19635 | USACE-Omaha | 3373 | Fort Randall | SD | Charles Mix | 4 | Conventional Hydroelectric | HY |  | S | 40 | 0.95 | 45 | 45 | 0 | N |  |  | N | Electric Utility | 1 | X | WAT
Conventional Hydroelectric.WAT | hydro | TRUE | 19635 | USACE-Omaha | 3373 | Fort Randall | SD | Charles Mix | 5 | Conventional Hydroelectric | HY |  | S | 40 | 0.95 | 45 | 45 | 0 | N |  |  | N | Electric Utility | 1 | X | WAT
Conventional Hydroelectric.WAT | hydro | TRUE | 19635 | USACE-Omaha | 3373 | Fort Randall | SD | Charles Mix | 6 | Conventional Hydroelectric | HY |  | S | 40 | 0.95 | 45 | 45 | 0 | N |  |  | N | Electric Utility | 1 | X | WAT
Conventional Hydroelectric.WAT | hydro | TRUE | 19635 | USACE-Omaha | 3373 | Fort Randall | SD | Charles Mix | 7 | Conventional Hydroelectric | HY |  | S | 40 | 0.95 | 45 | 45 | 0 | N |  |  | N | Electric Utility | 1 | X | WAT
Conventional Hydroelectric.WAT | hydro | TRUE | 19635 | USACE-Omaha | 3373 | Fort Randall | SD | Charles Mix | 8 | Conventional Hydroelectric | HY |  | S | 40 | 0.95 | 45 | 45 | 0 | N |  |  | N | Electric Utility | 1 | X | WAT
Conventional Hydroelectric.WAT | hydro | TRUE | 19635 | USACE-Omaha | 3375 | Big Bend Dam | SD | Buffalo | 1 | Conventional Hydroelectric | HY |  | S | 67.3 | 0.95 | 65 | 65 | 0 | N |  |  | N | Electric Utility | 1 | X | WAT
Conventional Hydroelectric.WAT | hydro | TRUE | 19635 | USACE-Omaha | 3375 | Big Bend Dam | SD | Buffalo | 2 | Conventional Hydroelectric | HY |  | S | 67.3 | 0.95 | 65 | 65 | 0 | N |  |  | N | Electric Utility | 1 | X | WAT
Conventional Hydroelectric.WAT | hydro | TRUE | 19635 | USACE-Omaha | 3375 | Big Bend Dam | SD | Buffalo | 3 | Conventional Hydroelectric | HY |  | S | 67.2 | 0.95 | 65 | 65 | 0 | N |  |  | N | Electric Utility | 1 | X | WAT
Conventional Hydroelectric.WAT | hydro | TRUE | 19635 | USACE-Omaha | 3375 | Big Bend Dam | SD | Buffalo | 4 | Conventional Hydroelectric | HY |  | S | 67.3 | 0.95 | 65 | 65 | 0 | N |  |  | N | Electric Utility | 1 | X | WAT
Conventional Hydroelectric.WAT | hydro | TRUE | 19635 | USACE-Omaha | 3375 | Big Bend Dam | SD | Buffalo | 5 | Conventional Hydroelectric | HY |  | S | 67.3 | 0.95 | 65 | 65 | 0 | N |  |  | N | Electric Utility | 1 | X | WAT
Conventional Hydroelectric.WAT | hydro | TRUE | 19635 | USACE-Omaha | 3375 | Big Bend Dam | SD | Buffalo | 6 | Conventional Hydroelectric | HY |  | S | 67.3 | 0.95 | 65 | 65 | 0 | N |  |  | N | Electric Utility | 1 | X | WAT
Conventional Hydroelectric.WAT | hydro | TRUE | 19635 | USACE-Omaha | 3375 | Big Bend Dam | SD | Buffalo | 7 | Conventional Hydroelectric | HY |  | S | 67.3 | 0.95 | 65 | 65 | 0 | N |  |  | N | Electric Utility | 1 | X | WAT
Conventional Hydroelectric.WAT | hydro | TRUE | 19635 | USACE-Omaha | 3375 | Big Bend Dam | SD | Buffalo | 8 | Conventional Hydroelectric | HY |  | S | 67.3 | 0.95 | 65 | 65 | 0 | N |  |  | N | Electric Utility | 1 | X | WAT
Natural Gas Fired Combined Cycle.NG | natural gas combined cycle | TRUE | 18642 | Tennessee Valley Authority | 3393 | Allen | TN | Shelby | CTG1 | Natural Gas Fired Combined Cycle | CT | CC1 | S | 347 | 0.85 | 311.9 | 330.3 |  | N |  |  | N | Electric Utility | 1 | X | NG
Natural Gas Fired Combined Cycle.NG | natural gas combined cycle | TRUE | 18642 | Tennessee Valley Authority | 3393 | Allen | TN | Shelby | CTG2 | Natural Gas Fired Combined Cycle | CT | CC1 | S | 347 | 0.85 | 311.9 | 330.3 |  | N |  |  | N | Electric Utility | 1 | X | NG
Natural Gas Fired Combustion Turbine.NG | natural gas peaker | TRUE | 18642 | Tennessee Valley Authority | 3393 | Allen | TN | Shelby | G10 | Natural Gas Fired Combustion Turbine | GT |  | S | 23.9 | 0.9 | 15.1 | 20.4 | 5 | N | 12 | 2023 | N | Electric Utility | 1 | X | NG | DFO
Natural Gas Fired Combustion Turbine.NG | natural gas peaker | TRUE | 18642 | Tennessee Valley Authority | 3393 | Allen | TN | Shelby | G11 | Natural Gas Fired Combustion Turbine | GT |  | S | 23.9 | 0.9 | 15.1 | 20.4 | 5 | N | 12 | 2023 | N | Electric Utility | 1 | X | NG | DFO
Natural Gas Fired Combustion Turbine.NG | natural gas peaker | TRUE | 18642 | Tennessee Valley Authority | 3393 | Allen | TN | Shelby | G12 | Natural Gas Fired Combustion Turbine | GT |  | S | 23.9 | 0.9 | 15.1 | 20.4 | 5 | N | 12 | 2023 | N | Electric Utility | 1 | X | NG | DFO
Natural Gas Fired Combustion Turbine.NG | natural gas peaker | TRUE | 18642 | Tennessee Valley Authority | 3393 | Allen | TN | Shelby | G13 | Natural Gas Fired Combustion Turbine | GT |  | S | 23.9 | 0.9 | 15.1 | 20.4 | 5 | N | 12 | 2023 | N | Electric Utility | 1 | X | NG | DFO
Natural Gas Fired Combustion Turbine.NG | natural gas peaker | TRUE | 18642 | Tennessee Valley Authority | 3393 | Allen | TN | Shelby | G14 | Natural Gas Fired Combustion Turbine | GT |  | S | 23.9 | 0.9 | 15.1 | 20.4 | 5 | N | 12 | 2023 | N | Electric Utility | 1 | X | NG | DFO
Natural Gas Fired Combustion Turbine.NG | natural gas peaker | TRUE | 18642 | Tennessee Valley Authority | 3393 | Allen | TN | Shelby | G15 | Natural Gas Fired Combustion Turbine | GT |  | S | 23.9 | 0.9 | 15.1 | 20.4 | 5 | N | 12 | 2023 | N | Electric Utility | 1 | X | NG | DFO
Natural Gas Fired Combustion Turbine.NG | natural gas peaker | TRUE | 18642 | Tennessee Valley Authority | 3393 | Allen | TN | Shelby | G16 | Natural Gas Fired Combustion Turbine | GT |  | S | 23.9 | 0.9 | 15.1 | 20.4 | 5 | N | 12 | 2023 | N | Electric Utility | 1 | X | NG | DFO
Natural Gas Fired Combustion Turbine.NG | natural gas peaker | TRUE | 18642 | Tennessee Valley Authority | 3393 | Allen | TN | Shelby | G17 | Natural Gas Fired Combustion Turbine | GT |  | S | 59.6 | 0.9 | 46.4 | 62.2 | 10 | N | 12 | 2023 | N | Electric Utility | 1 | X | NG | DFO
Natural Gas Fired Combustion Turbine.NG | natural gas peaker | TRUE | 18642 | Tennessee Valley Authority | 3393 | Allen | TN | Shelby | G18 | Natural Gas Fired Combustion Turbine | GT |  | S | 59.6 | 0.9 | 46.4 | 62.2 | 10 | N | 12 | 2023 | N | Electric Utility | 1 | X | NG | DFO
Natural Gas Fired Combustion Turbine.NG | natural gas peaker | TRUE | 18642 | Tennessee Valley Authority | 3393 | Allen | TN | Shelby | G19 | Natural Gas Fired Combustion Turbine | GT |  | S | 59.6 | 0.9 | 46.4 | 62.2 | 10 | N | 12 | 2023 | N | Electric Utility | 1 | X | NG | DFO
Natural Gas Fired Combustion Turbine.NG | natural gas peaker | TRUE | 18642 | Tennessee Valley Authority | 3393 | Allen | TN | Shelby | G20 | Natural Gas Fired Combustion Turbine | GT |  | S | 59.6 | 0.9 | 46.4 | 62.2 | 10 | N | 12 | 2023 | N | Electric Utility | 1 | X | NG | DFO
Natural Gas Fired Combustion Turbine.NG | natural gas peaker | TRUE | 18642 | Tennessee Valley Authority | 3393 | Allen | TN | Shelby | GT1 | Natural Gas Fired Combustion Turbine | GT |  | S | 23.9 | 0.9 | 15.1 | 20.4 | 5 | N | 12 | 2023 | N | Electric Utility | 1 | X | NG | DFO
Natural Gas Fired Combustion Turbine.NG | natural gas peaker | TRUE | 18642 | Tennessee Valley Authority | 3393 | Allen | TN | Shelby | GT2 | Natural Gas Fired Combustion Turbine | GT |  | S | 23.9 | 0.9 | 15.1 | 20.4 | 5 | N | 12 | 2023 | N | Electric Utility | 1 | X | NG | DFO
Natural Gas Fired Combustion Turbine.NG | natural gas peaker | TRUE | 18642 | Tennessee Valley Authority | 3393 | Allen | TN | Shelby | GT3 | Natural Gas Fired Combustion Turbine | GT |  | S | 23.9 | 0.9 | 15.1 | 20.4 | 5 | N | 12 | 2023 | N | Electric Utility | 1 | X | NG | DFO
Natural Gas Fired Combustion Turbine.NG | natural gas peaker | TRUE | 18642 | Tennessee Valley Authority | 3393 | Allen | TN | Shelby | GT4 | Natural Gas Fired Combustion Turbine | GT |  | S | 23.9 | 0.9 | 15.1 | 20.4 | 5 | N | 12 | 2023 | N | Electric Utility | 1 | X | NG | DFO
Natural Gas Fired Combustion Turbine.NG | natural gas peaker | TRUE | 18642 | Tennessee Valley Authority | 3393 | Allen | TN | Shelby | GT5 | Natural Gas Fired Combustion Turbine | GT |  | S | 23.9 | 0.9 | 15.1 | 20.4 | 5 | N | 12 | 2023 | N | Electric Utility | 1 | X | NG | DFO
Natural Gas Fired Combustion Turbine.NG | natural gas peaker | TRUE | 18642 | Tennessee Valley Authority | 3393 | Allen | TN | Shelby | GT6 | Natural Gas Fired Combustion Turbine | GT |  | S | 23.9 | 0.9 | 15.1 | 20.4 | 5 | N | 12 | 2023 | N | Electric Utility | 1 | X | NG | DFO
Natural Gas Fired Combustion Turbine.NG | natural gas peaker | TRUE | 18642 | Tennessee Valley Authority | 3393 | Allen | TN | Shelby | GT7 | Natural Gas Fired Combustion Turbine | GT |  | S | 23.9 | 0.9 | 15.1 | 20.4 | 5 | N | 12 | 2023 | N | Electric Utility | 1 | X | NG | DFO
Natural Gas Fired Combustion Turbine.NG | natural gas peaker | TRUE | 18642 | Tennessee Valley Authority | 3393 | Allen | TN | Shelby | GT8 | Natural Gas Fired Combustion Turbine | GT |  | S | 23.9 | 0.9 | 15.1 | 20.4 | 5 | N | 12 | 2023 | N | Electric Utility | 1 | X | NG | DFO
Natural Gas Fired Combustion Turbine.NG | natural gas peaker | TRUE | 18642 | Tennessee Valley Authority | 3393 | Allen | TN | Shelby | GT9 | Natural Gas Fired Combustion Turbine | GT |  | S | 23.9 | 0.9 | 15.1 | 20.4 | 5 | N | 12 | 2023 | N | Electric Utility | 1 | X | NG | DFO
Natural Gas Fired Combined Cycle.NG | natural gas combined cycle | TRUE | 18642 | Tennessee Valley Authority | 3393 | Allen | TN | Shelby | STG1 | Natural Gas Fired Combined Cycle | CA | CC1 | S | 476.9 | 0.85 | 428.3 | 453.5 |  | N |  |  | N | Electric Utility | 1 | X | NG
Conventional Hydroelectric.WAT | hydro | TRUE | 18642 | Tennessee Valley Authority | 3394 | Apalachia | TN | Polk | 1 | Conventional Hydroelectric | HY |  | S | 52.2 | 0.9 | 41.2 | 41.2 | 13.1 | N |  |  | N | Electric Utility | 1 | X | WAT
Conventional Hydroelectric.WAT | hydro | TRUE | 18642 | Tennessee Valley Authority | 3394 | Apalachia | TN | Polk | 2 | Conventional Hydroelectric | HY |  | S | 41.4 | 0.9 | 41.2 | 41.2 | 13.1 | N |  |  | N | Electric Utility | 1 | X | WAT
Conventional Hydroelectric.WAT | hydro | TRUE | 18642 | Tennessee Valley Authority | 3395 | Boone Dam | TN | Sullivan | 1 | Conventional Hydroelectric | HY |  | S | 38 | 0.95 | 37.8 | 29.8 | 19.7 | N |  |  | N | Electric Utility | 1 | X | WAT
Conventional Hydroelectric.WAT | hydro | TRUE | 18642 | Tennessee Valley Authority | 3395 | Boone Dam | TN | Sullivan | 2 | Conventional Hydroelectric | HY |  | S | 38.3 | 0.95 | 37.8 | 29.8 | 19.7 | N |  |  | N | Electric Utility | 1 | X | WAT
Conventional Hydroelectric.WAT | hydro | TRUE | 18642 | Tennessee Valley Authority | 3395 | Boone Dam | TN | Sullivan | 3 | Conventional Hydroelectric | HY |  | S | 29.6 | 0.95 | 37.8 | 29.8 | 19.7 | N |  |  | N | Electric Utility | 1 | X | WAT
Conventional Steam Coal.BIT | hard coal | TRUE | 18642 | Tennessee Valley Authority | 3396 | Bull Run | TN | Anderson | 1 | Conventional Steam Coal | ST |  | S | 950 | 0.94 | 865 | 872 | 572 | N | 12 | 2023 | N | Electric Utility | 1 | X | BIT
Conventional Hydroelectric.WAT | hydro | TRUE | 18642 | Tennessee Valley Authority | 3397 | Cherokee Dam | TN | Jefferson | 1 | Conventional Hydroelectric | HY |  | S | 33.4 | 0.9 | 37 | 37 | 14.5 | N |  |  | N | Electric Utility | 1 | X | WAT
Conventional Hydroelectric.WAT | hydro | TRUE | 18642 | Tennessee Valley Authority | 3397 | Cherokee Dam | TN | Jefferson | 2 | Conventional Hydroelectric | HY |  | S | 34.6 | 0.9 | 39.8 | 36.1 | 14.5 | N |  |  | N | Electric Utility | 1 | X | WAT
Conventional Hydroelectric.WAT | hydro | TRUE | 18642 | Tennessee Valley Authority | 3397 | Cherokee Dam | TN | Jefferson | 3 | Conventional Hydroelectric | HY |  | S | 34.6 | 0.9 | 39.8 | 37.5 | 14.5 | N |  |  | N | Electric Utility | 1 | X | WAT
Conventional Hydroelectric.WAT | hydro | TRUE | 18642 | Tennessee Valley Authority | 3397 | Cherokee Dam | TN | Jefferson | 4 | Conventional Hydroelectric | HY |  | S | 32.4 | 0.9 | 25 | 25 | 14.5 | N |  |  | N | Electric Utility | 1 | X | WAT
Conventional Hydroelectric.WAT | hydro | TRUE | 18642 | Tennessee Valley Authority | 3398 | Chickamauga | TN | Hamilton | 1 | Conventional Hydroelectric | HY |  | S | 39.9 | 0.95 | 35.4 | 29.8 | 11.3 | N |  |  | N | Electric Utility | 1 | X | WAT
Conventional Hydroelectric.WAT | hydro | TRUE | 18642 | Tennessee Valley Authority | 3398 | Chickamauga | TN | Hamilton | 2 | Conventional Hydroelectric | HY |  | S | 39.9 | 0.95 | 35.4 | 29.8 | 11.3 | N |  |  | N | Electric Utility | 1 | X | WAT
Conventional Hydroelectric.WAT | hydro | TRUE | 18642 | Tennessee Valley Authority | 3398 | Chickamauga | TN | Hamilton | 3 | Conventional Hydroelectric | HY |  | S | 39.9 | 0.95 | 35.4 | 29.8 | 11.3 | N |  |  | N | Electric Utility | 1 | X | WAT
Conventional Hydroelectric.WAT | hydro | TRUE | 18642 | Tennessee Valley Authority | 3398 | Chickamauga | TN | Hamilton | 4 | Conventional Hydroelectric | HY |  | S | 39.9 | 0.95 | 35.4 | 29.8 | 11.3 | N |  |  | N | Electric Utility | 1 | X | WAT
Conventional Steam Coal.BIT | hard coal | TRUE | 18642 | Tennessee Valley Authority | 3399 | Cumberland (TN) | TN | Stewart | 1 | Conventional Steam Coal | ST |  | S | 1300 | 0.9 | 1239 | 1265 | 650 | N | 12 | 2028 | N | Electric Utility | 1 | X | BIT
Conventional Steam Coal.BIT | hard coal | TRUE | 18642 | Tennessee Valley Authority | 3399 | Cumberland (TN) | TN | Stewart | 2 | Conventional Steam Coal | ST |  | S | 1300 | 0.9 | 1231 | 1257 | 650 | N | 12 | 2026 | N | Electric Utility | 1 | X | BIT
Conventional Hydroelectric.WAT | hydro | TRUE | 18642 | Tennessee Valley Authority | 3400 | Douglas Dam | TN | Sevier | 1 | Conventional Hydroelectric | HY |  | S | 36.5 | 0.9 | 44.2 | 27 | 14.2 | N |  |  | N | Electric Utility | 1 | X | WAT
Conventional Hydroelectric.WAT | hydro | TRUE | 18642 | Tennessee Valley Authority | 3400 | Douglas Dam | TN | Sevier | 2 | Conventional Hydroelectric | HY |  | S | 41.4 | 0.9 | 44.7 | 27.5 | 13 | N |  |  | N | Electric Utility | 1 | X | WAT
Conventional Hydroelectric.WAT | hydro | TRUE | 18642 | Tennessee Valley Authority | 3400 | Douglas Dam | TN | Sevier | 3 | Conventional Hydroelectric | HY |  | S | 31.5 | 0.9 | 44.5 | 27.6 | 14.2 | N |  |  | N | Electric Utility | 1 | X | WAT
Conventional Hydroelectric.WAT | hydro | TRUE | 18642 | Tennessee Valley Authority | 3400 | Douglas Dam | TN | Sevier | 4 | Conventional Hydroelectric | HY |  | S | 41.4 | 0.9 | 44.5 | 29.1 | 13 | N |  |  | N | Electric Utility | 1 | X | WAT
Conventional Hydroelectric.WAT | hydro | TRUE | 18642 | Tennessee Valley Authority | 3401 | Fort Patrick Henry | TN | Sullivan | 1 | Conventional Hydroelectric | HY |  | S | 29.7 | 0.9 | 20.4 | 20.4 | 11.8 | N |  |  | N | Electric Utility | 1 | X | WAT
Conventional Hydroelectric.WAT | hydro | TRUE | 18642 | Tennessee Valley Authority | 3401 | Fort Patrick Henry | TN | Sullivan | 2 | Conventional Hydroelectric | HY |  | S | 29.7 | 0.9 | 20.3 | 20.3 | 11.8 | N |  |  | N | Electric Utility | 1 | X | WAT
Conventional Hydroelectric.WAT | hydro | TRUE | 18642 | Tennessee Valley Authority | 3402 | Fort Loudoun | TN | Loudon | 1 | Conventional Hydroelectric | HY |  | S | 35.5 | 0.9 | 39.9 | 38.4 | 10.6 | N |  |  | N | Electric Utility | 1 | X | WAT
Conventional Hydroelectric.WAT | hydro | TRUE | 18642 | Tennessee Valley Authority | 3402 | Fort Loudoun | TN | Loudon | 2 | Conventional Hydroelectric | HY |  | S | 34.2 | 0.9 | 37.7 | 37.7 | 10.6 | N |  |  | N | Electric Utility | 1 | X | WAT
Conventional Hydroelectric.WAT | hydro | TRUE | 18642 | Tennessee Valley Authority | 3402 | Fort Loudoun | TN | Loudon | 3 | Conventional Hydroelectric | HY |  | S | 43 | 0.95 | 45.3 | 42.8 | 24.1 | N |  |  | N | Electric Utility | 1 | X | WAT
Conventional Hydroelectric.WAT | hydro | TRUE | 18642 | Tennessee Valley Authority | 3402 | Fort Loudoun | TN | Loudon | 4 | Conventional Hydroelectric | HY |  | S | 40.6 | 0.95 | 45.3 | 42.8 | 24.1 | N |  |  | N | Electric Utility | 1 | X | WAT
Conventional Steam Coal.BIT | hard coal | TRUE | 18642 | Tennessee Valley Authority | 3403 | Gallatin (TN) | TN | Sumner | 1 | Conventional Steam Coal | ST |  | S | 300 | 0.9 | 225 | 228 | 108 | N | 12 | 2031 | N | Electric Utility | 1 | X | BIT | SUB
Conventional Steam Coal.BIT | hard coal | TRUE | 18642 | Tennessee Valley Authority | 3403 | Gallatin (TN) | TN | Sumner | 2 | Conventional Steam Coal | ST |  | S | 300 | 0.9 | 225 | 228 | 108 | N | 12 | 2031 | N | Electric Utility | 1 | X | BIT | SUB
Conventional Steam Coal.BIT | hard coal | TRUE | 18642 | Tennessee Valley Authority | 3403 | Gallatin (TN) | TN | Sumner | 3 | Conventional Steam Coal | ST |  | S | 327.6 | 0.9 | 263 | 266 | 130 | N | 12 | 2031 | N | Electric Utility | 1 | X | BIT | SUB
Conventional Steam Coal.BIT | hard coal | TRUE | 18642 | Tennessee Valley Authority | 3403 | Gallatin (TN) | TN | Sumner | 4 | Conventional Steam Coal | ST |  | S | 327.6 | 0.9 | 263 | 266 | 130 | N | 12 | 2031 | N | Electric Utility | 1 | X | BIT | SUB
Natural Gas Fired Combustion Turbine.NG | natural gas peaker | TRUE | 18642 | Tennessee Valley Authority | 3403 | Gallatin (TN) | TN | Sumner | GT1 | Natural Gas Fired Combustion Turbine | GT |  | S | 81.3 | 0.9 | 71.5 | 88.7 | 10 | N | 12 | 2031 | N | Electric Utility | 1 | X | NG | DFO
Natural Gas Fired Combustion Turbine.NG | natural gas peaker | TRUE | 18642 | Tennessee Valley Authority | 3403 | Gallatin (TN) | TN | Sumner | GT2 | Natural Gas Fired Combustion Turbine | GT |  | S | 81.3 | 0.9 | 71.5 | 88.7 | 10 | N | 12 | 2031 | N | Electric Utility | 1 | X | NG | DFO
Natural Gas Fired Combustion Turbine.NG | natural gas peaker | TRUE | 18642 | Tennessee Valley Authority | 3403 | Gallatin (TN) | TN | Sumner | GT3 | Natural Gas Fired Combustion Turbine | GT |  | S | 81.3 | 0.9 | 71.5 | 88.7 | 10 | N | 12 | 2031 | N | Electric Utility | 1 | X | NG | DFO
Natural Gas Fired Combustion Turbine.NG | natural gas peaker | TRUE | 18642 | Tennessee Valley Authority | 3403 | Gallatin (TN) | TN | Sumner | GT4 | Natural Gas Fired Combustion Turbine | GT |  | S | 81.3 | 0.9 | 71.5 | 88.7 | 10 | N | 12 | 2031 | N | Electric Utility | 1 | X | NG | DFO
Natural Gas Fired Combustion Turbine.NG | natural gas peaker | TRUE | 18642 | Tennessee Valley Authority | 3403 | Gallatin (TN) | TN | Sumner | GT5 | Natural Gas Fired Combustion Turbine | GT |  | S | 84.5 | 0.9 | 73.4 | 93.7 | 57 | N | 12 | 2031 | N | Electric Utility | 1 | X | NG | DFO
Natural Gas Fired Combustion Turbine.NG | natural gas peaker | TRUE | 18642 | Tennessee Valley Authority | 3403 | Gallatin (TN) | TN | Sumner | GT6 | Natural Gas Fired Combustion Turbine | GT |  | S | 84.5 | 0.9 | 73.4 | 93.7 | 57 | N | 12 | 2031 | N | Electric Utility | 1 | X | NG | DFO
Natural Gas Fired Combustion Turbine.NG | natural gas peaker | TRUE | 18642 | Tennessee Valley Authority | 3403 | Gallatin (TN) | TN | Sumner | GT7 | Natural Gas Fired Combustion Turbine | GT |  | S | 84.5 | 0.9 | 73.4 | 93.7 | 57 | N | 12 | 2031 | N | Electric Utility | 1 | X | NG | DFO
Natural Gas Fired Combustion Turbine.NG | natural gas peaker | TRUE | 18642 | Tennessee Valley Authority | 3403 | Gallatin (TN) | TN | Sumner | GT8 | Natural Gas Fired Combustion Turbine | GT |  | S | 84.5 | 0.9 | 73.4 | 93.7 | 57 | N | 12 | 2031 | N | Electric Utility | 1 | X | NG | DFO
Conventional Hydroelectric.WAT | hydro | TRUE | 18642 | Tennessee Valley Authority | 3404 | Great Falls (TN) | TN | Warren | 1 | Conventional Hydroelectric | HY |  | S | 15.3 | 0.96 | 15.9 | 16 | 9 | N |  |  | N | Electric Utility | 1 | X | WAT
Conventional Hydroelectric.WAT | hydro | TRUE | 18642 | Tennessee Valley Authority | 3404 | Great Falls (TN) | TN | Warren | 2 | Conventional Hydroelectric | HY |  | S | 18.4 | 0.8 | 19.5 | 19.6 | 9 | N |  |  | N | Electric Utility | 1 | X | WAT
Natural Gas Fired Combined Cycle.NG | natural gas combined cycle | TRUE | 18642 | Tennessee Valley Authority | 3405 | John Sevier | TN | Hawkins | CTG1 | Natural Gas Fired Combined Cycle | CT | CC1 | S | 191.3 | 0.9 | 165 | 188 | 44.8 | N |  |  | N | Electric Utility | 1 | X | NG
Natural Gas Fired Combined Cycle.NG | natural gas combined cycle | TRUE | 18642 | Tennessee Valley Authority | 3405 | John Sevier | TN | Hawkins | CTG2 | Natural Gas Fired Combined Cycle | CT | CC1 | S | 191.3 | 0.9 | 165 | 188 | 44.8 | N |  |  | N | Electric Utility | 1 | X | NG
Natural Gas Fired Combined Cycle.NG | natural gas combined cycle | TRUE | 18642 | Tennessee Valley Authority | 3405 | John Sevier | TN | Hawkins | CTG3 | Natural Gas Fired Combined Cycle | CT | CC1 | S | 191.3 | 0.9 | 165 | 188 | 44.8 | N |  |  | N | Electric Utility | 1 | X | NG
Natural Gas Fired Combined Cycle.NG | natural gas combined cycle | TRUE | 18642 | Tennessee Valley Authority | 3405 | John Sevier | TN | Hawkins | STG1 | Natural Gas Fired Combined Cycle | CA | CC1 | S | 423 | 0.9 | 383 | 376 | 90.2 | N |  |  | N | Electric Utility | 1 | X | NG
Natural Gas Fired Combustion Turbine.NG | natural gas peaker | TRUE | 18642 | Tennessee Valley Authority | 3406 | Johnsonville | TN | Humphreys | G10 | Natural Gas Fired Combustion Turbine | GT |  | S | 68 | 0.9 | 47.1 | 62.5 | 25 | N | 6 | 2024 | N | Electric Utility | 1 | X | NG | DFO
Natural Gas Fired Combustion Turbine.NG | natural gas peaker | TRUE | 18642 | Tennessee Valley Authority | 3406 | Johnsonville | TN | Humphreys | G11 | Natural Gas Fired Combustion Turbine | GT |  | S | 68 | 0.9 | 47.1 | 62.5 | 25 | N | 6 | 2024 | N | Electric Utility | 1 | X | NG | DFO
Natural Gas Fired Combustion Turbine.NG | natural gas peaker | TRUE | 18642 | Tennessee Valley Authority | 3406 | Johnsonville | TN | Humphreys | G12 | Natural Gas Fired Combustion Turbine | GT |  | S | 68 | 0.9 | 47.1 | 62.5 | 25 | N | 6 | 2024 | N | Electric Utility | 1 | X | NG | DFO
Natural Gas Fired Combustion Turbine.NG | natural gas peaker | TRUE | 18642 | Tennessee Valley Authority | 3406 | Johnsonville | TN | Humphreys | G13 | Natural Gas Fired Combustion Turbine | GT |  | S | 68 | 0.9 | 47.1 | 62.5 | 25 | N | 6 | 2024 | N | Electric Utility | 1 | X | NG | DFO
Natural Gas Fired Combustion Turbine.NG | natural gas peaker | TRUE | 18642 | Tennessee Valley Authority | 3406 | Johnsonville | TN | Humphreys | G14 | Natural Gas Fired Combustion Turbine | GT |  | S | 68 | 0.9 | 47.1 | 62.5 | 25 | N | 6 | 2024 | N | Electric Utility | 1 | X | NG | DFO
Natural Gas Fired Combustion Turbine.NG | natural gas peaker | TRUE | 18642 | Tennessee Valley Authority | 3406 | Johnsonville | TN | Humphreys | G15 | Natural Gas Fired Combustion Turbine | GT |  | S | 68 | 0.9 | 47.1 | 62.5 | 25 | N | 6 | 2024 | N | Electric Utility | 1 | X | NG | DFO
Natural Gas Fired Combustion Turbine.NG | natural gas peaker | TRUE | 18642 | Tennessee Valley Authority | 3406 | Johnsonville | TN | Humphreys | G16 | Natural Gas Fired Combustion Turbine | GT |  | S | 68 | 0.9 | 47.1 | 62.5 | 25 | N | 6 | 2024 | N | Electric Utility | 1 | X | NG | DFO
Natural Gas Fired Combustion Turbine.NG | natural gas peaker | TRUE | 18642 | Tennessee Valley Authority | 3406 | Johnsonville | TN | Humphreys | G17 | Natural Gas Fired Combustion Turbine | GT |  | S | 84.5 | 0.9 | 72.8 | 93 | 56 | N |  |  | N | Electric Utility | 1 | X | NG | DFO
Natural Gas Fired Combustion Turbine.NG | natural gas peaker | TRUE | 18642 | Tennessee Valley Authority | 3406 | Johnsonville | TN | Humphreys | G18 | Natural Gas Fired Combustion Turbine | GT |  | S | 84.5 | 0.9 | 72.8 | 93 | 56 | N |  |  | N | Electric Utility | 1 | X | NG | DFO
Natural Gas Fired Combustion Turbine.NG | natural gas peaker | TRUE | 18642 | Tennessee Valley Authority | 3406 | Johnsonville | TN | Humphreys | G19 | Natural Gas Fired Combustion Turbine | GT |  | S | 84.5 | 0.9 | 72.8 | 93 | 56 | N |  |  | N | Electric Utility | 1 | X | NG | DFO
Natural Gas Fired Combustion Turbine.NG | natural gas peaker | TRUE | 18642 | Tennessee Valley Authority | 3406 | Johnsonville | TN | Humphreys | G20 | Natural Gas Fired Combustion Turbine | GT |  | S | 84.5 | 0.9 | 72.8 | 93 | 56 | N |  |  | N | Electric Utility | 1 | X | NG | DFO
Natural Gas Fired Combustion Turbine.NG | natural gas peaker | TRUE | 18642 | Tennessee Valley Authority | 3406 | Johnsonville | TN | Humphreys | GT1 | Natural Gas Fired Combustion Turbine | GT |  | S | 68 | 0.9 | 47.1 | 62.5 | 25 | N | 6 | 2024 | N | Electric Utility | 1 | X | NG | DFO
Natural Gas Fired Combustion Turbine.NG | natural gas peaker | TRUE | 18642 | Tennessee Valley Authority | 3406 | Johnsonville | TN | Humphreys | GT2 | Natural Gas Fired Combustion Turbine | GT |  | S | 68 | 0.9 | 47.1 | 62.5 | 25 | N | 6 | 2024 | N | Electric Utility | 1 | X | NG | DFO
Natural Gas Fired Combustion Turbine.NG | natural gas peaker | TRUE | 18642 | Tennessee Valley Authority | 3406 | Johnsonville | TN | Humphreys | GT3 | Natural Gas Fired Combustion Turbine | GT |  | S | 68 | 0.9 | 47.1 | 62.5 | 25 | N | 6 | 2024 | N | Electric Utility | 1 | X | NG | DFO
Natural Gas Fired Combustion Turbine.NG | natural gas peaker | TRUE | 18642 | Tennessee Valley Authority | 3406 | Johnsonville | TN | Humphreys | GT4 | Natural Gas Fired Combustion Turbine | GT |  | S | 68 | 0.9 | 47.1 | 62.5 | 25 | N | 6 | 2024 | N | Electric Utility | 1 | X | NG | DFO
Natural Gas Fired Combustion Turbine.NG | natural gas peaker | TRUE | 18642 | Tennessee Valley Authority | 3406 | Johnsonville | TN | Humphreys | GT5 | Natural Gas Fired Combustion Turbine | GT |  | S | 68 | 0.9 | 47.1 | 62.5 | 25 | N | 6 | 2024 | N | Electric Utility | 1 | X | NG | DFO
Natural Gas Fired Combustion Turbine.NG | natural gas peaker | TRUE | 18642 | Tennessee Valley Authority | 3406 | Johnsonville | TN | Humphreys | GT6 | Natural Gas Fired Combustion Turbine | GT |  | S | 68 | 0.9 | 47.1 | 62.5 | 25 | N | 6 | 2024 | N | Electric Utility | 1 | X | NG | DFO
Natural Gas Fired Combustion Turbine.NG | natural gas peaker | TRUE | 18642 | Tennessee Valley Authority | 3406 | Johnsonville | TN | Humphreys | GT7 | Natural Gas Fired Combustion Turbine | GT |  | S | 68 | 0.9 | 47.1 | 62.5 | 25 | N | 6 | 2024 | N | Electric Utility | 1 | X | NG | DFO
Natural Gas Fired Combustion Turbine.NG | natural gas peaker | TRUE | 18642 | Tennessee Valley Authority | 3406 | Johnsonville | TN | Humphreys | GT8 | Natural Gas Fired Combustion Turbine | GT |  | S | 68 | 0.9 | 47.1 | 62.5 | 25 | N | 6 | 2024 | N | Electric Utility | 1 | X | NG | DFO
Natural Gas Fired Combustion Turbine.NG | natural gas peaker | TRUE | 18642 | Tennessee Valley Authority | 3406 | Johnsonville | TN | Humphreys | GT9 | Natural Gas Fired Combustion Turbine | GT |  | S | 68 | 0.9 | 47.1 | 62.5 | 25 | N | 6 | 2024 | N | Electric Utility | 1 | X | NG | DFO
Conventional Steam Coal.SUB | hard coal | TRUE | 18642 | Tennessee Valley Authority | 3407 | Kingston | TN | Roane | 1 | Conventional Steam Coal | ST |  | S | 175 | 0.9 | 132 | 135 | 55 | N | 12 | 2027 | N | Electric Utility | 1 | X | SUB | BIT
Conventional Steam Coal.SUB | hard coal | TRUE | 18642 | Tennessee Valley Authority | 3407 | Kingston | TN | Roane | 2 | Conventional Steam Coal | ST |  | S | 175 | 0.9 | 132 | 135 | 55 | N | 12 | 2027 | N | Electric Utility | 1 | X | SUB | BIT
Conventional Steam Coal.SUB | hard coal | TRUE | 18642 | Tennessee Valley Authority | 3407 | Kingston | TN | Roane | 3 | Conventional Steam Coal | ST |  | S | 175 | 0.9 | 132 | 135 | 55 | N | 12 | 2027 | N | Electric Utility | 1 | X | SUB | BIT
Conventional Steam Coal.SUB | hard coal | TRUE | 18642 | Tennessee Valley Authority | 3407 | Kingston | TN | Roane | 4 | Conventional Steam Coal | ST |  | S | 175 | 0.9 | 132 | 135 | 55 | N | 12 | 2027 | N | Electric Utility | 1 | X | SUB | BIT
Conventional Steam Coal.SUB | hard coal | TRUE | 18642 | Tennessee Valley Authority | 3407 | Kingston | TN | Roane | 5 | Conventional Steam Coal | ST |  | S | 200 | 0.9 | 174 | 176 | 73 | N | 12 | 2027 | N | Electric Utility | 1 | X | SUB | BIT
Conventional Steam Coal.SUB | hard coal | TRUE | 18642 | Tennessee Valley Authority | 3407 | Kingston | TN | Roane | 6 | Conventional Steam Coal | ST |  | S | 200 | 0.9 | 174 | 176 | 73 | N | 12 | 2027 | N | Electric Utility | 1 | X | SUB | BIT
Conventional Steam Coal.SUB | hard coal | TRUE | 18642 | Tennessee Valley Authority | 3407 | Kingston | TN | Roane | 7 | Conventional Steam Coal | ST |  | S | 200 | 0.9 | 174 | 176 | 73 | N | 12 | 2026 | N | Electric Utility | 1 | X | SUB | BIT
Conventional Steam Coal.SUB | hard coal | TRUE | 18642 | Tennessee Valley Authority | 3407 | Kingston | TN | Roane | 8 | Conventional Steam Coal | ST |  | S | 200 | 0.9 | 174 | 176 | 73 | N | 12 | 2026 | N | Electric Utility | 1 | X | SUB | BIT
Conventional Steam Coal.SUB | hard coal | TRUE | 18642 | Tennessee Valley Authority | 3407 | Kingston | TN | Roane | 9 | Conventional Steam Coal | ST |  | S | 200 | 0.9 | 174 | 176 | 73 | N | 12 | 2026 | N | Electric Utility | 1 | X | SUB | BIT
Conventional Hydroelectric.WAT | hydro | TRUE | 18642 | Tennessee Valley Authority | 3408 | Melton Hill | TN | Loudon | 1 | Conventional Hydroelectric | HY |  | S | 36 | 0.9 | 39.5 | 39.7 | 9.3 | N |  |  | N | Electric Utility | 1 | X | WAT
Conventional Hydroelectric.WAT | hydro | TRUE | 18642 | Tennessee Valley Authority | 3408 | Melton Hill | TN | Loudon | 2 | Conventional Hydroelectric | HY |  | S | 36 | 0.9 | 39.7 | 39.7 | 9.3 | N |  |  | N | Electric Utility | 1 | X | WAT
Conventional Hydroelectric.WAT | hydro | TRUE | 18642 | Tennessee Valley Authority | 3409 | Nickajack | TN | Marion | 1 | Conventional Hydroelectric | HY |  | S | 27.4 | 0.9 | 28.3 | 28.8 | 13.7 | N |  |  | N | Electric Utility | 1 | X | WAT
Conventional Hydroelectric.WAT | hydro | TRUE | 18642 | Tennessee Valley Authority | 3409 | Nickajack | TN | Marion | 2 | Conventional Hydroelectric | HY |  | S | 27.9 | 0.9 | 27.3 | 28 | 13.7 | N |  |  | N | Electric Utility | 1 | X | WAT
Conventional Hydroelectric.WAT | hydro | TRUE | 18642 | Tennessee Valley Authority | 3409 | Nickajack | TN | Marion | 3 | Conventional Hydroelectric | HY |  | S | 24.3 | 0.9 | 25 | 25.6 | 12.8 | N |  |  | N | Electric Utility | 1 | X | WAT
Conventional Hydroelectric.WAT | hydro | TRUE | 18642 | Tennessee Valley Authority | 3409 | Nickajack | TN | Marion | 4 | Conventional Hydroelectric | HY |  | S | 24.3 | 0.9 | 25 | 25.6 | 12.8 | N |  |  | N | Electric Utility | 1 | X | WAT
Conventional Hydroelectric.WAT | hydro | TRUE | 18642 | Tennessee Valley Authority | 3411 | Norris Dam | TN | Anderson | 1 | Conventional Hydroelectric | HY |  | S | 65.7 | 0.9 | 63.5 | 54.8 | 25.8 | N |  |  | N | Electric Utility | 1 | X | WAT
Conventional Hydroelectric.WAT | hydro | TRUE | 18642 | Tennessee Valley Authority | 3411 | Norris Dam | TN | Anderson | 2 | Conventional Hydroelectric | HY |  | S | 65.7 | 0.9 | 63.5 | 54.8 | 25.8 | N |  |  | N | Electric Utility | 1 | X | WAT
Conventional Hydroelectric.WAT | hydro | TRUE | 18642 | Tennessee Valley Authority | 3412 | Ocoee 1 | TN | Polk | 1 | Conventional Hydroelectric | HY |  | S | 3.8 | 0.8 | 4.8 | 4.8 | 2.2 | N |  |  | N | Electric Utility | 1 | X | WAT
Conventional Hydroelectric.WAT | hydro | TRUE | 18642 | Tennessee Valley Authority | 3412 | Ocoee 1 | TN | Polk | 2 | Conventional Hydroelectric | HY |  | S | 3.8 | 0.8 | 4.8 | 4.8 | 2.2 | N |  |  | N | Electric Utility | 1 | X | WAT
Conventional Hydroelectric.WAT | hydro | TRUE | 18642 | Tennessee Valley Authority | 3412 | Ocoee 1 | TN | Polk | 3 | Conventional Hydroelectric | HY |  | S | 3.8 | 0.8 | 4.8 | 4.8 | 2.2 | N |  |  | N | Electric Utility | 1 | X | WAT
Conventional Hydroelectric.WAT | hydro | TRUE | 18642 | Tennessee Valley Authority | 3412 | Ocoee 1 | TN | Polk | 4 | Conventional Hydroelectric | HY |  | S | 3.8 | 0.8 | 4.8 | 4.8 | 2.2 | N |  |  | N | Electric Utility | 1 | X | WAT
Conventional Hydroelectric.WAT | hydro | TRUE | 18642 | Tennessee Valley Authority | 3412 | Ocoee 1 | TN | Polk | 5 | Conventional Hydroelectric | HY |  | S | 3.8 | 0.8 | 4.8 | 4.8 | 2.2 | N |  |  | N | Electric Utility | 1 | X | WAT
Conventional Hydroelectric.WAT | hydro | TRUE | 18642 | Tennessee Valley Authority | 3413 | Ocoee 2 | TN | Polk | 1 | Conventional Hydroelectric | HY |  | S | 11.5 | 0.8 | 10.8 | 10.8 | 6 | N |  |  | N | Electric Utility | 1 | X | WAT
Conventional Hydroelectric.WAT | hydro | TRUE | 18642 | Tennessee Valley Authority | 3413 | Ocoee 2 | TN | Polk | 2 | Conventional Hydroelectric | HY |  | S | 11.5 | 0.8 | 12.6 | 12.6 | 6 | N |  |  | N | Electric Utility | 1 | X | WAT
Conventional Hydroelectric.WAT | hydro | TRUE | 18642 | Tennessee Valley Authority | 3414 | Ocoee 3 | TN | Polk | 1 | Conventional Hydroelectric | HY |  | S | 28.8 | 0.9 | 28.6 | 28.6 | 10.8 | N |  |  | N | Electric Utility | 1 | X | WAT
Conventional Hydroelectric.WAT | hydro | TRUE | 18642 | Tennessee Valley Authority | 3415 | Pickwick Landing Dam | TN | Hardin | 1 | Conventional Hydroelectric | HY |  | S | 40 | 0.91 | 37.7 | 34.4 | 32.7 | N |  |  | N | Electric Utility | 1 | X | WAT