Solar Photovoltaic.SUN | solar PV | TRUE | 60059 | ZGlobal Inc | 61692 | IVC Solar | CA | Imperial | IVCS | Solar Photovoltaic | PV |  | W | 3 |  | 3 | 3 |  | N |  |  | N | IPP Non-CHP | 2 | X | SUN
Solar Photovoltaic.SUN | solar PV | TRUE | 61060 | Cypress Creek Renewables | 61693 | Buckleberry Solar | NC | Lenoir | GEN | Solar Photovoltaic | PV |  | S | 52.1 |  | 52.1 | 52.1 |  | N |  |  | N | IPP Non-CHP | 2 | X | SUN
Petroleum Liquids.DFO | petroleum | FALSE | 61307 | Lockheed Martin RMS | 61694 | Lockheed Martin Solar | FL | Orange | 35540 | Petroleum Liquids | IC |  | S | 0.1 | 0.8 | 0.1 | 0.1 | 0.1 | N |  |  | N | Industrial Non-CHP | 6 | X | DFO
Petroleum Liquids.DFO | petroleum | FALSE | 61307 | Lockheed Martin RMS | 61694 | Lockheed Martin Solar | FL | Orange | 35541 | Petroleum Liquids | IC |  | S | 0.4 | 0.8 | 0.4 | 0.4 | 0.1 | N |  |  | N | Industrial Non-CHP | 6 | X | DFO
Petroleum Liquids.DFO | petroleum | FALSE | 61307 | Lockheed Martin RMS | 61694 | Lockheed Martin Solar | FL | Orange | 35543 | Petroleum Liquids | IC |  | S | 0.1 | 0.8 | 0.1 | 0.1 | 0.1 | N |  |  | N | Industrial Non-CHP | 6 | X | DFO
Petroleum Liquids.DFO | petroleum | FALSE | 61307 | Lockheed Martin RMS | 61694 | Lockheed Martin Solar | FL | Orange | 38471 | Petroleum Liquids | IC |  | S | 0.8 | 0.8 | 0.8 | 0.8 | 0.1 | N |  |  | N | Industrial Non-CHP | 6 | X | DFO
Petroleum Liquids.DFO | petroleum | FALSE | 61307 | Lockheed Martin RMS | 61694 | Lockheed Martin Solar | FL | Orange | 38742 | Petroleum Liquids | IC |  | S | 0.2 | 0.8 | 0.2 | 0.2 | 0.1 | N |  |  | N | Industrial Non-CHP | 6 | X | DFO
Petroleum Liquids.DFO | petroleum | FALSE | 61307 | Lockheed Martin RMS | 61694 | Lockheed Martin Solar | FL | Orange | 38743 | Petroleum Liquids | IC |  | S | 0.2 | 0.8 | 0.2 | 0.2 | 0.1 | N |  |  | N | Industrial Non-CHP | 6 | X | DFO
Petroleum Liquids.DFO | petroleum | FALSE | 61307 | Lockheed Martin RMS | 61694 | Lockheed Martin Solar | FL | Orange | 38746 | Petroleum Liquids | IC |  | S | 0.2 | 0.8 | 0.2 | 0.2 | 0.1 | N |  |  | N | Industrial Non-CHP | 6 | X | DFO
Solar Photovoltaic.SUN | solar PV | FALSE | 61307 | Lockheed Martin RMS | 61694 | Lockheed Martin Solar | FL | Orange | SOLAR | Solar Photovoltaic | PV |  | S | 1.9 |  | 1.9 | 1.9 |  | N |  |  | N | Industrial Non-CHP | 6 | X | SUN
Solar Photovoltaic.SUN | solar PV | TRUE | 61309 | Johnson II CSG LLC | 61695 | Johnson II Community Solar | MN | Chisago | PV1 | Solar Photovoltaic | PV |  | S | 1 |  | 1 | 1 |  | N |  |  | N | IPP Non-CHP | 2 | X | SUN
Solar Photovoltaic.SUN | solar PV | TRUE | 61873 | GA Solar 4 | 61696 | Twiggs Solar | GA | Twiggs | TWIGG | Solar Photovoltaic | PV |  | S | 204 | 0.95 | 204 | 204 |  | N |  |  | N | IPP Non-CHP | 2 | X | SUN
Solar Photovoltaic.SUN | solar PV | TRUE | 62080 | Lamesa Solar II, L.L.C. | 61697 | Lamesa II | TX | Dawson | IVORY | Solar Photovoltaic | PV |  | S | 50 |  | 50 | 50 |  | N |  |  | N | IPP Non-CHP | 2 | X | SUN
Solar Photovoltaic.SUN | solar PV | TRUE | 58970 | Ecoplexus, Inc | 61698 | Folsom SP and CSP Sacramento | CA | Sacramento | FOLSM | Solar Photovoltaic | PV |  | S | 1.3 |  | 1.3 | 1.3 |  | N |  |  | N | IPP Non-CHP | 2 | X | SUN
Solar Photovoltaic.SUN | solar PV | TRUE | 61322 | TIG Sun Energy IV, LLC | 61699 | Otarre Solar Park | SC | Lexington | OTRRE | Solar Photovoltaic | PV |  | S | 1.6 |  | 1.6 | 1 |  | N |  |  | N | IPP Non-CHP | 2 | X | SUN
Solar Photovoltaic.SUN | solar PV | TRUE | 61323 | PowerFin ASL 1, LLC | 61700 | PowerFin Kingsbery | TX | Travis | PFPKB | Solar Photovoltaic | PV |  | S | 2.6 |  | 2.6 | 2.6 |  | N |  |  | N | IPP Non-CHP | 2 | X | SUN
Solar Photovoltaic.SUN | solar PV | TRUE | 5248 | Dominion Energy Inc. | 61701 | Seabrook Solar | SC | Beaufort | GEN1 | Solar Photovoltaic | PV |  | S | 72.5 | 1 | 72.5 | 72.5 |  | N |  |  | N | IPP Non-CHP | 2 | X | SUN
Landfill Gas.LFG | natural gas peaker | TRUE | 61335 | CommonWealth New Bedford Energy LLC | 61702 | Greater New Bedford LFG Utiliz. Facility | MA | Bristol | 11052 | Landfill Gas | IC |  | S | 3.3 | 0.8 | 3.2 | 3.2 | 1.6 | N |  |  | N | IPP Non-CHP | 2 | X | LFG | OBG
Solar Photovoltaic.SUN | solar PV | FALSE | 61332 | Sikorsky Aircraft Corporation | 61703 | Sikorsky Aircraft CHP | CT | Fairfield | PV-1 | Solar Photovoltaic | PV |  | S | 0.1 |  | 0.1 | 0.1 |  | N |  |  | N | Industrial CHP | 7 | X | SUN
Natural Gas Steam Turbine.NG | natural gas steam turbine | FALSE | 61332 | Sikorsky Aircraft Corporation | 61703 | Sikorsky Aircraft CHP | CT | Fairfield | STG-1 | Natural Gas Steam Turbine | ST |  | S | 0.6 | 0.8 | 0.6 | 0.6 | 0.1 | N |  |  | N | Industrial CHP | 7 | X | NG | DFO
Natural Gas Fired Combustion Turbine.NG | natural gas peaker | FALSE | 61332 | Sikorsky Aircraft Corporation | 61703 | Sikorsky Aircraft CHP | CT | Fairfield | TG-1 | Natural Gas Fired Combustion Turbine | GT |  | S | 9.2 | 0.8 | 10.3 | 11.8 | 1 | N |  |  | Y | Industrial CHP | 7 | T | NG | DFO
Solar Photovoltaic.SUN | solar PV | TRUE | 62759 | National Grid Renewables | 61704 | Aquila Community Solar | MN | Pope | AQUI | Solar Photovoltaic | PV |  | S | 1 |  | 1 | 1 |  | N |  |  | N | IPP Non-CHP | 2 | X | SUN
Solar Photovoltaic.SUN | solar PV | TRUE | 62759 | National Grid Renewables | 61705 | Acturus Community Solar | MN | Le Sueur | ARCT | Solar Photovoltaic | PV |  | S | 1 |  | 1 | 1 |  | N |  |  | N | IPP Non-CHP | 2 | X | SUN
Solar Photovoltaic.SUN | solar PV | TRUE | 62759 | National Grid Renewables | 61706 | Auriga Community Solar | MN | Murray | AURI | Solar Photovoltaic | PV |  | S | 1 |  | 1 | 1 |  | N |  |  | N | IPP Non-CHP | 2 | X | SUN
Solar Photovoltaic.SUN | solar PV | TRUE | 62759 | National Grid Renewables | 61707 | Canopus Community Solar | MN | Stearns | CANO | Solar Photovoltaic | PV |  | S | 1 |  | 1 | 1 |  | N |  |  | N | IPP Non-CHP | 2 | X | SUN
Solar Photovoltaic.SUN | solar PV | TRUE | 62759 | National Grid Renewables | 61708 | Sagitta Community Solar | MN | Chippewa | SAGI | Solar Photovoltaic | PV |  | S | 1 |  | 1 | 1 |  | N |  |  | N | IPP Non-CHP | 2 | X | SUN
Solar Photovoltaic.SUN | solar PV | TRUE | 62759 | National Grid Renewables | 61709 | Libra Community Solar | MN | Pope | LIBR | Solar Photovoltaic | PV |  | S | 1 |  | 1 | 1 |  | N |  |  | N | IPP Non-CHP | 2 | X | SUN
Solar Photovoltaic.SUN | solar PV | TRUE | 62759 | National Grid Renewables | 61710 | Aquarius Community Solar | MN | Lyon | AQUA | Solar Photovoltaic | PV |  | S | 1 |  | 1 | 1 |  | N |  |  | N | IPP Non-CHP | 2 | X | SUN
Solar Photovoltaic.SUN | solar PV | TRUE | 62759 | National Grid Renewables | 61711 | Cassiopeia Community Solar | MN | Pope | CASS | Solar Photovoltaic | PV |  | S | 1 |  | 1 | 1 |  | N |  |  | N | IPP Non-CHP | 2 | X | SUN
Solar Photovoltaic.SUN | solar PV | TRUE | 62759 | National Grid Renewables | 61712 | Crux Community Solar | MN | Dodge | CRUX | Solar Photovoltaic | PV |  | S | 1 |  | 1 | 1 |  | N |  |  | N | IPP Non-CHP | 2 | X | SUN
Solar Photovoltaic.SUN | solar PV | TRUE | 62759 | National Grid Renewables | 61713 | Leo Community Solar | MN | Murray | LEO | Solar Photovoltaic | PV |  | S | 1 |  | 1 | 1 |  | N |  |  | N | IPP Non-CHP | 2 | X | SUN
Solar Photovoltaic.SUN | solar PV | TRUE | 62759 | National Grid Renewables | 61715 | Deneb Community Solar | MN | Kandiyohi | DENE | Solar Photovoltaic | PV |  | S | 1 |  | 1 | 1 |  | N |  |  | N | IPP Non-CHP | 2 | X | SUN
Solar Photovoltaic.SUN | solar PV | TRUE | 62759 | National Grid Renewables | 61716 | Kaus Community Solar | MN | Dodge | KAUS | Solar Photovoltaic | PV |  | S | 1 |  | 1 | 1 |  | N |  |  | N | IPP Non-CHP | 2 | X | SUN
Solar Photovoltaic.SUN | solar PV | TRUE | 61347 | Scotch Settlement | 61717 | IRE Solar I, LLC | NY | St Lawrence | SSIRE | Solar Photovoltaic | PV |  | S | 1 |  | 1 | 1 |  | N |  |  | N | IPP Non-CHP | 2 | X | SUN
Solar Photovoltaic.SUN | solar PV | FALSE | 61348 | PCS Energy, LLC | 61718 | Aerolease | CA | Los Angeles | APLEX | Solar Photovoltaic | PV |  | S | 1.3 | 1 | 1.1 | 0.9 |  | N |  |  | N | Industrial Non-CHP | 6 | X | SUN
Solar Photovoltaic.SUN | solar PV | TRUE | 61345 | Lisbon West | 61719 | CJ Solar I, LLC | NY | St Lawrence | LWCJ1 | Solar Photovoltaic | PV |  | S | 2 | 1 | 2 | 2 |  | N |  |  | N | IPP Non-CHP | 2 | X | SUN
Solar Photovoltaic.SUN | solar PV | TRUE | 61346 | Lisbon East | 61720 | COU Solar I, LLC | NY | St Lawrence | LECOU | Solar Photovoltaic | PV |  | S | 1.5 | 1 | 1.5 | 1.5 |  | N |  |  | N | IPP Non-CHP | 2 | X | SUN
Batteries.MWH | battery storage | 0 | 61344 | Electrodes | 61721 | HEBT WLA 1 | CA | Orange | WLA01 | Batteries | BA |  | J | 1 |  | 1 | 1 | 0 | N |  |  | N | Commercial Non-CHP | 4 | X | MWH
Batteries.MWH | battery storage | 0 | 61344 | Electrodes | 61722 | HEBT Irvine 1 | CA | Orange | IRV01 | Batteries | BA |  | W | 1 |  | 1 | 1 | 0 | N |  |  | N | IPP Non-CHP | 2 | X | MWH
Batteries.MWH | battery storage | 0 | 61344 | Electrodes | 61722 | HEBT Irvine 1 | CA | Orange | IRV1W | Batteries | BA |  | W | 4.5 |  | 4.5 | 4.5 | 0 | N |  |  | N | IPP Non-CHP | 2 | X | MWH
Batteries.MWH | battery storage | 0 | 61344 | Electrodes | 61723 | HEBT Irvine 2 | CA | Orange | IRV06 | Batteries | BA |  | W | 2.5 |  | 2.5 | 2.5 |  | N |  |  | N | IPP Non-CHP | 2 | X | MWH
Batteries.MWH | battery storage | 0 | 61344 | Electrodes | 61723 | HEBT Irvine 2 | CA | Orange | IRV2W | Batteries | BA |  | W | 3.3 |  | 3.3 | 3.3 |  | N |  |  | N | IPP Non-CHP | 2 | X | MWH
Solar Photovoltaic.SUN | solar PV | TRUE | 60584 | Onyx Asset Services Group | 61724 | Onyx - Saratoga Springs Landfill Solar CSG | NY | Saratoga | 10254 | Solar Photovoltaic | PV |  | W | 2 |  | 2 | 2 |  | N |  |  | N | IPP Non-CHP | 2 | X | SUN
Solar Photovoltaic.SUN | solar PV | TRUE | 60571 | AEP Onsite Partners, LLC | 61725 | Madison County | NY | Madison | PV1 | Solar Photovoltaic | PV |  | S | 1.8 |  | 1.8 | 1.8 |  | N |  |  | N | IPP Non-CHP | 2 | X | SUN
Solar Photovoltaic.SUN | solar PV | TRUE | 60584 | Onyx Asset Services Group | 61726 | Onyx - Pembroke Landfill Solar | MA | Plymouth | 10244 | Solar Photovoltaic | PV |  | W | 2.4 |  | 2.4 | 2.4 |  | N |  |  | N | IPP Non-CHP | 2 | X | SUN
Solar Photovoltaic.SUN | solar PV | TRUE | 60584 | Onyx Asset Services Group | 61727 | Onyx - Brockton Thatcher Landfill Solar CSG | MA | Plymouth | 10238 | Solar Photovoltaic | PV |  | W | 3.7 |  | 3.7 | 3.7 |  | N |  |  | N | IPP Non-CHP | 2 | X | SUN
Solar Photovoltaic.SUN | solar PV | TRUE | 60584 | Onyx Asset Services Group | 61728 | Barrett Farm Solar - Phase I | CT | Windham | 10263 | Solar Photovoltaic | PV |  | W | 1.7 |  | 1.2 | 1 |  | N |  |  | N | IPP Non-CHP | 2 | X | SUN
Solar Photovoltaic.SUN | solar PV | TRUE | 9234 | Indiana Municipal Power Agency | 61729 | Richmond Solar Site 2 | IN | Wayne | SRIC2 | Solar Photovoltaic | PV |  | W | 7.4 |  | 7.4 | 6 |  | N |  |  | N | Electric Utility | 1 | X | SUN
Batteries.MWH | battery storage | 0 | 58764 | Origis Energy USA, Inc | 61730 | MA Solar Storage 1 Hybrid | MA | Worcester | 61730 | Batteries | BA |  | S | 1 |  | 1 | 1 | 0.2 | N |  |  | N | IPP Non-CHP | 2 | X | MWH
Solar Photovoltaic.SUN | solar PV | TRUE | 58764 | Origis Energy USA, Inc | 61730 | MA Solar Storage 1 Hybrid | MA | Worcester | SCSS1 | Solar Photovoltaic | PV |  | S | 1.1 |  | 1.1 | 1.1 |  | N |  |  | N | IPP Non-CHP | 2 | X | SUN
Solar Photovoltaic.SUN | solar PV | TRUE | 61354 | Solten Plainville 6000, LLC | 61731 | Solten Plainville 6000, LLC | MA | Norfolk | PLAIN | Solar Photovoltaic | PV |  | S | 4.9 |  | 4.9 | 4.9 |  | N |  |  | N | IPP Non-CHP | 2 | X | SUN
Solar Photovoltaic.SUN | solar PV | TRUE | 61356 | Solten Randolph 4500, LLC | 61732 | Randolph | MA | Norfolk | RAND | Solar Photovoltaic | PV |  | S | 3.8 |  | 3.8 | 3.8 |  | N |  |  | N | IPP Non-CHP | 2 | X | SUN
Solar Photovoltaic.SUN | solar PV | FALSE | 61357 | Haywood Solar, SMLLC | 61733 | Haywood Solar | TN | Haywood | HWOOD | Solar Photovoltaic | PV |  | S | 3 |  | 3 | 3 |  | N |  |  | N | Industrial Non-CHP | 6 | X | SUN
Onshore Wind Turbine.WND | onshore wind | FALSE | 61363 | Seneca Nation | 61734 | Seneca Nation Cattaraugus Wind Turbine | NY | Erie | 1 | Onshore Wind Turbine | WT |  | S | 1.5 |  | 1.5 | 1.5 | 0.1 | N |  |  | N | Commercial Non-CHP | 4 | X | WND
Onshore Wind Turbine.WND | onshore wind | TRUE | 61365 | Hilltopper Wind Project, LLC | 61735 | Hilltopper Wind Project | IL | Logan | WT1 | Onshore Wind Turbine | WT |  | S | 185 |  | 185 | 185 | 0 | N |  |  | N | IPP Non-CHP | 2 | X | WND
Solar Photovoltaic.SUN | solar PV | TRUE | 61366 | Woods Hill Solar, LLC | 61736 | Woods Hill Solar | CT | Windham | PV1 | Solar Photovoltaic | PV |  | S | 20 |  | 20 | 20 |  | N |  |  | N | IPP Non-CHP | 2 | X | SUN
Natural Gas Internal Combustion Engine.NG | natural gas peaker | TRUE | 61353 | Philadelphia Authority for Industrial Development | 61737 | Navy Yard Peaker Station | PA | Philadelphia | GEN1 | Natural Gas Internal Combustion Engine | IC |  | S | 2 | 0.8 | 2 | 2 | 1.4 | N |  |  | N | IPP Non-CHP | 2 | X | NG
Natural Gas Internal Combustion Engine.NG | natural gas peaker | TRUE | 61353 | Philadelphia Authority for Industrial Development | 61737 | Navy Yard Peaker Station | PA | Philadelphia | GEN2 | Natural Gas Internal Combustion Engine | IC |  | S | 2 | 0.8 | 2 | 2 | 1.4 | N |  |  | N | IPP Non-CHP | 2 | X | NG
Natural Gas Internal Combustion Engine.NG | natural gas peaker | TRUE | 61353 | Philadelphia Authority for Industrial Development | 61737 | Navy Yard Peaker Station | PA | Philadelphia | GEN3 | Natural Gas Internal Combustion Engine | IC |  | S | 2 | 0.8 | 2 | 2 | 1.4 | N |  |  | N | IPP Non-CHP | 2 | X | NG
Natural Gas Internal Combustion Engine.NG | natural gas peaker | TRUE | 61353 | Philadelphia Authority for Industrial Development | 61737 | Navy Yard Peaker Station | PA | Philadelphia | GEN4 | Natural Gas Internal Combustion Engine | IC |  | S | 2 | 0.8 | 2 | 2 | 1.4 | N |  |  | N | IPP Non-CHP | 2 | X | NG
Batteries.MWH | battery storage | 0 | 61353 | Philadelphia Authority for Industrial Development | 61737 | Navy Yard Peaker Station | PA | Philadelphia | GEN5 | Batteries | BA |  | S | 6.2 |  | 6.2 | 6.2 | 0.1 | N |  |  | N | IPP Non-CHP | 2 | X | MWH
Solar Photovoltaic.SUN | solar PV | TRUE | 61362 | GWCC PV Solar Farm | 61738 | GWCC PV Solar Farm | MD | Prince Georges | SOLAR | Solar Photovoltaic | PV |  | S | 1.6 |  | 1.6 | 1.6 |  | N |  |  | N | IPP Non-CHP | 2 | X | SUN
Batteries.MWH | battery storage | 0 | 61364 | Lockheed Martin RMS Syracuse | 61739 | Lockheed Martin RMS Syracuse | NY | Onondaga | SYR1 | Batteries | BA |  | S | 1 |  | 1 | 1 | 0.1 | N | 8 | 2027 | N | Industrial Non-CHP | 6 | X | MWH
Solar Photovoltaic.SUN | solar PV | TRUE | 61361 | Walton Solar | 61740 | Gratis Road Solar Facility | GA | Walton | GR01 | Solar Photovoltaic | PV |  | S | 3 |  | 3 | 3 |  | N |  |  | N | IPP Non-CHP | 2 | X | SUN
Batteries.MWH | battery storage | 0 | 1015 | Austin Energy | 61741 | Kingsberry Energy Storage System | TX | Travis | KBESS | Batteries | BA |  | S | 1.5 |  | 1.5 | 1.5 | 0 | N |  |  | N | Electric Utility | 1 | X | MWH
Flywheels.MWH | other | TRUE | 1015 | Austin Energy | 61742 | System Control Center | TX | Travis | GEN1 | Flywheels | FW |  | S | 2.5 |  | 2.5 | 2.5 | 2 | N |  |  | N | Electric Utility | 1 | X | MWH
Flywheels.MWH | other | TRUE | 1015 | Austin Energy | 61742 | System Control Center | TX | Travis | GEN2 | Flywheels | FW |  | S | 2.5 |  | 2.5 | 2.5 | 2 | N |  |  | N | Electric Utility | 1 | X | MWH
Other Natural Gas.NG | natural gas peaker | TRUE | 60195 | Groton Station Fuel Cell, LLC | 61743 | Naval Sub Base New London Fuel Cell | CT | New London | MMH2 | Other Natural Gas | FC |  | S | 3.7 | 1 | 3.7 | 3.7 | 0.4 | N |  |  | N | IPP Non-CHP | 2 | X | NG
Other Natural Gas.NG | natural gas peaker | TRUE | 60195 | Groton Station Fuel Cell, LLC | 61743 | Naval Sub Base New London Fuel Cell | CT | New London | MMH3 | Other Natural Gas | FC |  | S | 3.7 | 1 | 3.7 | 3.7 | 0.4 | N |  |  | N | IPP Non-CHP | 2 | X | NG
Solar Photovoltaic.SUN | solar PV | TRUE | 57210 | L'Oreal USA Products Inc | 61744 | L'Oreal Solar - Florence | KY | Boone | 1 | Solar Photovoltaic | PV |  | S | 1.1 |  | 0.9 | 0.6 |  | N |  |  | N | IPP Non-CHP | 2 | X | SUN
Onshore Wind Turbine.WND | onshore wind | TRUE | 56769 | Consolidated Edison Development Inc. | 61745 | Aurora County Wind | SD | Aurora | ACSD | Onshore Wind Turbine | WT |  | S | 20 |  | 20 | 20 | 0.1 | N |  |  | N | IPP Non-CHP | 2 | X | WND
Onshore Wind Turbine.WND | onshore wind | TRUE | 56769 | Consolidated Edison Development Inc. | 61746 | Brule County Wind | SD | Brule | BCSD | Onshore Wind Turbine | WT |  | S | 20 |  | 20 | 20 | 0.1 | N |  |  | N | IPP Non-CHP | 2 | X | WND
Onshore Wind Turbine.WND | onshore wind | TRUE | 61374 | Foxtail Wind, LLC | 61747 | Foxtail Wind, LLC | ND | Dickey | 1 | Onshore Wind Turbine | WT |  | W | 150 |  | 150 | 150 | 1 | N |  |  | N | Electric Utility | 1 | X | WND
Solar Photovoltaic.SUN | solar PV | TRUE | 61375 | Southern Current One, LLC | 61748 | Southern Current One, LLC | SC | Allendale | PRGE1 | Solar Photovoltaic | PV |  | S | 10.2 |  | 10.2 | 10.2 |  | N |  |  | N | IPP Non-CHP | 2 | X | SUN
Solar Photovoltaic.SUN | solar PV | TRUE | 56769 | Consolidated Edison Development Inc. | 61750 | Wistaria Ranch Solar | CA | Imperial | WICA | Solar Photovoltaic | PV |  | S | 106.7 |  | 100 | 100 |  | N |  |  | N | IPP Non-CHP | 2 | X | SUN
Solar Photovoltaic.SUN | solar PV | TRUE | 61373 | MERIT SI | 61751 | Rotor Clip | NJ | Somerset | RCLIP | Solar Photovoltaic | PV |  | W | 2.8 |  | 2.7 | 2.2 |  | N |  |  | N | IPP Non-CHP | 2 | X | SUN
Solar Photovoltaic.SUN | solar PV | TRUE | 60571 | AEP Onsite Partners, LLC | 61752 | Quincy II Solar Garden | CO | Arapahoe | PV1 | Solar Photovoltaic | PV |  | S | 1.5 |  | 1.5 | 1.5 |  | N |  |  | N | IPP Non-CHP | 2 | X | SUN
Solar Photovoltaic.SUN | solar PV | TRUE | 60571 | AEP Onsite Partners, LLC | 61753 | Imboden Solar Garden | CO | Adams | PV1 | Solar Photovoltaic | PV |  | S | 1.5 |  | 1.5 | 1.5 |  | N |  |  | N | IPP Non-CHP | 2 | X | SUN
Solar Photovoltaic.SUN | solar PV | TRUE | 60571 | AEP Onsite Partners, LLC | 61753 | Imboden Solar Garden | CO | Adams | PV2 | Solar Photovoltaic | PV |  | S | 1.5 |  | 1.5 | 1.5 |  | N |  |  | N | IPP Non-CHP | 2 | X | SUN
Natural Gas Internal Combustion Engine.NG | natural gas peaker | FALSE | 63182 | SunSelect Produce (California) Inc | 61754 | SunSelect1 | CA | Kern | 1 | Natural Gas Internal Combustion Engine | IC |  | S | 3.3 | 0.9 | 3.3 | 3.3 | 1.6 | N |  |  | Y | Industrial CHP | 7 | T | NG
Natural Gas Internal Combustion Engine.NG | natural gas peaker | FALSE | 63182 | SunSelect Produce (California) Inc | 61754 | SunSelect1 | CA | Kern | 2 | Natural Gas Internal Combustion Engine | IC |  | S | 3.3 | 0.9 | 3.3 | 3.3 | 1.6 | N |  |  | Y | Industrial CHP | 7 | T | NG
Solar Photovoltaic.SUN | solar PV | TRUE | 59254 | NuGen Capital Management | 61755 | East Acres Solar NG, LLC | MA | Berkshire | EA | Solar Photovoltaic | PV |  | S | 5.8 |  | 5.8 | 2.8 |  | N |  |  | N | IPP Non-CHP | 2 | X | SUN
Onshore Wind Turbine.WND | onshore wind | TRUE | 61381 | Meadow Lake Wind Farm VI LLC | 61756 | Meadow Lake Wind Farm VI LLC | IN | Benton | MWLVI | Onshore Wind Turbine | WT |  | S | 200.4 |  | 200.4 | 200.4 | 4 | N |  |  | N | IPP Non-CHP | 2 | X | WND
Landfill Gas.LFG | natural gas peaker | TRUE | 61382 | Gaston County Solid Waste and Recycling Division | 61758 | Gaston County Renewable Energy Center | NC | Gaston | GEN1 | Landfill Gas | IC |  | S | 1.4 | 0.8 | 1.4 | 1.4 | 0.7 | N |  |  | N | IPP Non-CHP | 2 | X | LFG
Landfill Gas.LFG | natural gas peaker | TRUE | 61382 | Gaston County Solid Waste and Recycling Division | 61758 | Gaston County Renewable Energy Center | NC | Gaston | GEN2 | Landfill Gas | IC |  | S | 1.4 | 0.8 | 1.4 | 1.4 | 0.7 | N |  |  | N | IPP Non-CHP | 2 | X | LFG
Landfill Gas.LFG | natural gas peaker | TRUE | 61382 | Gaston County Solid Waste and Recycling Division | 61758 | Gaston County Renewable Energy Center | NC | Gaston | GEN3 | Landfill Gas | IC |  | S | 1.4 | 0.8 | 1.4 | 1.4 | 0.7 | N |  |  | N | IPP Non-CHP | 2 | X | LFG
Solar Photovoltaic.SUN | solar PV | TRUE | 14063 | Oklahoma Gas & Electric Co | 61759 | Covington Solar Farm | OK | Garfield | CVS1 | Solar Photovoltaic | PV |  | S | 10 |  | 10 | 10 |  | N |  |  | N | Electric Utility | 1 | X | SUN
Wood/Wood Waste Biomass.WDS | biomass | TRUE | 61393 | Douglas County Forest Products | 61761 | Douglas County Forest Products | OR | Douglas | GEN-1 | Wood/Wood Waste Biomass | ST |  | S | 6.3 | 0.95 | 6.3 | 6.3 | 1 | N |  |  | Y | Industrial CHP | 7 | B | WDS
Solar Photovoltaic.SUN | solar PV | TRUE | 61383 | MN Solar Community, LLC | 61762 | Sherburne North Project CSG | MN | Sherburne | SHERB | Solar Photovoltaic | PV |  | S | 5 |  | 5 | 5 |  | N |  |  | N | IPP Non-CHP | 2 | X | SUN
Solar Photovoltaic.SUN | solar PV | TRUE | 6452 | Florida Power & Light Co | 61763 | Sunshine Gateway Solar Energy Center | FL | Columbia | 1 | Solar Photovoltaic | PV |  | S | 74.5 |  | 74.5 | 74.5 |  | N |  |  | N | Electric Utility | 1 | X | SUN
Batteries.MWH | battery storage | 0 | 6452 | Florida Power & Light Co | 61763 | Sunshine Gateway Solar Energy Center | FL | Columbia | 2 | Batteries | BA |  | S | 30 |  | 30 | 30 | 0.7 | N |  |  | N | Electric Utility | 1 | X | MWH
Solar Photovoltaic.SUN | solar PV | TRUE | 61391 | Gore Mountain Solar II, LLC | 61764 | Gore Mountain Solar II | NY | Washington | SNWH2 | Solar Photovoltaic | PV |  | S | 2 |  | 2 | 2 |  | N |  |  | N | IPP Non-CHP | 2 | X | SUN
Solar Photovoltaic.SUN | solar PV | TRUE | 61387 | HGS solar I, LLC | 61765 | HGS Solar I | NY | Washington | SNWH1 | Solar Photovoltaic | PV |  | S | 2 |  | 2 | 2 |  | N |  |  | N | IPP Non-CHP | 2 | X | SUN
Solar Photovoltaic.SUN | solar PV | TRUE | 6452 | Florida Power & Light Co | 61766 | Miami Dade Solar Energy Center | FL | Miami Dade | 1 | Solar Photovoltaic | PV |  | S | 74.5 |  | 74.5 | 74.5 |  | N |  |  | N | Electric Utility | 1 | X | SUN
Solar Photovoltaic.SUN | solar PV | TRUE | 6452 | Florida Power & Light Co | 61767 | Pioneer Trail Solar Energy Center | FL | Volusia | 1 | Solar Photovoltaic | PV |  | S | 74.5 |  | 74.5 | 74.5 |  | N |  |  | N | Electric Utility | 1 | X | SUN
Solar Photovoltaic.SUN | solar PV | TRUE | 6452 | Florida Power & Light Co | 61768 | Interstate Solar Energy Center | FL | St Lucie | 1 | Solar Photovoltaic | PV |  | S | 74.5 |  | 74.5 | 74.5 |  | N |  |  | N | Electric Utility | 1 | X | SUN
Solar Photovoltaic.SUN | solar PV | TRUE | 61388 | Syncarpha Hancock I, LLC | 61769 | Syncarpha Hancock I CSG | MA | Berkshire | SYNH1 | Solar Photovoltaic | PV |  | S | 2 |  | 2 | 2 |  | N |  |  | N | IPP Non-CHP | 2 | X | SUN
Solar Photovoltaic.SUN | solar PV | TRUE | 61389 | Syncarpha Hancock II, LLC | 61770 | Syncarpha Hancock II CSG | MA | Berkshire | SYNH2 | Solar Photovoltaic | PV |  | S | 2 |  | 2 | 2 |  | N |  |  | N | IPP Non-CHP | 2 | X | SUN
Solar Photovoltaic.SUN | solar PV | TRUE | 61390 | Syncarpha Hancock III, LLC | 61771 | Syncarpha Hancock III CSG | MA | Berkshire | SYNH3 | Solar Photovoltaic | PV |  | S | 1 |  | 1 | 1 |  | N |  |  | N | IPP Non-CHP | 2 | X | SUN
Onshore Wind Turbine.WND | onshore wind | TRUE | 57416 | Acciona Energy USA Global, LLC | 61773 | Palmas Wind, LLC | TX | Cameron | PW | Onshore Wind Turbine | WT |  | S | 144.9 |  | 142.6 | 142.6 | 0 | N |  |  | N | IPP Non-CHP | 2 | X | WND
Solar Photovoltaic.SUN | solar PV | TRUE | 61392 | Syncarpha Still River, LLC | 61774 | Syncarpha Still River, LLC CSG | MA | Worcester | SYNBO | Solar Photovoltaic | PV |  | S | 2 |  | 2 | 2 |  | N |  |  | N | IPP Non-CHP | 2 | X | SUN
Onshore Wind Turbine.WND | onshore wind | FALSE | 61397 | Town of Otis | 61775 | Town of Otis Wind Energy Project | MA | Berkshire | OT196 | Onshore Wind Turbine | WT |  | S | 1.5 |  | 1.5 | 1.5 | 0.1 | N |  |  | N | Commercial Non-CHP | 4 | X | WND
Onshore Wind Turbine.WND | onshore wind | TRUE | 61396 | Midway Wind, LLC | 61776 | Midway Wind, LLC | TX | San Patricio | MIDWY | Onshore Wind Turbine | WT |  | S | 162.9 | 0.95 | 162.9 | 162.9 | 0 | N |  |  | N | IPP Non-CHP | 2 | X | WND
Landfill Gas.LFG | natural gas peaker | TRUE | 57249 | EPP Renewable Energy | 61777 | Brevard | FL | Brevard | ENG1 | Landfill Gas | IC |  | S | 1.6 | 0.8 | 1.6 | 1.6 | 0.8 | N |  |  | N | IPP Non-CHP | 2 | X | LFG
Landfill Gas.LFG | natural gas peaker | TRUE | 57249 | EPP Renewable Energy | 61777 | Brevard | FL | Brevard | ENG2 | Landfill Gas | IC |  | S | 1.6 | 0.8 | 1.6 | 1.6 | 0.8 | N |  |  | N | IPP Non-CHP | 2 | X | LFG
Landfill Gas.LFG | natural gas peaker | TRUE | 57249 | EPP Renewable Energy | 61777 | Brevard | FL | Brevard | ENG3 | Landfill Gas | IC |  | S | 1.6 | 0.8 | 1.6 | 1.6 | 0.8 | N |  |  | N | IPP Non-CHP | 2 | X | LFG
Landfill Gas.LFG | natural gas peaker | TRUE | 57249 | EPP Renewable Energy | 61777 | Brevard | FL | Brevard | ENG6 | Landfill Gas | IC |  | S | 1.6 | 0.8 | 1.6 | 1.6 | 0.8 | N |  |  | N | IPP Non-CHP | 2 | X | LFG
Solar Photovoltaic.SUN | solar PV | TRUE | 61401 | North 301 Solar, LLC | 61778 | North 301 Solar | NC | Halifax | N301 | Solar Photovoltaic | PV |  | S | 20 |  | 20 | 20 |  | N |  |  | N | IPP Non-CHP | 2 | X | SUN
Landfill Gas.LFG | natural gas peaker | TRUE | 61402 | Hernando Energy | 61779 | Hernando | FL | Hernando | ENG1 | Landfill Gas | IC |  | S | 1.6 | 0.8 | 1.6 | 1.6 | 0.8 | N |  |  | N | IPP Non-CHP | 2 | X | LFG
Landfill Gas.LFG | natural gas peaker | TRUE | 57249 | EPP Renewable Energy | 61780 | Seminole Energy | FL | Seminole | ENG1 | Landfill Gas | IC |  | S | 1.6 | 0.8 | 1.6 | 1.6 | 0.8 | N |  |  | N | IPP Non-CHP | 2 | X | LFG
Landfill Gas.LFG | natural gas peaker | TRUE | 57249 | EPP Renewable Energy | 61780 | Seminole Energy | FL | Seminole | ENG2 | Landfill Gas | IC |  | S | 1.6 | 0.8 | 1.6 | 1.6 | 0.8 | N |  |  | N | IPP Non-CHP | 2 | X | LFG
Landfill Gas.LFG | natural gas peaker | TRUE | 57249 | EPP Renewable Energy | 61780 | Seminole Energy | FL | Seminole | ENG3 | Landfill Gas | IC |  | S | 1.6 | 0.8 | 1.6 | 1.6 | 0.8 | N |  |  | N | IPP Non-CHP | 2 | X | LFG
Solar Photovoltaic.SUN | solar PV | TRUE | 61404 | Edenton Solar | 61781 | Edenton Solar | NC | Chowan | EDE | Solar Photovoltaic | PV |  | S | 5 |  | 5 | 5 |  | N |  |  | N | IPP Non-CHP | 2 | X | SUN
Onshore Wind Turbine.WND | onshore wind | TRUE | 56201 | Engie North America | 61782 | Live Oak Wind Project | TX | Schleicher | WTGS | Onshore Wind Turbine | WT |  | W | 199.5 | 0.95 | 199.5 | 199.5 | 2.6 | N |  |  | N | IPP Non-CHP | 2 | X | WND
Onshore Wind Turbine.WND | onshore wind | TRUE | 49893 | Invenergy Services LLC | 61784 | Upstream Wind Energy LLC | NE | Antelope | UWE | Onshore Wind Turbine | WT |  | S | 202.5 |  | 202.5 | 202.5 | 2 | N |  |  | N | IPP Non-CHP | 2 | X | WND
Solar Photovoltaic.SUN | solar PV | TRUE | 49893 | Invenergy Services LLC | 61785 | Camilla Solar Energy Project | GA | Mitchell | CAMSR | Solar Photovoltaic | PV |  | S | 171.4 |  | 171.4 | 171.4 |  | N |  |  | N | IPP Non-CHP | 2 | X | SUN
Other Natural Gas.NG | natural gas peaker | TRUE | 60571 | AEP Onsite Partners, LLC | 61786 | Trinity College Fuel Cell | CT | Hartford | MB-22 | Other Natural Gas | FC |  | S | 1.4 | 1 | 1.4 | 1.4 | 1.1 | N |  |  | N | IPP Non-CHP | 2 | X | NG
Onshore Wind Turbine.WND | onshore wind | TRUE | 49893 | Invenergy Services LLC | 61787 | Bishop Hill III | IL | Henry | BHIII | Onshore Wind Turbine | WT |  | S | 119 | 0.9 | 119 | 119 | 2 | N |  |  | N | IPP Non-CHP | 2 | X | WND
Onshore Wind Turbine.WND | onshore wind | TRUE | 61415 | Hilltop Power, LLC | 61788 | Hilltop Power | MN | Pipestone | WT | Onshore Wind Turbine | WT |  | S | 2 |  | 2 | 2 | 0.1 | N |  |  | N | IPP Non-CHP | 2 | X | WND
Onshore Wind Turbine.WND | onshore wind | TRUE | 61413 | Enel Green Power Diamond Vista Wind Project, LLC | 61789 | Diamond Vista Wind Project, LLC | KS | Marion | DV | Onshore Wind Turbine | WT |  | S | 299.3 |  | 299.3 | 299.3 | 0 | N |  |  | N | IPP Non-CHP | 2 | X | WND
Solar Photovoltaic.SUN | solar PV | TRUE | 56622 | Shaw Creek Solar | 61790 | Shaw Creek Solar, LLC | SC | Aiken | SHAWC | Solar Photovoltaic | PV |  | S | 74.9 | 1 | 74.9 | 74.9 | 0.1 | N |  |  | N | IPP Non-CHP | 2 | X | SUN
Solar Photovoltaic.SUN | solar PV | TRUE | 61418 | Stage Gulch Solar, LLC | 61791 | Stage Gulch Solar | CA | Sonoma | 5001 | Solar Photovoltaic | PV |  | S | 1 | 1 | 0.8 | 0.7 |  | N |  |  | N | IPP Non-CHP | 2 | X | SUN
Solar Photovoltaic.SUN | solar PV | TRUE | 61417 | Lavio Solar, LLC | 61792 | Lavio Solar | CA | Sonoma | 5002 | Solar Photovoltaic | PV |  | S | 1 | 1 | 1 | 0.5 |  | N |  |  |  | IPP Non-CHP | 2 |  | SUN
Solar Photovoltaic.SUN | solar PV | TRUE | 61409 | Heyer CSG LLC | 61793 | Heyer CSG | MN | Rice | HEYER | Solar Photovoltaic | PV |  | S | 1 |  | 1 | 1 |  | N |  |  | N | IPP Non-CHP | 2 | X | SUN
Solar Photovoltaic.SUN | solar PV | TRUE | 61419 | Luminace Solar MC, LLC | 61794 | Gateway Solar | MD | Worcester | GTWYN | Solar Photovoltaic | PV |  | S | 5 |  | 5 | 5 |  | N |  |  | N | IPP Non-CHP | 2 | X | SUN
Solar Photovoltaic.SUN | solar PV | TRUE | 61419 | Luminace Solar MC, LLC | 61794 | Gateway Solar | MD | Worcester | GTWYS | Solar Photovoltaic | PV |  | S | 2.6 |  | 2.6 | 2.6 |  | N |  |  | N | IPP Non-CHP | 2 | X | SUN
Batteries.MWH | battery storage | 0 | 61420 | ENGIE Storage Services NA LLC | 61795 | Pacific Union College BESS | CA | Napa | 12649 | Batteries | BA |  | S | 1 |  | 1 | 1 | 0 | N |  |  | N | Commercial Non-CHP | 4 | X | MWH
Solar Photovoltaic.SUN | solar PV | TRUE | 9961 | Kansas Electric Power Coop Inc | 61798 | Prairie Sky Solar Farm | KS | Butler | 1 | Solar Photovoltaic | PV |  | S | 1 |  | 1 | 1 |  | N |  |  | N | Electric Utility | 1 | X | SUN
Solar Photovoltaic.SUN | solar PV | TRUE | 9234 | Indiana Municipal Power Agency | 61799 | Rensselaer Solar Site 2 | IN | Jasper | SREN2 | Solar Photovoltaic | PV |  | W | 3.8 |  | 3.8 | 3.1 |  | N |  |  | N | Electric Utility | 1 | X | SUN
Solar Photovoltaic.SUN | solar PV | TRUE | 60370 | DG AMP Solar, LLC | 61800 | DG AMP Solar Smyrna | DE | Kent | AMPSM | Solar Photovoltaic | PV |  | S | 1.2 |  | 1.2 | 1.2 |  | N |  |  | N | IPP Non-CHP | 2 | X | SUN
Solar Photovoltaic.SUN | solar PV | TRUE | 61012 | AES Distributed Energy | 61804 | City of Rochester Solar | NY | Monroe | ROC01 | Solar Photovoltaic | PV |  | S | 1.8 |  | 1.8 | 1.8 |  | N |  |  | N | IPP Non-CHP | 2 | X | SUN
Solar Photovoltaic.SUN | solar PV | TRUE | 60370 | DG AMP Solar, LLC | 61805 | DG AMP Solar Piqua Staunton | OH | Miami | AMPPS | Solar Photovoltaic | PV |  | S | 1.8 |  | 1.8 | 1.8 |  | N |  |  | N | IPP Non-CHP | 2 | X | SUN
Solar Photovoltaic.SUN | solar PV | TRUE | 6455 | Duke Energy Florida, LLC | 61807 | Hamilton Solar Power Plant | FL | Hamilton | PV1 | Solar Photovoltaic | PV |  | S | 74.9 |  | 74.9 | 74.9 |  | N |  |  | N | Electric Utility | 1 | X | SUN
Solar Photovoltaic.SUN | solar PV | TRUE | 61435 | EGP Stillwater Solar PV II, LLC | 61809 | EGP Stillwater Solar PV II, LLC | NV | Churchill | STWII | Solar Photovoltaic | PV |  | W | 20 |  | 20 | 20 |  | N |  |  | N | IPP Non-CHP | 2 | X | SUN
Solar Photovoltaic.SUN | solar PV | TRUE | 61060 | Cypress Creek Renewables | 61810 | Chisum | TX | Lamar | GEN1 | Solar Photovoltaic | PV |  | S | 10 |  | 10 | 10 |  | N |  |  | N | IPP Non-CHP | 2 | X | SUN
Solar Photovoltaic.SUN | solar PV | TRUE | 61436 | Titan Solar, LLC | 61811 | Titan Solar | CO | Arapahoe | PCEC | Solar Photovoltaic | PV |  | S | 50 |  | 50 | 50 |  | N |  |  | N | IPP Non-CHP | 2 | X | SUN
Solar Photovoltaic.SUN | solar PV | TRUE | 61425 | Ranchland Solar, LLC | 61813 | Ranchland Solar, LLC | NC | Currituck | RCHLD | Solar Photovoltaic | PV |  | S | 60 |  | 60 | 60 |  | N |  |  | N | IPP Non-CHP | 2 | X | SUN
Solar Photovoltaic.SUN | solar PV | TRUE | 61428 | Kearsarge Concord II LLC | 61814 | Kearsarge Concord II | MA | Middlesex | CII | Solar Photovoltaic | PV |  | S | 4.5 |  | 4.5 | 4.5 |  | N |  |  | N | IPP Non-CHP | 2 | X | SUN
Solar Photovoltaic.SUN | solar PV | TRUE | 61426 | Kearsarge Granby LLC | 61815 | Kearsarge Granby | MA | Hampshire | KSG1 | Solar Photovoltaic | PV |  | S | 0.5 |  | 0.5 | 0.5 |  | N |  |  | N | IPP Non-CHP | 2 | X | SUN
Solar Photovoltaic.SUN | solar PV | TRUE | 61426 | Kearsarge Granby LLC | 61815 | Kearsarge Granby | MA | Hampshire | KSG2 | Solar Photovoltaic | PV |  | S | 0.5 |  | 0.5 | 0.5 |  | N |  |  | N | IPP Non-CHP | 2 | X | SUN
Solar Photovoltaic.SUN | solar PV | TRUE | 61426 | Kearsarge Granby LLC | 61815 | Kearsarge Granby | MA | Hampshire | KSG5 | Solar Photovoltaic | PV |  | S | 0.5 |  | 0.5 | 0.5 |  | N |  |  | N | IPP Non-CHP | 2 | X | SUN
Solar Photovoltaic.SUN | solar PV | TRUE | 61426 | Kearsarge Granby LLC | 61815 | Kearsarge Granby | MA | Hampshire | KSG6 | Solar Photovoltaic | PV |  | S | 0.5 |  | 0.5 | 0.5 |  | N |  |  | N | IPP Non-CHP | 2 | X | SUN
Solar Photovoltaic.SUN | solar PV | TRUE | 61426 | Kearsarge Granby LLC | 61815 | Kearsarge Granby | MA | Hampshire | KSG7 | Solar Photovoltaic | PV |  | S | 0.5 |  | 0.5 | 0.5 |  | N |  |  | N | IPP Non-CHP | 2 | X | SUN
Solar Photovoltaic.SUN | solar PV | FALSE | 57389 | IKEA Property Inc | 61816 | IKEA Oak Creek Rooftop PV System | WI | Milwaukee | PV1 | Solar Photovoltaic | PV |  | S | 1.2 |  | 1.2 | 1.2 |  | N |  |  | N | Commercial Non-CHP | 4 | X | SUN
Solar Photovoltaic.SUN | solar PV | TRUE | 61187 | DG Minnesota CSG, LLC | 61817 | Big Lake Project CSG | MN | Sherburne | BIGLA | Solar Photovoltaic | PV |  | S | 5 |  | 5 | 5 |  | N |  |  | N | IPP Non-CHP | 2 | X | SUN
Solar Photovoltaic.SUN | solar PV | TRUE | 60370 | DG AMP Solar, LLC | 61818 | DG AMP Solar Brewster | OH | Stark | AMPBR | Solar Photovoltaic | PV |  | S | 1.9 |  | 1.9 | 1.9 |  | N |  |  | N | IPP Non-CHP | 2 | X | SUN
Solar Photovoltaic.SUN | solar PV | FALSE | 57389 | IKEA Property Inc | 61819 | IKEA Conshohocken Rooftop PV System | PA | Montgomery | 211 | Solar Photovoltaic | PV |  | S | 1 |  | 1 | 1 |  | N |  |  | N | Commercial Non-CHP | 4 | X | SUN
Other Natural Gas.NG | natural gas peaker | FALSE | 57389 | IKEA Property Inc | 61820 | IKEA New Haven Rooftop PV & Fuel Cell | CT | New Haven | 213FC | Other Natural Gas | FC |  | S | 0.3 |  | 0.3 | 0.3 | 0.3 | N |  |  | N | Commercial Non-CHP | 4 | X | NG
Solar Photovoltaic.SUN | solar PV | FALSE | 57389 | IKEA Property Inc | 61820 | IKEA New Haven Rooftop PV & Fuel Cell | CT | New Haven | 213PV | Solar Photovoltaic | PV |  | S | 0.8 |  | 0.8 | 0.8 |  | N |  |  | N | Commercial Non-CHP | 4 | X | SUN
Solar Photovoltaic.SUN | solar PV | FALSE | 57389 | IKEA Property Inc | 61821 | IKEA Jacksonville Rooftop PV System | FL | Duval | PV1 | Solar Photovoltaic | PV |  | S | 1.4 |  | 1.4 | 1.4 |  | N |  |  | N | Commercial Non-CHP | 4 | X | SUN
Petroleum Liquids.DFO | petroleum | FALSE | 61440 | Princeton Energy Center LLC | 61822 | Princeton Energy Center, LLC | NJ | Middlesex | EDG1 | Petroleum Liquids | IC |  | S | 2 | 0.9 | 2 | 2 | 0.7 | N |  |  | N | Commercial CHP | 5 | X | DFO
Petroleum Liquids.DFO | petroleum | FALSE | 61440 | Princeton Energy Center LLC | 61822 | Princeton Energy Center, LLC | NJ | Middlesex | EDG2 | Petroleum Liquids | IC |  | S | 2 | 0.9 | 2 | 2 | 0.7 | N |  |  | N | Commercial CHP | 5 | X | DFO
Petroleum Liquids.DFO | petroleum | FALSE | 61440 | Princeton Energy Center LLC | 61822 | Princeton Energy Center, LLC | NJ | Middlesex | EDG3 | Petroleum Liquids | IC |  | S | 2 | 0.9 | 2 | 2 | 0.7 | N |  |  | N | Commercial CHP | 5 | X | DFO
Natural Gas Fired Combustion Turbine.NG | natural gas peaker | FALSE | 61440 | Princeton Energy Center LLC | 61822 | Princeton Energy Center, LLC | NJ | Middlesex | GT1 | Natural Gas Fired Combustion Turbine | GT |  | S | 4.6 | 0.9 | 4.4 | 4.4 | 2 | N |  |  | Y | Commercial CHP | 5 | T | NG
Solar Photovoltaic.SUN | solar PV | FALSE | 61440 | Princeton Energy Center LLC | 61822 | Princeton Energy Center, LLC | NJ | Middlesex | S1 | Solar Photovoltaic | PV |  | S | 0.2 |  | 0.2 | 0.2 |  | N |  |  | N | Commercial CHP | 5 | X | SUN
Solar Photovoltaic.SUN | solar PV | TRUE | 61944 | MN8 Energy LLC | 61824 | RPUWD Scheuer Well Solar Project | CA | San Bernardino | RPU2 | Solar Photovoltaic | PV |  | W | 3 |  | 3 | 3 |  | N |  |  | N | IPP Non-CHP | 2 | X | SUN
Solar Photovoltaic.SUN | solar PV | TRUE | 61944 | MN8 Energy LLC | 61825 | Dignity - Siena Campus | NV | Clark | PV1 | Solar Photovoltaic | PV |  | S | 1.4 |  | 1.4 | 1.4 |  | N |  |  | N | IPP Non-CHP | 2 | X | SUN
Solar Photovoltaic.SUN | solar PV | TRUE | 19436 | Union Electric Co - (MO) | 61826 | O'Fallon Renewable Energy Center | MO | St Charles | OREC | Solar Photovoltaic | PV |  | S | 4.5 |  | 4.5 | 4.5 |  | N |  |  | N | Electric Utility | 1 | X | SUN
Solar Photovoltaic.SUN | solar PV | TRUE | 61451 | SP Solar 7, LLC | 61827 | Dayton Cutoff Solar | OR | Yamhill | PGRC3 | Solar Photovoltaic | PV |  | S | 2.2 |  | 2.2 | 2.2 |  | N |  |  | N | IPP Non-CHP | 2 | X | SUN
Solar Photovoltaic.SUN | solar PV | TRUE | 61450 | SP Solar 8, LLC | 61828 | Valley Creek Solar | OR | Polk | PGRC6 | Solar Photovoltaic | PV |  | S | 2.2 |  | 2.2 | 2.2 |  | N |  |  | N | IPP Non-CHP | 2 | X | SUN
Solar Photovoltaic.SUN | solar PV | TRUE | 61449 | Silverton Solar, LLC | 61829 | Silverton Solar | OR | Marion | PGRC7 | Solar Photovoltaic | PV |  | S | 2.2 |  | 2.2 | 2.2 |  | N |  |  | N | IPP Non-CHP | 2 | X | SUN
Solar Photovoltaic.SUN | solar PV | TRUE | 61448 | Sheep Solar, LLC | 61830 | Sheep Solar | OR | Marion | PGRC8 | Solar Photovoltaic | PV |  | S | 2.2 |  | 2.2 | 2.2 |  | N |  |  | N | IPP Non-CHP | 2 | X | SUN
Solar Photovoltaic.SUN | solar PV | TRUE | 61445 | SP Solar 6, LLC | 61831 | Colton Solar | OR | Clackamas | PGRC2 | Solar Photovoltaic | PV |  | S | 2.2 |  | 2.2 | 2.2 |  | N |  |  | N | IPP Non-CHP | 2 | X | SUN
Solar Photovoltaic.SUN | solar PV | TRUE | 61447 | SP Solar 1, LLC | 61832 | Interstate Solar | OR | Marion | PGRC5 | Solar Photovoltaic | PV |  | S | 2.2 |  | 2.2 | 2.2 |  | N |  |  | N | IPP Non-CHP | 2 | X | SUN
Solar Photovoltaic.SUN | solar PV | TRUE | 61446 | Freedom Solar, LLC | 61833 | Freedom Solar | SC | Dillon | PGRC9 | Solar Photovoltaic | PV |  | S | 5 |  | 5 | 5 |  | N |  |  | N | IPP Non-CHP | 2 | X | SUN
Solar Photovoltaic.SUN | solar PV | TRUE | 61453 | Soboba Band of Luiseno Indians | 61834 | Soboba Community Solar Project | CA | Riverside | SCSP1 | Solar Photovoltaic | PV |  | S | 1 |  | 0.9 | 0.8 |  | N |  |  | N | Electric Utility | 1 | X | SUN
Solar Photovoltaic.SUN | solar PV | TRUE | 61453 | Soboba Band of Luiseno Indians | 61834 | Soboba Community Solar Project | CA | Riverside | SCSP2 | Solar Photovoltaic | PV |  | S | 1 |  | 0.8 | 0.8 |  | N |  |  | N | Electric Utility | 1 | X | SUN
Solar Photovoltaic.SUN | solar PV | TRUE | 61454 | NorWest Energy 14, LLC | 61835 | Grand Ronde Solar | OR | Polk | PGRC4 | Solar Photovoltaic | PV |  | S | 2.2 |  | 2.2 | 2.2 |  | N |  |  | N | IPP Non-CHP | 2 | X | SUN
Onshore Wind Turbine.WND | onshore wind | TRUE | 61458 | Minco Wind IV, LLC | 61836 | Minco Wind IV, LLC | OK | Canadian | MIV | Onshore Wind Turbine | WT |  | S | 130 |  | 130 | 130 | 130 | N |  |  | N | IPP Non-CHP | 2 | X | WND
Natural Gas Steam Turbine.NG | natural gas steam turbine | FALSE | 61457 | Cleveland Thermal, LLC | 61838 | Cleveland Thermal | OH | Cuyahoga | ST1 | Natural Gas Steam Turbine | ST |  | S | 0.5 | 0.88 | 0.5 | 0.5 | 0.1 | N |  |  | Y | Commercial CHP | 5 | T | NG
Natural Gas Steam Turbine.NG | natural gas steam turbine | FALSE | 61457 | Cleveland Thermal, LLC | 61838 | Cleveland Thermal | OH | Cuyahoga | ST2 | Natural Gas Steam Turbine | ST |  | S | 0.5 | 0.88 | 0.5 | 0.5 | 0.1 | N |  |  | Y | Commercial CHP | 5 | T | NG
Solar Photovoltaic.SUN | solar PV | TRUE | 61204 | Today's Power, Inc. | 61839 | FECC Solar Benton | AR | Saline | FECC1 | Solar Photovoltaic | PV |  | S | 1 |  | 1 | 1 |  | N |  |  | N | Electric Utility | 1 | X | SUN
Solar Photovoltaic.SUN | solar PV | TRUE | 60496 | Adapture Renewables, Inc. | 61840 | Hope Farm Solar, LLC | RI | Providence | HOPE | Solar Photovoltaic | PV |  | S | 10 |  | 10 | 10 |  | N |  |  | N | IPP Non-CHP | 2 | X | SUN
Solar Photovoltaic.SUN | solar PV | TRUE | 60025 | Greenbacker Renewable Energy Corporation | 61842 | Sun Farm VI, LLC | NC | Perquimans | PV1 | Solar Photovoltaic | PV |  | S | 5 |  | 4.8 | 4.8 |  | N |  |  | N | IPP Non-CHP | 2 | X | SUN
Solar Photovoltaic.SUN | solar PV | TRUE | 60584 | Onyx Asset Services Group | 61843 | SeaWorld Aquatica | CA | San Diego | 10276 | Solar Photovoltaic | PV |  | W | 1.1 |  | 1.1 | 1.1 |  | N |  |  | N | IPP Non-CHP | 2 | X | SUN
Solar Photovoltaic.SUN | solar PV | TRUE | 60496 | Adapture Renewables, Inc. | 61844 | Brush Solar Center | OR | Baker | BRUSH | Solar Photovoltaic | PV |  | S | 2.8 |  | 2.8 | 2.8 |  | N |  |  | N | IPP Non-CHP | 2 | X | SUN
Other Waste Biomass.OBG | biomass | TRUE | 61467 | Central CA Fuel Cell 2, LLC | 61846 | Tulare BioMAT Fuel Cell | CA | Tulare | MM27 | Other Waste Biomass | FC |  | S | 2.8 | 1 | 2.8 | 2.8 | 2.2 | N |  |  | Y | IPP CHP | 3 | T | OBG | NG
Solar Photovoltaic.SUN | solar PV | TRUE | 60584 | Onyx Asset Services Group | 61847 | Broadalbin | NY | Fulton | 10046 | Solar Photovoltaic | PV |  | W | 2 |  | 2 | 2 |  | N |  |  | N | IPP Non-CHP | 2 | X | SUN
Onshore Wind Turbine.WND | onshore wind | FALSE | 61470 | PYCO Industries, Inc. | 61848 | PYCO Industries, Inc. Wind Farm | TX | Lubbock | WT1 | Onshore Wind Turbine | WT |  | S | 10 |  | 3 | 4.4 | 0.2 | N |  |  | N | Industrial Non-CHP | 6 | X | WND
Solar Photovoltaic.SUN | solar PV | TRUE | 63249 | Terraform Arcadia | 61849 | Danville | VA | Pittsylvania | SO291 | Solar Photovoltaic | PV |  | S | 6 |  | 6 | 6 |  | N |  |  | N | IPP Non-CHP | 2 | X | SUN
Petroleum Liquids.DFO | petroleum | TRUE | 471 | Amana Society Service Co | 61850 | Amana Society Service Company | IA | Iowa | IC1 | Petroleum Liquids | IC |  | S | 1.8 | 0.8 | 1.8 | 1.8 | 0.5 | N |  |  | N | IPP Non-CHP | 2 | X | DFO
Petroleum Liquids.DFO | petroleum | TRUE | 471 | Amana Society Service Co | 61850 | Amana Society Service Company | IA | Iowa | IC10 | Petroleum Liquids | IC |  | S | 1.8 | 0.8 | 1.8 | 1.8 | 0.5 | N |  |  | N | IPP Non-CHP | 2 | X | DFO
Petroleum Liquids.DFO | petroleum | TRUE | 471 | Amana Society Service Co | 61850 | Amana Society Service Company | IA | Iowa | IC11 | Petroleum Liquids | IC |  | S | 1.8 | 0.8 | 1.8 | 1.8 | 0.5 | N |  |  | N | IPP Non-CHP | 2 | X | DFO
Petroleum Liquids.DFO | petroleum | TRUE | 471 | Amana Society Service Co | 61850 | Amana Society Service Company | IA | Iowa | IC12 | Petroleum Liquids | IC |  | S | 1.8 | 0.8 | 1.8 | 1.8 | 0.5 | N |  |  | N | IPP Non-CHP | 2 | X | DFO
Petroleum Liquids.DFO | petroleum | TRUE | 471 | Amana Society Service Co | 61850 | Amana Society Service Company | IA | Iowa | IC2 | Petroleum Liquids | IC |  | S | 1.8 | 0.8 | 1.8 | 1.8 | 0.5 | N |  |  | N | IPP Non-CHP | 2 | X | DFO
Petroleum Liquids.DFO | petroleum | TRUE | 471 | Amana Society Service Co | 61850 | Amana Society Service Company | IA | Iowa | IC3 | Petroleum Liquids | IC |  | S | 1.8 | 0.8 | 1.8 | 1.8 | 0.5 | N |  |  | N | IPP Non-CHP | 2 | X | DFO
Petroleum Liquids.DFO | petroleum | TRUE | 471 | Amana Society Service Co | 61850 | Amana Society Service Company | IA | Iowa | IC4 | Petroleum Liquids | IC |  | S | 1.8 | 0.8 | 1.8 | 1.8 | 0.5 | N |  |  | N | IPP Non-CHP | 2 | X | DFO
Petroleum Liquids.DFO | petroleum | TRUE | 471 | Amana Society Service Co | 61850 | Amana Society Service Company | IA | Iowa | IC5 | Petroleum Liquids | IC |  | S | 1.8 | 0.8 | 1.8 | 1.8 | 0.5 | N |  |  | N | IPP Non-CHP | 2 | X | DFO
Petroleum Liquids.DFO | petroleum | TRUE | 471 | Amana Society Service Co | 61850 | Amana Society Service Company | IA | Iowa | IC6 | Petroleum Liquids | IC |  | S | 1.8 | 0.8 | 1.8 | 1.8 | 0.5 | N |  |  | N | IPP Non-CHP | 2 | X | DFO
Petroleum Liquids.DFO | petroleum | TRUE | 471 | Amana Society Service Co | 61850 | Amana Society Service Company | IA | Iowa | IC7 | Petroleum Liquids | IC |  | S | 1.8 | 0.8 | 1.8 | 1.8 | 0.5 | N |  |  | N | IPP Non-CHP | 2 | X | DFO
Petroleum Liquids.DFO | petroleum | TRUE | 471 | Amana Society Service Co | 61850 | Amana Society Service Company | IA | Iowa | IC8 | Petroleum Liquids | IC |  | S | 1.8 | 0.8 | 1.8 | 1.8 | 0.5 | N |  |  | N | IPP Non-CHP | 2 | X | DFO
Petroleum Liquids.DFO | petroleum | TRUE | 471 | Amana Society Service Co | 61850 | Amana Society Service Company | IA | Iowa | IC9 | Petroleum Liquids | IC |  | S | 1.8 | 0.8 | 1.8 | 1.8 | 0.5 | N |  |  | N | IPP Non-CHP | 2 | X | DFO
Conventional Hydroelectric.WAT | hydro | FALSE | 61476 | Central Utah Water Conservancy District | 61853 | Jordanelle Dam Hydroelectric Project | UT | Wasatch | GEN 1 | Conventional Hydroelectric | HY |  | S | 6.5 | 0.9 | 6.5 | 6.5 | 2.6 | N |  |  | N | Commercial Non-CHP | 4 | X | WAT
Conventional Hydroelectric.WAT | hydro | FALSE | 61476 | Central Utah Water Conservancy District | 61853 | Jordanelle Dam Hydroelectric Project | UT | Wasatch | GEN 2 | Conventional Hydroelectric | HY |  | S | 6.5 | 0.9 | 6.5 | 6.5 | 2.6 | N |  |  | N | Commercial Non-CHP | 4 | X | WAT
Solar Photovoltaic.SUN | solar PV | TRUE | 60496 | Adapture Renewables, Inc. | 61854 | Baker City Solar | OR | Baker | BAKER | Solar Photovoltaic | PV |  | S | 15 |  | 15 | 15 |  | N |  |  | N | IPP Non-CHP | 2 | X | SUN
Solar Photovoltaic.SUN | solar PV | TRUE | 60496 | Adapture Renewables, Inc. | 61855 | Morgan Solar Center | OR | Malheur | MORGN | Solar Photovoltaic | PV |  | S | 3 |  | 3 | 3 |  | N |  |  | N | IPP Non-CHP | 2 | X | SUN
Solar Photovoltaic.SUN | solar PV | TRUE | 60496 | Adapture Renewables, Inc. | 61856 | Vale Solar Center | OR | Malheur | VALE | Solar Photovoltaic | PV |  | S | 3 |  | 3 | 3 |  | N |  |  | N | IPP Non-CHP | 2 | X | SUN
Natural Gas Fired Combustion Turbine.NG | natural gas peaker | FALSE | 61478 | Toray Plastics America | 61857 | Toray Plastic America's CHP Plant | RI | Washington | CG1 | Natural Gas Fired Combustion Turbine | GT | CG1A | S | 7.5 | 0.8 | 6.8 | 7.5 | 0.5 | N |  |  | Y | Industrial CHP | 7 | T | NG | DFO
Natural Gas Internal Combustion Engine.NG | natural gas peaker | FALSE | 61478 | Toray Plastics America | 61857 | Toray Plastic America's CHP Plant | RI | Washington | KG12 | Natural Gas Internal Combustion Engine | IC | KG12 | S | 5 | 0.8 | 5 | 5 | 1.8 | N |  |  | Y | Industrial CHP | 7 | T | NG
Natural Gas Internal Combustion Engine.NG | natural gas peaker | FALSE | 61478 | Toray Plastics America | 61857 | Toray Plastic America's CHP Plant | RI | Washington | KG18 | Natural Gas Internal Combustion Engine | IC | KG18 | S | 7.5 | 0.8 | 7.5 | 7.5 | 2.6 | N |  |  | Y | Industrial CHP | 7 | T | NG
Onshore Wind Turbine.WND | onshore wind | TRUE | 56545 | Pattern Operators LP | 61858 | Stillwater Wind, LLC | MT | Stillwater | WT | Onshore Wind Turbine | WT |  | S | 79.7 |  | 79.7 | 79.7 | 79.7 | N |  |  | N | IPP Non-CHP | 2 | X | WND
Solar Photovoltaic.SUN | solar PV | TRUE | 60496 | Adapture Renewables, Inc. | 61860 | Ontario Solar Center | OR | Malheur | ONTRO | Solar Photovoltaic | PV |  | S | 3 |  | 3 | 3 |  | N |  |  | N | IPP Non-CHP | 2 | X | SUN
Batteries.MWH | battery storage | 0 | 61482 | AES ES GILBERT, LLC | 61861 | AES ES GILBERT | AZ | Maricopa | SRP | Batteries | BA |  | S | 10 |  | 10 | 10 | 0 | N |  |  | N | IPP Non-CHP | 2 | X | MWH
Solar Photovoltaic.SUN | solar PV | TRUE | 61944 | MN8 Energy LLC | 61862 | Dignity - San Martin | NV | Clark | PV1 | Solar Photovoltaic | PV |  | S | 1.7 |  | 1.7 | 1.7 |  | N |  |  | N | IPP Non-CHP | 2 | X | SUN
Solar Photovoltaic.SUN | solar PV | TRUE | 60584 | Onyx Asset Services Group | 61863 | Duanesburg | NY | Montgomery | 10048 | Solar Photovoltaic | PV |  | W | 2 |  | 2 | 2 |  | N |  |  | N | IPP Non-CHP | 2 | X | SUN
Solar Photovoltaic.SUN | solar PV | TRUE | 61483 | Dix Solar, L.L.C | 61864 | Dix Solar, L.L.C | NJ | Burlington | DIXSL | Solar Photovoltaic | PV |  | S | 13 |  | 13 | 13 |  | N |  |  | N | IPP Non-CHP | 2 | X | SUN
Onshore Wind Turbine.WND | onshore wind | TRUE | 61485 | Rio Bravo Windpower, LLC | 61865 | Rio Bravo Windpower, LLC | TX | Starr | 1 | Onshore Wind Turbine | WT |  | S | 237.6 |  | 237.6 | 237.6 | 3.5 | N |  |  | N | IPP Non-CHP | 2 | X | WND
Onshore Wind Turbine.WND | onshore wind | TRUE | 17650 | Southern Power Co | 61866 | Wildhorse Mountain Wind Facility | OK | Pushmataha | 1 | Onshore Wind Turbine | WT |  | W | 100 |  | 100 | 100 | 3.5 | N |  |  | N | IPP Non-CHP | 2 | X | WND
Solar Photovoltaic.SUN | solar PV | TRUE | 61060 | Cypress Creek Renewables | 61867 | Bovine | TX | Austin | GEN1 | Solar Photovoltaic | PV |  | S | 10 |  | 10 | 10 |  | N |  |  | N | IPP Non-CHP | 2 | X | SUN
Solar Photovoltaic.SUN | solar PV | TRUE | 61060 | Cypress Creek Renewables | 61868 | Bronson | TX | Fort Bend | GEN1 | Solar Photovoltaic | PV |  | S | 10 |  | 10 | 10 |  | N |  |  | N | IPP Non-CHP | 2 | X | SUN
Solar Photovoltaic.SUN | solar PV | TRUE | 61486 | Scenic Hill Solar III LLC | 61869 | Scenic Hill Solar III | AR | Johnson | SHS3 | Solar Photovoltaic | PV |  | S | 5 |  | 5 | 5 |  | N |  |  | N | IPP Non-CHP | 2 | X | SUN
Solar Photovoltaic.SUN | solar PV | TRUE | 61487 | Montevideo Solar LLC | 61870 | Montevideo Solar LLC, CSG | MN | Yellow Medicine | MONTE | Solar Photovoltaic | PV |  | S | 5 |  | 5 | 5 |  | N |  |  | N | IPP Non-CHP | 2 | X | SUN
Solar Photovoltaic.SUN | solar PV | TRUE | 61060 | Cypress Creek Renewables | 61871 | Sterling Solar (TX) | TX | Hunt | GEN1 | Solar Photovoltaic | PV |  | S | 10 |  | 10 | 10 |  | N |  |  | N | IPP Non-CHP | 2 | X | SUN
Solar Photovoltaic.SUN | solar PV | TRUE | 61677 | Sol Systems | 61872 | Lampwick | TX | Menard | GEN1 | Solar Photovoltaic | PV |  | S | 7.5 |  | 7.5 | 7.5 |  | N |  |  | N | IPP Non-CHP | 2 | X | SUN
Solar Photovoltaic.SUN | solar PV | TRUE | 61060 | Cypress Creek Renewables | 61873 | Yellow Jacket | TX | Bosque | GEN1 | Solar Photovoltaic | PV |  | S | 5 |  | 5 | 5 |  | N |  |  | N | IPP Non-CHP | 2 | X | SUN
Solar Photovoltaic.SUN | solar PV | TRUE | 61060 | Cypress Creek Renewables | 61874 | Eddy II | TX | McLennan | GEN1 | Solar Photovoltaic | PV |  | S | 10 |  | 10 | 10 |  | N |  |  | N | IPP Non-CHP | 2 | X | SUN
Solar Photovoltaic.SUN | solar PV | TRUE | 61060 | Cypress Creek Renewables | 61875 | Cascade Solar (TX) | TX | Wharton | GEN1 | Solar Photovoltaic | PV |  | S | 10 |  | 10 | 10 |  | N |  |  | N | IPP Non-CHP | 2 | X | SUN
Onshore Wind Turbine.WND | onshore wind | TRUE | 61495 | Persimmon Creek Wind Farm 1, LLC | 61876 | Persimmon Creek Wind Farm 1, LLC | OK | Woodward | PCWF1 | Onshore Wind Turbine | WT |  | S | 198.6 |  | 198.6 | 198.6 | 198.6 | N |  |  | N | IPP Non-CHP | 2 | X | WND
Solar Photovoltaic.SUN | solar PV | TRUE | 64877 | Rigel | 61877 | Hanover Solar, LLC | NC | Jones | HAN01 | Solar Photovoltaic | PV |  | W | 4.9 |  | 5 | 4.8 |  | N |  |  | N | IPP Non-CHP | 2 | X | SUN
Solar Photovoltaic.SUN | solar PV | TRUE | 63359 | REA Investments, LLC | 61878 | John A Logan College Solar | IL | Williamson | JALC | Solar Photovoltaic | PV |  | W | 1.3 | 1 | 1.3 | 1.3 | 0 | N |  |  | N | IPP Non-CHP | 2 | X | SUN
Solar Photovoltaic.SUN | solar PV | TRUE | 62627 | Alchemy Renewable Energy | 61879 | Bartow Solar Energy LLC | FL | Polk | PV | Solar Photovoltaic | PV |  | W | 7.3 | 1 | 7.3 | 7.3 |  | N |  |  | N | IPP Non-CHP | 2 | X | SUN
Solar Photovoltaic.SUN | solar PV | TRUE | 61060 | Cypress Creek Renewables | 61881 | Morning View | NC | Randolph | GEN1 | Solar Photovoltaic | PV |  | S | 2 |  | 2 | 2 |  | N |  |  | N | IPP Non-CHP | 2 | X | SUN
Solar Photovoltaic.SUN | solar PV | TRUE | 61060 | Cypress Creek Renewables | 61882 | Copperfield | NC | Montgomery | GEN1 | Solar Photovoltaic | PV |  | S | 2 |  | 2 | 2 |  | N |  |  | N | IPP Non-CHP | 2 | X | SUN
Solar Photovoltaic.SUN | solar PV | TRUE | 61060 | Cypress Creek Renewables | 61883 | Hopewell Friends | NC | Randolph | GEN1 | Solar Photovoltaic | PV |  | S | 1.3 |  | 1.3 | 1.3 |  | N |  |  | N | IPP Non-CHP | 2 | X | SUN
Solar Photovoltaic.SUN | solar PV | TRUE | 60520 | SoCore Energy LLC | 61884 | Kearney NPPD Solar Project | NE | Buffalo | PV1 | Solar Photovoltaic | PV |  | W | 5.8 |  | 5.8 | 5.8 |  | N |  |  | N | IPP Non-CHP | 2 | X | SUN
Solar Photovoltaic.SUN | solar PV | TRUE | 61060 | Cypress Creek Renewables | 61885 | Staunton | IN | Clay | GEN1 | Solar Photovoltaic | PV |  | S | 4 |  | 4 | 4 |  | N |  |  | N | IPP Non-CHP | 2 | X | SUN
Solar Photovoltaic.SUN | solar PV | TRUE | 61060 | Cypress Creek Renewables | 61886 | Bar D | CO | Rio Blanco | GEN1 | Solar Photovoltaic | PV |  | S | 4 |  | 4 | 4 |  | N |  |  | N | IPP Non-CHP | 2 | X | SUN
Solar Photovoltaic.SUN | solar PV | TRUE | 60146 | Ameresco Federal Solutions | 61887 | Fort Bliss (DEA EPIC) | TX | El Paso | DEPIC | Solar Photovoltaic | PV |  | S | 2 |  | 2 | 2 |  | N |  |  | N | IPP Non-CHP | 2 | X | SUN
Solar Photovoltaic.SUN | solar PV | TRUE | 60584 | Onyx Asset Services Group | 61888 | Johnstown | NY | Fulton | 10049 | Solar Photovoltaic | PV |  | W | 2 |  | 2 | 2 |  | N |  |  | N | IPP Non-CHP | 2 | X | SUN
Onshore Wind Turbine.WND | onshore wind | TRUE | 61502 | Sholes Wind Energy Center, LLC | 61889 | Sholes Wind Energy Center | NE | Wayne | WSN1 | Onshore Wind Turbine | WT |  | S | 160 |  | 160 | 160 | 0.1 | N |  |  | N | IPP Non-CHP | 2 | X | WND
Petroleum Liquids.DFO | petroleum | TRUE | 61505 | NRG Chalk Point CT | 61890 | NRG Chalk Point CT | MD | Prince Georges | SGT1 | Petroleum Liquids | GT |  | S | 94 | 0.9 | 80.2 | 80.2 | 30 | N |  |  | N | IPP Non-CHP | 2 | X | DFO | NG
Batteries.MWH | battery storage | 0 | 61506 | Stryker 22, L.L.C. | 61891 | Stryker 22, L.L.C. | NJ | Warren | EDGRD | Batteries | BA |  | S | 19.8 |  | 19.8 | 19.8 | 19.8 | N |  |  | N | IPP Non-CHP | 2 | X | MWH
Batteries.MWH | battery storage | 0 | 61507 | Plumsted 537 LLC | 61892 | Plumsted 537 LLC | NJ | Ocean | PLMST | Batteries | BA |  | S | 19.8 |  | 19.8 | 19.8 | 19.8 | N |  |  | N | IPP Non-CHP | 2 | X | MWH
Solar Photovoltaic.SUN | solar PV | TRUE | 61508 | BNB Camden Solar LLC | 61893 | BNB Camden Solar | NJ | Camden | BNBHQ | Solar Photovoltaic | PV |  | S | 2.2 |  | 2.1 | 1.3 |  | N |  |  | N | IPP Non-CHP | 2 | X | SUN
Solar Photovoltaic.SUN | solar PV | TRUE | 61508 | BNB Camden Solar LLC | 61893 | BNB Camden Solar | NJ | Camden | BNBSO | Solar Photovoltaic | PV |  | S | 1.5 |  | 1.4 | 0.9 |  | N |  |  | N | IPP Non-CHP | 2 | X | SUN
Solar Photovoltaic.SUN | solar PV | FALSE | 61510 | National Raisin | 61894 | National Raisin | CA | Fresno | CR1 | Solar Photovoltaic | PV |  | S | 1 |  | 0.9 | 0.6 |  | N |  |  | N | Industrial Non-CHP | 6 | X | SUN
Solar Photovoltaic.SUN | solar PV | FALSE | 61510 | National Raisin | 61894 | National Raisin | CA | Fresno | CR2 | Solar Photovoltaic | PV |  | S | 1 |  | 0.8 | 0.4 |  | N |  |  | N | Industrial Non-CHP | 6 | X | SUN
Solar Photovoltaic.SUN | solar PV | FALSE | 61510 | National Raisin | 61894 | National Raisin | CA | Fresno | CR3 | Solar Photovoltaic | PV |  | S | 0.6 |  | 0.5 | 0.3 |  | N |  |  | N | Industrial Non-CHP | 6 | X | SUN
Solar Photovoltaic.SUN | solar PV | FALSE | 61510 | National Raisin | 61894 | National Raisin | CA | Fresno | CR4 | Solar Photovoltaic | PV |  | S | 0.3 |  | 0.3 | 0.1 |  | N |  |  | N | Industrial Non-CHP | 6 | X | SUN
Solar Photovoltaic.SUN | solar PV | TRUE | 61944 | MN8 Energy LLC | 61895 | Toyota HQ Plan | TX | Collin | TOYHQ | Solar Photovoltaic | PV |  | S | 7.7 |  | 5.9 | 3.5 |  | N |  |  | N | IPP Non-CHP | 2 | X | SUN
Solar Photovoltaic.SUN | solar PV | TRUE | 59474 | BQ Energy LLC | 61898 | Solean Solar Project | NY | Cattaraugus | SOLEA | Solar Photovoltaic | PV |  | S | 4 |  | 4 | 4 | 4 | N |  |  | N | IPP Non-CHP | 2 | X | SUN
Solar Photovoltaic.SUN | solar PV | TRUE | 63970 | CVI Renewables Holdings, LLC. | 61899 | Lincoln Ave Solar Project | NY | Suffolk | LINC | Solar Photovoltaic | PV |  | S | 2 |  | 2 | 2 |  | N |  |  | N | IPP Non-CHP | 2 | X | SUN
Solar Photovoltaic.SUN | solar PV | TRUE | 63970 | CVI Renewables Holdings, LLC. | 61900 | Blydenburgh Solar Project | NY | Suffolk | BLYD | Solar Photovoltaic | PV |  | S | 1.5 |  | 1.5 | 1.5 |  | N |  |  | N | IPP Non-CHP | 2 | X | SUN
Batteries.MWH | battery storage | 0 | 61944 | MN8 Energy LLC | 61901 | Redstone Arsenal Hybrid | AL | Madison | BA | Batteries | BA |  | S | 1 |  | 1 | 1 | 1 | N |  |  | N | IPP Non-CHP | 2 | X | MWH
Solar Photovoltaic.SUN | solar PV | TRUE | 61944 | MN8 Energy LLC | 61901 | Redstone Arsenal Hybrid | AL | Madison | REDST | Solar Photovoltaic | PV |  | S | 10 |  | 7.2 | 4.2 |  | N |  |  | N | IPP Non-CHP | 2 | X | SUN
Solar Photovoltaic.SUN | solar PV | TRUE | 63970 | CVI Renewables Holdings, LLC. | 61902 | Holtsville Solar Project | NY | Suffolk | HOLTS | Solar Photovoltaic | PV |  | S | 1.2 |  | 1.2 | 1.2 |  | N |  |  | N | IPP Non-CHP | 2 | X | SUN
Solar Photovoltaic.SUN | solar PV | TRUE | 60584 | Onyx Asset Services Group | 61903 | Sharon Springs | NY | Schoharie | 10116 | Solar Photovoltaic | PV |  | W | 2 |  | 2 | 2 |  | N |  |  | N | IPP Non-CHP | 2 | X | SUN
Solar Photovoltaic.SUN | solar PV | TRUE | 60584 | Onyx Asset Services Group | 61904 | Amsterdam North | NY | Montgomery | 10044 | Solar Photovoltaic | PV |  | W | 2 |  | 2 | 2 |  | N |  |  | N | IPP Non-CHP | 2 | X | SUN
Solar Photovoltaic.SUN | solar PV | TRUE | 60584 | Onyx Asset Services Group | 61905 | Amsterdam South | NY | Montgomery | 10045 | Solar Photovoltaic | PV |  | W | 2 |  | 2 | 2 |  | N |  |  | N | IPP Non-CHP | 2 | X | SUN
Solar Photovoltaic.SUN | solar PV | TRUE | 61515 | Phoebe Energy Project, LLC | 61906 | Phoebe Solar | TX | Winkler | PHOEB | Solar Photovoltaic | PV |  | S | 250 |  | 250 | 250 |  | N |  |  | N | IPP Non-CHP | 2 | X | SUN
Solar Photovoltaic.SUN | solar PV | TRUE | 56990 | NJR Clean Energy Ventures Corporation | 61907 | Springfield Solar Project | NJ | Burlington | NJLND | Solar Photovoltaic | PV |  | W | 7.5 |  | 7.5 | 7.5 |  | N |  |  | N | IPP Non-CHP | 2 | X | SUN
Solar Photovoltaic.SUN | solar PV | TRUE | 61516 | Stratford Solar Center, LLC | 61908 | Stratford Solar Center, LLC | VA | Suffolk City | STRAT | Solar Photovoltaic | PV |  | S | 15 |  | 15 | 15 |  | N |  |  | N | IPP Non-CHP | 2 | X | SUN
Batteries.MWH | battery storage | 0 | 4254 | Consumers Energy Co | 61909 | Parkview Battery | MI | Kalamazoo | PKVWB | Batteries | BA |  | S | 1.1 |  | 1 | 1 | 0 | N |  |  | N | Electric Utility | 1 | X | MWH
Onshore Wind Turbine.WND | onshore wind | TRUE | 12341 | MidAmerican Energy Co | 61911 | Ivester Wind Farm | IA | Grundy | WT1 | Onshore Wind Turbine | WT |  | S | 90.8 |  | 90 | 90 | 0.1 | N |  |  | N | Electric Utility | 1 | X | WND
Geothermal.GEO | geothermal | FALSE | 34691 | Ormat Nevada Inc | 61912 | McGinness Hills 3 | NV | Lander | G1A | Geothermal | BT |  | S | 24.8 | 0.8 | 24.8 | 24.8 | 12 | N |  |  | N | Commercial Non-CHP | 4 | X | GEO
Geothermal.GEO | geothermal | FALSE | 34691 | Ormat Nevada Inc | 61912 | McGinness Hills 3 | NV | Lander | OEC31 | Geothermal | BT |  | S | 37 | 0.8 | 24.7 | 37 | 20 | N |  |  | N | Commercial Non-CHP | 4 | X | GEO
Geothermal.GEO | geothermal | FALSE | 34691 | Ormat Nevada Inc | 61912 | McGinness Hills 3 | NV | Lander | OEC32 | Geothermal | BT |  | S | 37 | 0.8 | 24.7 | 37 | 20 | N |  |  | N | Commercial Non-CHP | 4 | X | GEO
Batteries.MWH | battery storage | 0 | 803 | Arizona Public Service Co | 61913 | Punkin Center Battery Storage | AZ | Gila | B1 | Batteries | BA |  | S | 2 |  | 2 | 2 | 1 | N |  |  | N | Electric Utility | 1 | X | MWH
Solar Photovoltaic.SUN | solar PV | TRUE | 63249 | Terraform Arcadia | 61914 | Susquehanna University Solar | PA | Snyder | SO829 | Solar Photovoltaic | PV |  | S | 3 |  | 3 | 3 |  | N |  |  | N | IPP Non-CHP | 2 | X | SUN
Solar Photovoltaic.SUN | solar PV | TRUE | 63249 | Terraform Arcadia | 61915 | Bowie State Solar | MD | Prince Georges | SO285 | Solar Photovoltaic | PV |  | S | 1.3 |  | 1.3 | 1.3 |  | N |  |  | N | IPP Non-CHP | 2 | X | SUN
Onshore Wind Turbine.WND | onshore wind | TRUE | 61521 | Pegasus Wind, LLC | 61916 | Pegasus Wind | MI | Tuscola | PWEC | Onshore Wind Turbine | WT |  | S | 48 |  | 48 | 48 | 0 | N |  |  | N | IPP Non-CHP | 2 | X | WND
Onshore Wind Turbine.WND | onshore wind | TRUE | 61521 | Pegasus Wind, LLC | 61916 | Pegasus Wind | MI | Tuscola | PWEC2 | Onshore Wind Turbine | WT |  | S | 130 |  | 130 | 130 | 0 | N |  |  | N | IPP Non-CHP | 2 | X | WND
Solar Photovoltaic.SUN | solar PV | TRUE | 61520 | Kearsarge Oppenheim LLC | 61917 | Kearsarge Oppenheim CSG | NY | Fulton | OPPEN | Solar Photovoltaic | PV |  | S | 1.4 |  | 1.4 | 1.4 |  | N |  |  | N | IPP Non-CHP | 2 | X | SUN
Solar Photovoltaic.SUN | solar PV | TRUE | 5248 | Dominion Energy Inc. | 61918 | Blackville Solar Farm, LLC | SC | Barnwell | 1 | Solar Photovoltaic | PV |  | S | 7.2 | 1 | 7.2 | 7.2 |  | N |  |  | N | IPP Non-CHP | 2 | X | SUN
Solar Photovoltaic.SUN | solar PV | TRUE | 61518 | Frontenac Holdco LLC | 61919 | Frontenac Holdco LLC, CSG | MN | Goodhue | FRONT | Solar Photovoltaic | PV |  | S | 5 |  | 5 | 5 |  | N |  |  | N | IPP Non-CHP | 2 | X | SUN
Solar Photovoltaic.SUN | solar PV | TRUE | 61523 | 225DD 8me LLC | 61920 | Galloway 1 Solar Farm | TX | Concho | GSM01 | Solar Photovoltaic | PV |  | S | 250 |  | 250 | 250 |  | N |  |  | N | IPP Non-CHP | 2 | X | SUN
Onshore Wind Turbine.WND | onshore wind | TRUE | 61527 | Tahoka Wind, LLC | 61921 | Tahoka Wind | TX | Lynn | TAH | Onshore Wind Turbine | WT |  | S | 300 |  | 300 | 300 | 0 | N |  |  | N | IPP Non-CHP | 2 | X | WND
Solar Photovoltaic.SUN | solar PV | TRUE | 59474 | BQ Energy LLC | 61922 | Sunlight Beacon | NY | Dutchess | BEACO | Solar Photovoltaic | PV |  | S | 2 |  | 2 | 2 |  | N |  |  | N | IPP Non-CHP | 2 | X | SUN
Batteries.MWH | battery storage | 0 | 61522 | Viridity Energy Solutions, Inc. | 61923 | ACUA | NJ | Atlantic | VACUA | Batteries | BA |  | S | 1 |  | 1 | 1 | 0.1 | N |  |  | N | IPP Non-CHP | 2 | X | MWH
Solar Photovoltaic.SUN | solar PV | TRUE | 61528 | Cumberland Land Holdings, LLC | 61924 | Cumblerland Land Holdings, LLC | AL | Limestone | CUMB | Solar Photovoltaic | PV |  | S | 14.7 |  | 14.7 | 14.7 |  | N |  |  | N | IPP Non-CHP | 2 | X | SUN
Onshore Wind Turbine.WND | onshore wind | TRUE | 61531 | Casa Mesa Wind, LLC | 61925 | Casa Mesa Wind Energy Center Hybrid | NM | Quay | CMNM | Onshore Wind Turbine | WT |  | S | 50.9 |  | 50.9 | 50.9 | 10 | N |  |  | N | IPP Non-CHP | 2 | X | WND
Batteries.MWH | battery storage | 0 | 61531 | Casa Mesa Wind, LLC | 61925 | Casa Mesa Wind Energy Center Hybrid | NM | Quay | CMNMB | Batteries | BA |  | S | 1 |  | 1 | 1 | 0 | N |  |  | N | IPP Non-CHP | 2 | X | MWH
Onshore Wind Turbine.WND | onshore wind | TRUE | 61530 | Armadillo Flats Wind Project, LLC | 61926 | Armadillo Flats Wind Project, LLC | OK | Garfield | ARM | Onshore Wind Turbine | WT |  | S | 247.3 |  | 247.3 | 247.3 | 247.3 | N |  |  | N | IPP Non-CHP | 2 | X | WND
Natural Gas Fired Combustion Turbine.NG | natural gas peaker | FALSE | 61499 | Georgia-Pacific Wood Products LLC | 61927 | Georgia-Pacific Taylorsville Plywood | MS | Smith | CTG1 | Natural Gas Fired Combustion Turbine | GT |  | S | 7.2 | 0.8 | 6.2 | 8.2 | 2.8 | N |  |  | Y | Industrial CHP | 7 | T | NG
Solar Photovoltaic.SUN | solar PV | TRUE | 61060 | Cypress Creek Renewables | 61928 | Saint Albans Solar | VT | Franklin | GEN1 | Solar Photovoltaic | PV |  | S | 4.9 |  | 4.9 | 4.9 |  | N |  |  | N | IPP Non-CHP | 2 | X | SUN
Solar Photovoltaic.SUN | solar PV | TRUE | 61533 | Techren Solar II LLC | 61930 | Techren Solar II LLC | NV | Clark | TECH2 | Solar Photovoltaic | PV |  | S | 200 |  | 200 | 200 |  | N |  |  | N | IPP Non-CHP | 2 | X | SUN
Solar Photovoltaic.SUN | solar PV | TRUE | 61534 | Techren Solar III LLC | 61931 | Techren Solar III LLC | NV | Clark | TECH3 | Solar Photovoltaic | PV |  | S | 25 |  | 25 | 25 |  | N |  |  | N | IPP Non-CHP | 2 | X | SUN
Solar Photovoltaic.SUN | solar PV | TRUE | 61535 | Techren Solar IV LLC | 61932 | Techren Solar IV LLC | NV | Clark | TECH4 | Solar Photovoltaic | PV |  | S | 25 |  | 25 | 25 |  | N |  |  | N | IPP Non-CHP | 2 | X | SUN
Solar Photovoltaic.SUN | solar PV | TRUE | 64778 | Strata Manager, LLC | 61933 | Adams Nielson Solar | WA | Adams | ADAMS | Solar Photovoltaic | PV |  | W | 19.2 |  | 19.2 | 19.2 |  | N |  |  | N | IPP Non-CHP | 2 | X | SUN
Solar Photovoltaic.SUN | solar PV | TRUE | 61538 | Ecogy Delaware II LLC. | 61934 | WHA Southbridge Solar Park CSG | DE | New Castle | 2 | Solar Photovoltaic | PV |  | S | 1.4 |  | 1.4 | 1.4 |  | N |  |  | N | IPP Non-CHP | 2 | X | SUN
Solar Photovoltaic.SUN | solar PV | TRUE | 61541 | 1634 Solar, LLC | 61935 | 1634 Solar | SC | Darlington | 3 | Solar Photovoltaic | PV |  | W | 2 | 1 | 2 | 2 |  | N |  |  | N | IPP Non-CHP | 2 | X | SUN
Solar Photovoltaic.SUN | solar PV | TRUE | 61542 | Abbot Solar, LLC | 61936 | Abbot Solar | SC | Clarendon | 2 | Solar Photovoltaic | PV |  | S | 2 |  | 2 | 2 |  | N |  |  | N | IPP Non-CHP | 2 | X | SUN
Solar Photovoltaic.SUN | solar PV | TRUE | 61543 | ACE Solar, LLC | 61937 | Ace Solar | SC | Anderson | 18 | Solar Photovoltaic | PV |  | S | 1 |  | 1 | 1 |  | N |  |  | N | IPP Non-CHP | 2 | X | SUN
Solar Photovoltaic.SUN | solar PV | TRUE | 61544 | Bani Solar, LLC | 61938 | Bani Solar | SC | Florence | 4 | Solar Photovoltaic | PV |  | S | 2 | 1 | 2 | 2 |  | N |  |  | N | IPP Non-CHP | 2 | X | SUN
Solar Photovoltaic.SUN | solar PV | TRUE | 61545 | Blacktip Solar, LLC | 61939 | Blacktip Solar | SC | Florence | 5 | Solar Photovoltaic | PV |  | S | 2 |  | 2 | 2 |  | N |  |  | N | IPP Non-CHP | 2 | X | SUN
Solar Photovoltaic.SUN | solar PV | TRUE | 61546 | Bloom Solar, LLC | 61940 | Bloom Solar | SC | Clarendon | 6 | Solar Photovoltaic | PV |  | S | 2 |  | 2 | 2 |  | N |  |  | N | IPP Non-CHP | 2 | X | SUN
Solar Photovoltaic.SUN | solar PV | TRUE | 61547 | Bond Solar, LLC | 61941 | Bond Solar | SC | Clarendon | 7 | Solar Photovoltaic | PV |  | S | 2 | 1 | 2 | 2 |  | N |  |  | N | IPP Non-CHP | 2 | X | SUN
Solar Photovoltaic.SUN | solar PV | TRUE | 61548 | Gary Solar, LLC | 61942 | Gary Solar | SC | Lee | 8 | Solar Photovoltaic | PV |  | S | 2 | 1 | 2 | 2 |  | N |  |  | N | IPP Non-CHP | 2 | X | SUN
Solar Photovoltaic.SUN | solar PV | TRUE | 61549 | Goldenrod Solar, LLC | 61943 | Goldenrod Solar | SC | Florence | 9 | Solar Photovoltaic | PV |  | S | 2 | 1 | 2 | 2 |  | N |  |  | N | IPP Non-CHP | 2 | X | SUN
Solar Photovoltaic.SUN | solar PV | TRUE | 61550 | Jessamine Solar, LLC | 61944 | Jessamine Solar | SC | Marion | 10 | Solar Photovoltaic | PV |  | S | 1.9 | 1 | 1.9 | 1.9 |  | N |  |  | N | IPP Non-CHP | 2 | X | SUN
Solar Photovoltaic.SUN | solar PV | TRUE | 61552 | Pelzer Solar I, LLC | 61945 | Pelzer Solar I | SC | Anderson | 19 | Solar Photovoltaic | PV |  | S | 1 |  | 1 | 1 |  | N |  |  | N | IPP Non-CHP | 2 | X | SUN
Solar Photovoltaic.SUN | solar PV | FALSE | 61553 | Redwing Solar, LLC | 61946 | Redwing Solar | SC | Darlington | 11 | Solar Photovoltaic | PV |  | S | 2 |  | 2 | 2 |  | N |  |  | N | Industrial Non-CHP | 6 | X | SUN
Solar Photovoltaic.SUN | solar PV | TRUE | 61554 | River Solar, LLC | 61947 | River Solar | SC | Lee | 12 | Solar Photovoltaic | PV |  | S | 2 |  | 2 | 2 |  | N |  |  | N | IPP Non-CHP | 2 | X | SUN
Solar Photovoltaic.SUN | solar PV | TRUE | 61555 | Sapphire Solar, LLC | 61948 | Sapphire Solar | SC | Florence | 17 | Solar Photovoltaic | PV |  | S | 2 |  | 2 | 2 |  | N |  |  | N | IPP Non-CHP | 2 | X | SUN
Solar Photovoltaic.SUN | solar PV | TRUE | 61556 | South Solar, LLC | 61949 | South Solar | SC | Florence | 13 | Solar Photovoltaic | PV |  | S | 2 |  | 2 | 2 |  | N |  |  | N | IPP Non-CHP | 2 | X | SUN
Solar Photovoltaic.SUN | solar PV | TRUE | 61557 | Vincent Solar, LLC | 61950 | Vincent Solar | SC | Lee | 14 | Solar Photovoltaic | PV |  | S | 2 |  | 2 | 2 |  | N |  |  | N | IPP Non-CHP | 2 | X | SUN
Solar Photovoltaic.SUN | solar PV | TRUE | 61558 | Watauga Solar, LLC | 61951 | Watauga Solar | SC | Darlington | 15 | Solar Photovoltaic | PV |  | S | 2 |  | 2 | 2 |  | N |  |  | N | IPP Non-CHP | 2 | X | SUN
Solar Photovoltaic.SUN | solar PV | TRUE | 61559 | Whitt Solar, LLC | 61952 | Whitt Solar | SC | Anderson | 20 | Solar Photovoltaic | PV |  | S | 2 |  | 2 | 2 |  | N |  |  | N | IPP Non-CHP | 2 | X | SUN
Solar Photovoltaic.SUN | solar PV | TRUE | 61560 | Willis Solar, LLC | 61953 | Willis Solar | SC | Florence | 16 | Solar Photovoltaic | PV |  | S | 2 |  | 2 | 2 |  | N |  |  | N | IPP Non-CHP | 2 | X | SUN
Solar Photovoltaic.SUN | solar PV | TRUE | 61406 | Delta Solar Power I, LLC | 61954 | Delta Solar Power I | MI | Eaton | DSPI | Solar Photovoltaic | PV |  | S | 8.1 | 0.95 | 7.7 | 7.3 |  | N |  |  | N | IPP Non-CHP | 2 | X | SUN
Solar Photovoltaic.SUN | solar PV | TRUE | 61407 | Delta Solar Power II, LLC | 61955 | Delta Solar Power II | MI | Eaton | DSPII | Solar Photovoltaic | PV |  | S | 15.9 | 0.95 | 15.2 | 14.4 |  | N |  |  | N | IPP Non-CHP | 2 | X | SUN
Petroleum Liquids.DFO | petroleum | TRUE | 60146 | Ameresco Federal Solutions | 61956 | MCRD Parris Island PV Hybrid | SC | Beaufort | BAKUP | Petroleum Liquids | IC |  | W | 2.5 | 0.8 | 2.5 | 2.5 | 0.7 | N |  |  | N | IPP Non-CHP | 2 | X | DFO
Petroleum Liquids.DFO | petroleum | TRUE | 60146 | Ameresco Federal Solutions | 61956 | MCRD Parris Island PV Hybrid | SC | Beaufort | BLKST | Petroleum Liquids | IC |  | W | 1 | 0.8 | 1 | 1 | 0.1 | N |  |  | N | IPP Non-CHP | 2 | X | DFO
Solar Photovoltaic.SUN | solar PV | TRUE | 60146 | Ameresco Federal Solutions | 61956 | MCRD Parris Island PV Hybrid | SC | Beaufort | CARPT | Solar Photovoltaic | PV |  | W | 1.6 |  | 1.6 | 1.6 |  | N |  |  | N | IPP Non-CHP | 2 | X | SUN
Natural Gas Fired Combustion Turbine.NG | natural gas peaker | TRUE | 60146 | Ameresco Federal Solutions | 61956 | MCRD Parris Island PV Hybrid | SC | Beaufort | CHPP | Natural Gas Fired Combustion Turbine | GT |  | W | 3.5 | 1 | 3.5 | 3.5 | 2.8 | N |  |  | N | IPP Non-CHP | 2 | X | NG
Solar Photovoltaic.SUN | solar PV | TRUE | 60146 | Ameresco Federal Solutions | 61956 | MCRD Parris Island PV Hybrid | SC | Beaufort | GRDMT | Solar Photovoltaic | PV |  | W | 4.4 |  | 4.4 | 4.4 |  | N |  |  | N | IPP Non-CHP | 2 | X | SUN
Batteries.MWH | battery storage | 0 | 60146 | Ameresco Federal Solutions | 61956 | MCRD Parris Island PV Hybrid | SC | Beaufort | TBESS | Batteries | BA |  | W | 4 |  | 4 | 4 | 4 | N |  |  | N | IPP Non-CHP | 2 | X | MWH
Onshore Wind Turbine.WND | onshore wind | TRUE | 61537 | Pratt Wind, LLC | 61957 | Pratt Wind, LLC | KS | Pratt | PW | Onshore Wind Turbine | WT |  | S | 243.5 |  | 243.5 | 243.5 | 3 | N |  |  | N | IPP Non-CHP | 2 | X | WND
Solar Photovoltaic.SUN | solar PV | TRUE | 61012 | AES Distributed Energy | 61958 | Broadalbin-Perth Solar | NY | Montgomery | BAP1 | Solar Photovoltaic | PV |  | S | 1.5 |  | 1.5 | 1.5 |  | N |  |  | N | IPP Non-CHP | 2 | X | SUN
Solar Photovoltaic.SUN | solar PV | TRUE | 61540 | Coolidge Solar I, LLC | 61959 | Coolidge Solar 1, LLC | VT | Windsor | COLS | Solar Photovoltaic | PV |  | S | 19.6 |  | 19.6 | 19.6 |  | N |  |  | N | IPP Non-CHP | 2 | X | SUN
Solar Photovoltaic.SUN | solar PV | TRUE | 61060 | Cypress Creek Renewables | 61960 | Atood II | SC | Spartanburg | GEN1 | Solar Photovoltaic | PV |  | S | 2 |  | 2 | 2 |  | N |  |  | N | IPP Non-CHP | 2 | X | SUN
Solar Photovoltaic.SUN | solar PV | TRUE | 61060 | Cypress Creek Renewables | 61961 | Gaston II | SC | Lexington | GEN1 | Solar Photovoltaic | PV |  | S | 7.5 |  | 7.5 | 7.5 |  | N |  |  | N | IPP Non-CHP | 2 | X | SUN
Solar Photovoltaic.SUN | solar PV | TRUE | 65411 | Duke Energy Renewables Services | 61962 | Holstein 1 Solar Farm | TX | Nolan | HSF01 | Solar Photovoltaic | PV |  | W | 200 |  | 200 | 200 |  | N |  |  | N | IPP Non-CHP | 2 | X | SUN
Solar Photovoltaic.SUN | solar PV | TRUE | 56990 | NJR Clean Energy Ventures Corporation | 61965 | Quakertown Solar Farm, LLC | NJ | Hunterdon | QKRTN | Solar Photovoltaic | PV |  | W | 8.8 |  | 8.8 | 8.8 |  | N |  |  | N | IPP Non-CHP | 2 | X | SUN
Natural Gas Fired Combustion Turbine.NG | natural gas peaker | TRUE | 64719 | Victoria Port Power II | 61966 | Victoria Port Power II LLC | TX | Victoria | VP2-1 | Natural Gas Fired Combustion Turbine | GT |  | S | 50 | 0.85 | 43 | 48 | 32 | N |  |  | N | IPP Non-CHP | 2 | X | NG
Natural Gas Fired Combustion Turbine.NG | natural gas peaker | TRUE | 64719 | Victoria Port Power II | 61966 | Victoria Port Power II LLC | TX | Victoria | VP2-2 | Natural Gas Fired Combustion Turbine | GT |  | S | 50 | 0.85 | 43 | 48 | 32 | N |  |  | N | IPP Non-CHP | 2 | X | NG
Solar Photovoltaic.SUN | solar PV | TRUE | 61568 | Chisago Holdco LLC | 61968 | Chisago Holdco LLC, CSG | MN | Chisago | CHIS | Solar Photovoltaic | PV |  | S | 3 |  | 3 | 3 |  | N |  |  | N | IPP Non-CHP | 2 | X | SUN
Onshore Wind Turbine.WND | onshore wind | TRUE | 61562 | Torrecillas Wind Energy, LLC | 61969 | Torrecillas Wind Energy, LLC | TX | Webb | TWE | Onshore Wind Turbine | WT |  | S | 300 |  | 300 | 300 | 1 | N |  |  | N | IPP Non-CHP | 2 | X | WND
Onshore Wind Turbine.WND | onshore wind | TRUE | 61563 | Blue Summit II Wind, LLC | 61970 | Blue Summit II Wind, LLC | TX | Wilbarger | BSII | Onshore Wind Turbine | WT |  | S | 99.4 |  | 99.4 | 99.4 | 1 | N |  |  | N | IPP Non-CHP | 2 | X | WND
Solar Photovoltaic.SUN | solar PV | TRUE | 60281 | Altus Power America Management, LLC | 61971 | Corcoran CSG | MN | Hennepin | 201 | Solar Photovoltaic | PV |  | S | 1 |  | 1 | 1 |  | N |  |  | N | IPP Non-CHP | 2 | X | SUN
Solar Photovoltaic.SUN | solar PV | TRUE | 60281 | Altus Power America Management, LLC | 61971 | Corcoran CSG | MN | Hennepin | 202 | Solar Photovoltaic | PV |  | S | 1 |  | 1 | 1 |  | N |  |  | N | IPP Non-CHP | 2 | X | SUN
Solar Photovoltaic.SUN | solar PV | TRUE | 60281 | Altus Power America Management, LLC | 61971 | Corcoran CSG | MN | Hennepin | 203 | Solar Photovoltaic | PV |  | S | 1 |  | 1 | 1 |  | N |  |  | N | IPP Non-CHP | 2 | X | SUN
Solar Photovoltaic.SUN | solar PV | TRUE | 60281 | Altus Power America Management, LLC | 61971 | Corcoran CSG | MN | Hennepin | 204 | Solar Photovoltaic | PV |  | S | 1 |  | 1 | 1 |  | N |  |  | N | IPP Non-CHP | 2 | X | SUN
Solar Photovoltaic.SUN | solar PV | TRUE | 60281 | Altus Power America Management, LLC | 61971 | Corcoran CSG | MN | Hennepin | 205 | Solar Photovoltaic | PV |  | S | 1 |  | 1 | 1 |  | N |  |  | N | IPP Non-CHP | 2 | X | SUN
Solar Photovoltaic.SUN | solar PV | TRUE | 61567 | DP-C2 Episode 1 LLC | 61972 | Richardson Solar | SC | Barnwell | C2BV | Solar Photovoltaic | PV |  | S | 3.6 |  | 3.6 | 3.6 |  | N |  |  | N | IPP Non-CHP | 2 | X | SUN
Solar Photovoltaic.SUN | solar PV | TRUE | 61567 | DP-C2 Episode 1 LLC | 61973 | Blackville Solar II | SC | Barnwell | C2BV | Solar Photovoltaic | PV |  | S | 20 |  | 20 | 20 |  | N |  |  | N | IPP Non-CHP | 2 | X | SUN
Solar Photovoltaic.SUN | solar PV | TRUE | 61567 | DP-C2 Episode 1 LLC | 61974 | Diamond Solar | SC | Lexington | C2BV | Solar Photovoltaic | PV |  | S | 8.2 |  | 8.2 | 8.2 |  | N |  |  | N | IPP Non-CHP | 2 | X | SUN
Solar Photovoltaic.SUN | solar PV | TRUE | 61567 | DP-C2 Episode 1 LLC | 61975 | Edison Solar | SC | Barnwell | C2BV | Solar Photovoltaic | PV |  | S | 4.8 |  | 4.8 | 4.8 |  | N |  |  | N | IPP Non-CHP | 2 | X | SUN
Solar Photovoltaic.SUN | solar PV | TRUE | 61566 | Peony Solar, LLC | 61976 | Peony Solar | SC | Orangeburg | PGRG1 | Solar Photovoltaic | PV |  | S | 39 |  | 39 | 39 |  | N |  |  | N | IPP Non-CHP | 2 | X | SUN
Solar Photovoltaic.SUN | solar PV | TRUE | 63249 | Terraform Arcadia | 61977 | Cornillie | MN | Chisago | SO334 | Solar Photovoltaic | PV |  | S | 1 |  | 1 | 1 |  | N |  |  | N | IPP Non-CHP | 2 | X | SUN
Solar Photovoltaic.SUN | solar PV | TRUE | 61060 | Cypress Creek Renewables | 61978 | Pinesage | NC | Moore | GEN1 | Solar Photovoltaic | PV |  | S | 5 |  | 5 | 5 |  | N |  |  | N | IPP Non-CHP | 2 | X | SUN
Solar Photovoltaic.SUN | solar PV | TRUE | 61573 | Prinsburg CSG I, LLC | 61979 | Syncarpha Prinsburg CSG (Ledeboer) | MN | Kandiyohi | SYPRN | Solar Photovoltaic | PV |  | S | 1 |  | 1 | 1 |  | N |  |  | N | IPP Non-CHP | 2 | X | SUN
Solar Photovoltaic.SUN | solar PV | TRUE | 61571 | Clara City CSG I, LLC | 61980 | Syncarpha Clara City CSG I (Stamer) | MN | Chippewa | SCSG1 | Solar Photovoltaic | PV |  | S | 1 |  | 1 | 1 |  | N |  |  | N | IPP Non-CHP | 2 | X | SUN
Solar Photovoltaic.SUN | solar PV | TRUE | 6455 | Duke Energy Florida, LLC | 61982 | Columbia Solar Power Plant | FL | Columbia | PV1 | Solar Photovoltaic | PV |  | S | 74.9 |  | 74.9 | 74.9 |  | N |  |  | N | Electric Utility | 1 | X | SUN
Solar Photovoltaic.SUN | solar PV | TRUE | 61187 | DG Minnesota CSG, LLC | 61983 | Cottage Grove Project CSG | MN | Washington | COTG | Solar Photovoltaic | PV |  | S | 4.9 |  | 4.9 | 4.9 |  | N |  |  | N | IPP Non-CHP | 2 | X | SUN
Onshore Wind Turbine.WND | onshore wind | TRUE | 56201 | Engie North America | 61984 | Solomon Forks Wind Project, LLC | KS | Thomas | WTGS | Onshore Wind Turbine | WT |  | W | 275.6 |  | 275.6 | 275.6 | 2.6 | N |  |  | N | IPP Non-CHP | 2 | X | WND
Solar Photovoltaic.SUN | solar PV | TRUE | 5248 | Dominion Energy Inc. | 61985 | Colonial Trail West | VA | Surry | CTWS | Solar Photovoltaic | PV |  | S | 142.4 |  | 142.4 | 142.4 |  | N |  |  | N | Electric Utility | 1 | X | SUN
Solar Photovoltaic.SUN | solar PV | TRUE | 5248 | Dominion Energy Inc. | 61986 | Spring Grove I | VA | Surry | SGIS | Solar Photovoltaic | PV |  | S | 97.9 |  | 97.9 | 97.9 |  | N |  |  | N | Electric Utility | 1 | X | SUN
Solar Photovoltaic.SUN | solar PV | TRUE | 19547 | Hawaiian Electric Co Inc | 61987 | West Loch Solar One | HI | Honolulu | WLS1 | Solar Photovoltaic | PV |  | S | 20 |  | 20 | 20 |  | N |  |  | N | Electric Utility | 1 | X | SUN
Solar Photovoltaic.SUN | solar PV | TRUE | 61579 | FL Solar 5, LLC | 61988 | Citrus Ridge Solar | FL | Orange | FL501 | Solar Photovoltaic | PV |  | S | 52 |  | 52 | 52 |  | N |  |  | N | IPP Non-CHP | 2 | X | SUN
Solar Photovoltaic.SUN | solar PV | TRUE | 64702 | Seaboard Energy California, LLC | 61989 | Pacific Ethanol Madera Solar Array | CA | Madera | PV | Solar Photovoltaic | PV |  | S | 4.3 |  | 3.9 | 2.4 |  | N |  |  | N | IPP Non-CHP | 2 | X | SUN
Batteries.MWH | battery storage | 0 | 61576 | Ameren Illinois | 61990 | TAC-Distributed Energy Resource Hybrid | IL | Champaign | BA | Batteries | BA |  | W | 0.3 |  | 0.3 | 0.3 | 0 | N |  |  | N | Electric Utility | 1 | X | MWH
Natural Gas Internal Combustion Engine.NG | natural gas peaker | TRUE | 61576 | Ameren Illinois | 61990 | TAC-Distributed Energy Resource Hybrid | IL | Champaign | NG | Natural Gas Internal Combustion Engine | IC |  | W | 1 | 1 | 1 | 1 | 0.6 | N |  |  | N | Electric Utility | 1 | X | NG
Solar Photovoltaic.SUN | solar PV | TRUE | 61576 | Ameren Illinois | 61990 | TAC-Distributed Energy Resource Hybrid | IL | Champaign | SOLAR | Solar Photovoltaic | PV |  | W | 0.1 |  | 0.1 | 0.1 |  | N |  |  | N | Electric Utility | 1 | X | SUN
Onshore Wind Turbine.WND | onshore wind | TRUE | 61576 | Ameren Illinois | 61990 | TAC-Distributed Energy Resource Hybrid | IL | Champaign | WIND | Onshore Wind Turbine | WT |  | W | 0.1 |  | 0.1 | 0.1 | 0 | N |  |  | N | Electric Utility | 1 | X | WND
Solar Photovoltaic.SUN | solar PV | TRUE | 63810 | Pioneer Solar (CO), LLC | 61991 | Pioneer Solar (CO), LLC | CO | Adams | PI-QF | Solar Photovoltaic | PV |  | S | 80 |  | 80 | 80 |  | N |  |  | N | IPP Non-CHP | 2 | X | SUN
Batteries.MWH | battery storage | 0 | 61872 | Gavilan District College Solar Project | 61993 | Gavilan Community College Solar Project | CA | Santa Clara | GDCBA | Batteries | BA |  | W | 0.5 |  | 0.5 | 0.5 | 0.5 | N |  |  | N | IPP Non-CHP | 2 | X | MWH
Solar Photovoltaic.SUN | solar PV | TRUE | 61872 | Gavilan District College Solar Project | 61993 | Gavilan Community College Solar Project | CA | Santa Clara | GDCPV | Solar Photovoltaic | PV |  | S | 1.4 |  | 1.2 | 0.4 |  | N |  |  | N | IPP Non-CHP | 2 | X | SUN
Batteries.MWH | battery storage | 0 | 61944 | MN8 Energy LLC | 61995 | UC Merced Solar Hybrid | CA | Merced | UCMBA | Batteries | BA |  | S | 0.5 |  | 0.5 | 0.5 | 0.5 | N |  |  | N | IPP Non-CHP | 2 | X | MWH
Solar Photovoltaic.SUN | solar PV | TRUE | 61944 | MN8 Energy LLC | 61995 | UC Merced Solar Hybrid | CA | Merced | UCMPV | Solar Photovoltaic | PV |  | S | 4.5 |  | 4.3 | 1.8 |  | N |  |  | N | IPP Non-CHP | 2 | X | SUN
Solar Photovoltaic.SUN | solar PV | TRUE | 61586 | Rankin Solar Center, LLC | 61996 | Rankin Solar Center, LLC | SC | Florence | RANKI | Solar Photovoltaic | PV |  | S | 10 |  | 10 | 10 |  | N |  |  | N | IPP Non-CHP | 2 | X | SUN
Solar Photovoltaic.SUN | solar PV | TRUE | 65173 | United States Solar Corporation | 61997 | USS Big Lake 1 Solar CSG | MN | Sherburne | USSBL | Solar Photovoltaic | PV |  | W | 1 |  | 1 | 1 | 1 | N |  |  | N | IPP Non-CHP | 2 | X | SUN
Solar Photovoltaic.SUN | solar PV | TRUE | 65173 | United States Solar Corporation | 61998 | USS Good Solar CSG | MN | Chisago | USSGO | Solar Photovoltaic | PV |  | W | 1 |  | 1 | 1 |  | N |  |  | N | IPP Non-CHP | 2 | X | SUN
Solar Photovoltaic.SUN | solar PV | TRUE | 65173 | United States Solar Corporation | 61999 | USS Kasch Solar CSG | MN | Benton | USSKA | Solar Photovoltaic | PV |  | W | 1 |  | 1 | 1 |  | N |  |  | N | IPP Non-CHP | 2 | X | SUN
Solar Photovoltaic.SUN | solar PV | TRUE | 65173 | United States Solar Corporation | 62000 | USS Rockpoint Solar CSG | MN | Chisago | USSRP | Solar Photovoltaic | PV |  | W | 1 |  | 1 | 1 |  | N |  |  | N | IPP Non-CHP | 2 | X | SUN
Petroleum Liquids.DFO | petroleum | FALSE | 61578 | The Bank of New York | 62001 | The Bank of New York | NY | Kings | 6087K | Petroleum Liquids | IC |  | S | 1.2 | 0.8 | 1.2 | 1.2 | 0.1 | N |  |  | N | Commercial Non-CHP | 4 | X | DFO
Petroleum Liquids.DFO | petroleum | FALSE | 61578 | The Bank of New York | 62001 | The Bank of New York | NY | Kings | 6187H | Petroleum Liquids | IC |  | S | 1.2 | 0.8 | 1.2 | 1.2 | 0.1 | N |  |  | N | Commercial Non-CHP | 4 | X | DFO
Petroleum Liquids.DFO | petroleum | FALSE | 61578 | The Bank of New York | 62001 | The Bank of New York | NY | Kings | 6287P | Petroleum Liquids | IC |  | S | 1.2 | 0.8 | 1.2 | 1.2 | 0.1 | N |  |  | N | Commercial Non-CHP | 4 | X | DFO
Petroleum Liquids.DFO | petroleum | FALSE | 61578 | The Bank of New York | 62001 | The Bank of New York | NY | Kings | 8587X | Petroleum Liquids | IC |  | S | 1.2 | 0.8 | 1.2 | 1.2 | 0.1 | N |  |  | N | Commercial Non-CHP | 4 | X | DFO
Petroleum Liquids.DFO | petroleum | FALSE | 61578 | The Bank of New York | 62001 | The Bank of New York | NY | Kings | 8687N | Petroleum Liquids | IC |  | S | 1.2 | 0.8 | 1.2 | 1.2 | 0.1 | N |  |  | N | Commercial Non-CHP | 4 | X | DFO
Petroleum Liquids.DFO | petroleum | FALSE | 61578 | The Bank of New York | 62001 | The Bank of New York | NY | Kings | 8887H | Petroleum Liquids | IC |  | S | 1.2 | 0.8 | 1.2 | 1.2 | 0.1 | N |  |  | N | Commercial Non-CHP | 4 | X | DFO
Petroleum Liquids.DFO | petroleum | FALSE | 61584 | Brooklyn Hospital Center | 62002 | Brooklyn Hospital Center | NY | Kings | 400DF | Petroleum Liquids | IC |  | S | 0.4 | 0.8 | 0.4 | 0.4 | 0 | N |  |  | N | Commercial Non-CHP | 4 | X | DFO
Petroleum Liquids.DFO | petroleum | FALSE | 61584 | Brooklyn Hospital Center | 62002 | Brooklyn Hospital Center | NY | Kings | 500RE | Petroleum Liquids | IC |  | S | 0.5 | 0.8 | 0.5 | 0.5 | 0 | N |  |  | N | Commercial Non-CHP | 4 | X | DFO
Petroleum Liquids.DFO | petroleum | FALSE | 61584 | Brooklyn Hospital Center | 62002 | Brooklyn Hospital Center | NY | Kings | C18 | Petroleum Liquids | IC |  | S | 0.6 | 0.8 | 0.6 | 0.6 | 0.1 | N |  |  | N | Commercial Non-CHP | 4 | X | DFO
Petroleum Liquids.DFO | petroleum | FALSE | 61577 | Saint Catherine of Siena Medical Center | 62003 | Saint Catherine of Siena Medical Center | NY | Suffolk | 5FPX4 | Petroleum Liquids | IC |  | S | 0.8 | 0.8 | 0.4 | 0.4 | 0.1 | N |  |  | N | Commercial Non-CHP | 4 | X | DFO
Petroleum Liquids.DFO | petroleum | FALSE | 61577 | Saint Catherine of Siena Medical Center | 62003 | Saint Catherine of Siena Medical Center | NY | Suffolk | 855G3 | Petroleum Liquids | IC |  | S | 0.4 | 0.8 | 0.4 | 0.4 | 0 | N |  |  | N | Commercial Non-CHP | 4 | X | DFO
Petroleum Liquids.DFO | petroleum | FALSE | 61577 | Saint Catherine of Siena Medical Center | 62003 | Saint Catherine of Siena Medical Center | NY | Suffolk | D400F | Petroleum Liquids | IC |  | S | 0.4 | 0.8 | 0.4 | 0.4 | 0 | N |  |  | N | Commercial Non-CHP | 4 | X | DFO
Petroleum Liquids.DFO | petroleum | FALSE | 61577 | Saint Catherine of Siena Medical Center | 62003 | Saint Catherine of Siena Medical Center | NY | Suffolk | DFG65 | Petroleum Liquids | IC |  | S | 0.2 | 0.8 | 0.2 | 0.2 | 0 | N |  |  | N | Commercial Non-CHP | 4 | X | DFO
Petroleum Liquids.DFO | petroleum | FALSE | 61577 | Saint Catherine of Siena Medical Center | 62003 | Saint Catherine of Siena Medical Center | NY | Suffolk | E4486 | Petroleum Liquids | IC |  | S | 0.4 | 0.8 | 0.4 | 0.4 | 0 | N |  |  | N | Commercial Non-CHP | 4 | X | DFO
Solar Photovoltaic.SUN | solar PV | TRUE | 61012 | AES Distributed Energy | 62004 | San Pablo Raceway | CA | Los Angeles | SPRWY | Solar Photovoltaic | PV |  | S | 100 |  | 100 | 100 |  | N |  |  | N | IPP Non-CHP | 2 | X | SUN
Solar Photovoltaic.SUN | solar PV | TRUE | 62719 | Green Street Power Partners | 62010 | Gibbon Solar | MN | Sibley | PGRK1 | Solar Photovoltaic | PV |  | S | 3.3 |  | 3.3 | 3.3 |  | N |  |  | N | IPP Non-CHP | 2 | X | SUN
Solar Photovoltaic.SUN | solar PV | TRUE | 61012 | AES Distributed Energy | 62011 | Richmond Spider Solar | VA | Spotsylvania | RMDSS | Solar Photovoltaic | PV |  | S | 20 |  | 20 | 20 |  | N |  |  | N | IPP Non-CHP | 2 | X | SUN
Solar Photovoltaic.SUN | solar PV | TRUE | 61012 | AES Distributed Energy | 62012 | Pleinmont Solar 1 | VA | Spotsylvania | PLNM1 | Solar Photovoltaic | PV |  | S | 75 |  | 75 | 75 |  | N |  |  | N | IPP Non-CHP | 2 | X | SUN
Solar Photovoltaic.SUN | solar PV | TRUE | 61012 | AES Distributed Energy | 62013 | Pleinmont Solar 2 | VA | Spotsylvania | PLNM2 | Solar Photovoltaic | PV |  | S | 240 |  | 240 | 240 |  | N |  |  | N | IPP Non-CHP | 2 | X | SUN
Solar Photovoltaic.SUN | solar PV | TRUE | 61012 | AES Distributed Energy | 62014 | Highlander Solar Energy Station 1 | VA | Spotsylvania | HLND1 | Solar Photovoltaic | PV |  | S | 165 |  | 165 | 165 |  | N |  |  | N | IPP Non-CHP | 2 | X | SUN
Solar Photovoltaic.SUN | solar PV | TRUE | 61589 | RE Mustang Two LLC | 62015 | Mustang Two | CA | Kings | M2BAR | Solar Photovoltaic | PV |  | W | 50 |  | 50 | 50 |  | N |  |  | N | IPP Non-CHP | 2 | X | SUN
Solar Photovoltaic.SUN | solar PV | TRUE | 61589 | RE Mustang Two LLC | 62015 | Mustang Two | CA | Kings | M2WHI | Solar Photovoltaic | PV |  | W | 100 |  | 100 | 100 |  | N |  |  | N | IPP Non-CHP | 2 | X | SUN
Solar Photovoltaic.SUN | solar PV | TRUE | 61944 | MN8 Energy LLC | 62016 | UC Riverside Lots 30 & 32 | CA | Riverside | UCRIV | Solar Photovoltaic | PV |  | S | 4 |  | 3.5 | 2 |  | N |  |  | N | IPP Non-CHP | 2 | X | SUN
Solar Photovoltaic.SUN | solar PV | TRUE | 61012 | AES Distributed Energy | 62017 | Riverhead Solar Farm | NY | Suffolk | RIV1 | Solar Photovoltaic | PV |  | S | 20 |  | 20 | 20 |  | N |  |  | N | IPP Non-CHP | 2 | X | SUN
Solar Photovoltaic.SUN | solar PV | TRUE | 61603 | Page Solar Farm, LLC | 62018 | Page Solar | NC | Johnston | PGRI1 | Solar Photovoltaic | PV |  | S | 1.6 |  | 1.6 | 1.6 |  | N |  |  | N | IPP Non-CHP | 2 | X | SUN
Solar Photovoltaic.SUN | solar PV | TRUE | 61944 | MN8 Energy LLC | 62020 | Stanford Campus Solar | CA | Santa Clara | STANF | Solar Photovoltaic | PV |  | S | 3.4 |  | 3.3 | 1.6 |  | N |  |  | N | IPP Non-CHP | 2 | X | SUN
Solar Photovoltaic.SUN | solar PV | TRUE | 58135 | Ecos Energy LLC | 62021 | Franklin Solar | CT | New London | FRANK | Solar Photovoltaic | PV |  | S | 1 |  | 1 | 1 |  | N |  |  | N | IPP Non-CHP | 2 | X | SUN
Solar Photovoltaic.SUN | solar PV | TRUE | 58135 | Ecos Energy LLC | 62023 | Wilson Solar | CT | New London | WILSN | Solar Photovoltaic | PV |  | S | 1 |  | 1 | 1 |  | N |  |  | N | IPP Non-CHP | 2 | X | SUN
Solar Photovoltaic.SUN | solar PV | TRUE | 58135 | Ecos Energy LLC | 62024 | Jefferson Solar | CT | New London | JEFRS | Solar Photovoltaic | PV |  | S | 1 |  | 1 | 1 |  | N |  |  | N | IPP Non-CHP | 2 | X | SUN
Solar Photovoltaic.SUN | solar PV | TRUE | 58135 | Ecos Energy LLC | 62025 | Hamilton Solar | CT | New London | HAMLT | Solar Photovoltaic | PV |  | S | 1 |  | 1 | 1 |  | N |  |  | N | IPP Non-CHP | 2 | X | SUN
Solar Photovoltaic.SUN | solar PV | TRUE | 58135 | Ecos Energy LLC | 62026 | Adams Solar | CT | New London | ADAMS | Solar Photovoltaic | PV |  | S | 1 |  | 1 | 1 |  | N |  |  | N | IPP Non-CHP | 2 | X | SUN
Batteries.MWH | battery storage | 0 | 61597 | Caldwell Wastewater Treatment Plant | 62027 | Caldwell Wastewater Treatment Plant Hybrid | NJ | Essex | BAT1 | Batteries | BA |  | S | 1 |  | 0.5 | 0.5 |  | N |  |  | N | IPP Non-CHP | 2 | X | MWH
Solar Photovoltaic.SUN | solar PV | TRUE | 61597 | Caldwell Wastewater Treatment Plant | 62027 | Caldwell Wastewater Treatment Plant Hybrid | NJ | Essex | PV1 | Solar Photovoltaic | PV |  | S | 0.7 |  | 0.7 | 0.7 |  | N |  |  | N | IPP Non-CHP | 2 | X | SUN
Solar Photovoltaic.SUN | solar PV | TRUE | 61944 | MN8 Energy LLC | 62028 | CSU Long Beach Lots 7 & 14 | CA | Los Angeles | CSULB | Solar Photovoltaic | PV |  | S | 4.5 |  | 3.3 | 1.8 |  | N |  |  | N | IPP Non-CHP | 2 | X | SUN
Solar Photovoltaic.SUN | solar PV | TRUE | 61599 | Enfield Community Solar | 62029 | Enfield Community Solar | NY | Tompkins | 5515 | Solar Photovoltaic | PV |  | S | 1.8 |  | 1.8 | 1.8 |  | N |  |  | N | IPP Non-CHP | 2 | X | SUN
Solar Photovoltaic.SUN | solar PV | TRUE | 61227 | Nautilus Solar Solutions | 62030 | Nautilus Lindstrom Solar (CSG) | MN | Chisago | LI | Solar Photovoltaic | PV |  | S | 2 |  | 2 | 2 |  | N |  |  | N | IPP Non-CHP | 2 | X | SUN
Solar Photovoltaic.SUN | solar PV | TRUE | 61227 | Nautilus Solar Solutions | 62031 | Nautilus Saint Cloud Solar (CSG) | MN | Sherburne | SC | Solar Photovoltaic | PV |  | S | 5 |  | 5 | 5 |  | N |  |  | N | IPP Non-CHP | 2 | X | SUN
Solar Photovoltaic.SUN | solar PV | TRUE | 61227 | Nautilus Solar Solutions | 62032 | Nautilus Winsted Solar (CSG) | MN | McLeod | WS | Solar Photovoltaic | PV |  | S | 3 |  | 3 | 3 |  | N |  |  | N | IPP Non-CHP | 2 | X | SUN
Solar Photovoltaic.SUN | solar PV | TRUE | 61610 | Delaware River Solar, LLC | 62034 | Baer Road CSG | NY | Sullivan | 7 | Solar Photovoltaic | PV |  | S | 2 |  | 2 | 2 |  | N |  |  | N | IPP Non-CHP | 2 | X | SUN
Onshore Wind Turbine.WND | onshore wind | TRUE | 57170 | EDF Renewable Asset Holdings, Inc. | 62035 | Glaciers Edge Wind Project | IA | Cherokee | GEW | Onshore Wind Turbine | WT |  | S | 211.7 |  | 200 | 200 | 0 | N |  |  | N | IPP Non-CHP | 2 | X | WND
Solar Photovoltaic.SUN | solar PV | TRUE | 61613 | Sartell Holdco LLC | 62036 | Sartell Holdco CSG | MN | Stearns | SARTE | Solar Photovoltaic | PV |  | S | 5 |  | 5 | 5 |  | N |  |  | N | IPP Non-CHP | 2 | X | SUN
Solar Photovoltaic.SUN | solar PV | TRUE | 61614 | Rollingstone Holdco LLC | 62037 | Rollingstone Holdco CSG | MN | Winona | ROLLI | Solar Photovoltaic | PV |  | S | 4.8 |  | 4.8 | 4.8 |  | N |  |  | N | IPP Non-CHP | 2 | X | SUN
Onshore Wind Turbine.WND | onshore wind | TRUE | 49893 | Invenergy Services LLC | 62038 | Santa Rita East | TX | Irion | STRAE | Onshore Wind Turbine | WT |  | S | 302.4 |  | 302.4 | 302.4 | 13 | N |  |  | N | IPP Non-CHP | 2 | X | WND
Solar Photovoltaic.SUN | solar PV | TRUE | 61987 | Sonoma County Junior College District | 62039 | Santa Rosa Junior College Petaluma Solar | CA | Sonoma | SRJCP | Solar Photovoltaic | PV |  | S | 1.2 |  | 1.1 | 0.6 |  | N |  |  | N | IPP Non-CHP | 2 | X | SUN
Solar Photovoltaic.SUN | solar PV | TRUE | 60970 | SunShare Management | 62040 | Becker Solar CSG | MN | Wright | BCKR1 | Solar Photovoltaic | PV |  | S | 1 |  | 1 | 1 |  | N |  |  | N | IPP Non-CHP | 2 | X | SUN
Solar Photovoltaic.SUN | solar PV | TRUE | 61620 | IOS II LLC | 62041 | Cuyahoga County Landfill | OH | Cuyahoga | CCBO1 | Solar Photovoltaic | PV |  | S | 3.7 |  | 3.7 | 2.9 |  | N |  |  | N | IPP Non-CHP | 2 | X | SUN
Solar Photovoltaic.SUN | solar PV | TRUE | 65173 | United States Solar Corporation | 62042 | USS Solar Rapids CSG | MN | Benton | USSSR | Solar Photovoltaic | PV |  | W | 1 |  | 1 | 1 | 1 | N |  |  | N | IPP Non-CHP | 2 | X | SUN
Solar Photovoltaic.SUN | solar PV | TRUE | 61620 | IOS II LLC | 62043 | First Baptist Church of Glenarden | MD | Prince Georges | FBCG1 | Solar Photovoltaic | PV |  | S | 1.5 |  | 1.6 | 1.5 |  | N |  |  | N | IPP Non-CHP | 2 | X | SUN
Solar Photovoltaic.SUN | solar PV | TRUE | 65173 | United States Solar Corporation | 62044 | USS Solar Dawn CSG | MN | Chisago | USSSD | Solar Photovoltaic | PV |  | W | 1 |  | 1 | 1 |  | N |  |  | N | IPP Non-CHP | 2 | X | SUN
Solar Photovoltaic.SUN | solar PV | TRUE | 65173 | United States Solar Corporation | 62045 | USS Norelius Solar CSG | MN | Chisago | USSNO | Solar Photovoltaic | PV |  | W | 1 |  | 1 | 1 |  | N |  |  | N | IPP Non-CHP | 2 | X | SUN
Solar Photovoltaic.SUN | solar PV | TRUE | 65173 | United States Solar Corporation | 62046 | USS Nillie Corn Solar CSG | MN | Chisago | USSNC | Solar Photovoltaic | PV |  | W | 1 |  | 1 | 1 |  | N |  |  | N | IPP Non-CHP | 2 | X | SUN
Solar Photovoltaic.SUN | solar PV | TRUE | 65173 | United States Solar Corporation | 62047 | USS JJ Solar CSG | MN | Benton | USSJJ | Solar Photovoltaic | PV |  | W | 1 |  | 1 | 1 | 1 | N |  |  | N | IPP Non-CHP | 2 | X | SUN
Solar Photovoltaic.SUN | solar PV | TRUE | 65173 | United States Solar Corporation | 62048 | USS Dubhe Solar CSG | MN | Chisago | USSDB | Solar Photovoltaic | PV |  | W | 1 |  | 1 | 1 | 1 | N |  |  | N | IPP Non-CHP | 2 | X | SUN
Solar Photovoltaic.SUN | solar PV | TRUE | 65173 | United States Solar Corporation | 62049 | USS Brockway Solar CSG | MN | Stearns | USSBR | Solar Photovoltaic | PV |  | W | 1 |  | 1 | 1 |  | N |  |  | N | IPP Non-CHP | 2 | X | SUN
Petroleum Liquids.DFO | petroleum | FALSE | 61618 | Kingsbrook Jewish Medical Center | 62050 | Kingsbrook Jewish Medical Center | NY | Kings | SR4 | Petroleum Liquids | IC |  | S | 0.6 | 0.8 | 0.6 | 0.6 | 0 | N |  |  | N | Commercial Non-CHP | 4 | X | DFO
Petroleum Liquids.DFO | petroleum | FALSE | 61618 | Kingsbrook Jewish Medical Center | 62050 | Kingsbrook Jewish Medical Center | NY | Kings | TPSDM | Petroleum Liquids | IC |  | S | 1 | 0.8 | 1 | 1 | 0 | N |  |  | N | Commercial Non-CHP | 4 | X | DFO
Petroleum Liquids.DFO | petroleum | FALSE | 61618 | Kingsbrook Jewish Medical Center | 62050 | Kingsbrook Jewish Medical Center | NY | Kings | VHP59 | Petroleum Liquids | IC |  | S | 1 | 0.8 | 1 | 1 | 0 | N |  |  | N | Commercial Non-CHP | 4 | X | DFO
Petroleum Liquids.DFO | petroleum | FALSE | 61619 | St Johns Riverside Hospital | 62051 | St Johns Riverside Hospital | NY | Westchester | EG650 | Petroleum Liquids | IC |  | S | 0.7 | 0.8 | 0.7 | 0.7 | 0 | N |  |  | N | Commercial Non-CHP | 4 | X | DFO
Petroleum Liquids.DFO | petroleum | FALSE | 61619 | St Johns Riverside Hospital | 62051 | St Johns Riverside Hospital | NY | Westchester | EG750 | Petroleum Liquids | IC |  | S | 0.8 | 0.8 | 0.8 | 0.8 | 0 | N |  |  | N | Commercial Non-CHP | 4 | X | DFO
Solar Photovoltaic.SUN | solar PV | TRUE | 58871 | Citizens Enterprises Corporation | 62052 | Citizens Imperial Solar | CA | Imperial | CIS1 | Solar Photovoltaic | PV |  | W | 30 |  | 30 | 30 |  | N |  |  | N | IPP Non-CHP | 2 | X | SUN
Solar Photovoltaic.SUN | solar PV | TRUE | 61616 | Solar Provider Group MN I LLC | 62053 | Syncarpha Dodge 1 CSG | MN | Dodge | SPGD1 | Solar Photovoltaic | PV |  | S | 1 |  | 1 | 1 |  | N |  |  | N | IPP Non-CHP | 2 | X | SUN
Solar Photovoltaic.SUN | solar PV | TRUE | 61617 | Alpha Value Solar, LLC | 62054 | Alpha Value Solar | NC | Perquimans | AVS01 | Solar Photovoltaic | PV |  | S | 5 |  | 5 | 5 |  | N |  |  | N | IPP Non-CHP | 2 | X | SUN
Solar Photovoltaic.SUN | solar PV | TRUE | 54913 | NSTAR Electric Company | 62055 | Wareham Solar PV | MA | Plymouth | LG395 | Solar Photovoltaic | PV |  | S | 3.3 |  | 3.3 | 3.3 |  | N |  |  | N | Electric Utility | 1 | X | SUN
Solar Photovoltaic.SUN | solar PV | TRUE | 65305 | Clean Focus Yield, LLC | 62056 | Lancaster | CA | Los Angeles | LANC | Solar Photovoltaic | PV |  | S | 3 |  | 3 | 3 |  | N |  |  | N | IPP Non-CHP | 2 | X | SUN
Solar Photovoltaic.SUN | solar PV | TRUE | 61635 | SR Hazlehurst III, LLC | 62057 | Hazlehurst III | GA | Jeff Davis | HZIII | Solar Photovoltaic | PV |  | S | 40 | 0.95 | 40 | 40 | 40 | N |  |  | N | IPP Non-CHP | 2 | X | SUN
Solar Photovoltaic.SUN | solar PV | TRUE | 61634 | SR Terrell, LLC | 62058 | SR Terrell | GA | Terrell | TERRL | Solar Photovoltaic | PV |  | S | 74 |  | 74 | 74 |  | N |  |  | N | IPP Non-CHP | 2 | X | SUN
Solar Photovoltaic.SUN | solar PV | TRUE | 54913 | NSTAR Electric Company | 62059 | East Longmeadow Solar PV | MA | Hampden | LG400 | Solar Photovoltaic | PV |  | S | 5 |  | 5 | 5 |  | N |  |  | N | Electric Utility | 1 | X | SUN
Solar Photovoltaic.SUN | solar PV | TRUE | 60520 | SoCore Energy LLC | 62060 | Hampton MN GRE | MN | Dakota | PV1 | Solar Photovoltaic | PV |  | S | 2 |  | 2 | 2 |  | N |  |  | N | IPP Non-CHP | 2 | X | SUN
Solar Photovoltaic.SUN | solar PV | TRUE | 60520 | SoCore Energy LLC | 62061 | Anoka County MN CONX | MN | Anoka | PV1 | Solar Photovoltaic | PV |  | W | 3.4 |  | 3.4 | 3.4 |  | N |  |  | N | IPP Non-CHP | 2 | X | SUN
Solar Photovoltaic.SUN | solar PV | TRUE | 60520 | SoCore Energy LLC | 62062 | Athens MN CONX | MN | Isanti | PV1 | Solar Photovoltaic | PV |  | W | 6.6 |  | 6.6 | 6.6 |  | N |  |  | N | IPP Non-CHP | 2 | X | SUN
Solar Photovoltaic.SUN | solar PV | TRUE | 54913 | NSTAR Electric Company | 62063 | Greenfield Solar PV | MA | Franklin | LG400 | Solar Photovoltaic | PV |  | S | 2 |  | 2 | 2 |  | N |  |  | N | Electric Utility | 1 | X | SUN
Solar Photovoltaic.SUN | solar PV | TRUE | 54913 | NSTAR Electric Company | 62064 | Hinsdale Solar PV | MA | Berkshire | LG400 | Solar Photovoltaic | PV |  | S | 2 |  | 2 | 2 |  | N |  |  | N | Electric Utility | 1 | X | SUN
Solar Photovoltaic.SUN | solar PV | TRUE | 54913 | NSTAR Electric Company | 62065 | Savoy Solar PV | MA | Hampshire | LG400 | Solar Photovoltaic | PV |  | S | 2 |  | 2 | 2 |  | N |  |  | N | Electric Utility | 1 | X | SUN
Solar Photovoltaic.SUN | solar PV | TRUE | 54913 | NSTAR Electric Company | 62066 | Southampton Solar PV | MA | Hampshire | LG400 | Solar Photovoltaic | PV |  | S | 2 |  | 2 | 2 |  | N |  |  | N | Electric Utility | 1 | X | SUN
Solar Photovoltaic.SUN | solar PV | TRUE | 60025 | Greenbacker Renewable Energy Corporation | 62067 | Urtica Solar Project | WA | Kittitas | URTIC | Solar Photovoltaic | PV |  | S | 5 |  | 5 | 5 |  | N |  |  | N | IPP Non-CHP | 2 | X | SUN
Solar Photovoltaic.SUN | solar PV | TRUE | 60025 | Greenbacker Renewable Energy Corporation | 62069 | Penstemon Solar Project | WA | Kittitas | PENST | Solar Photovoltaic | PV |  | S | 5 |  | 5 | 5 |  | N |  |  | N | IPP Non-CHP | 2 | X | SUN
Solar Photovoltaic.SUN | solar PV | TRUE | 60025 | Greenbacker Renewable Energy Corporation | 62071 | Camas Solar Project | WA | Kittitas | CAMAS | Solar Photovoltaic | PV |  | S | 5 |  | 5 | 5 |  | N |  |  | N | IPP Non-CHP | 2 | X | SUN
Solar Photovoltaic.SUN | solar PV | TRUE | 54913 | NSTAR Electric Company | 62072 | Springfield Solar PV | MA | Hampden | LG395 | Solar Photovoltaic | PV |  | S | 4 |  | 4 | 4 |  | N |  |  | N | Electric Utility | 1 | X | SUN
Solar Photovoltaic.SUN | solar PV | TRUE | 54913 | NSTAR Electric Company | 62073 | Hampden Solar PV | MA | Hampden | LG390 | Solar Photovoltaic | PV |  | S | 3.5 |  | 3.5 | 3.5 |  | N |  |  | N | Electric Utility | 1 | X | SUN
Solar Photovoltaic.SUN | solar PV | TRUE | 60947 | Tesla Inc. | 62074 | Bd of Educ of Queen Anne's Cnty, Cnty HS | MD | Queen Annes | PV1 | Solar Photovoltaic | PV |  | W | 1.7 |  | 1.7 | 1.7 |  | N |  |  | N | IPP Non-CHP | 2 | X | SUN
Solar Photovoltaic.SUN | solar PV | TRUE | 60947 | Tesla Inc. | 62075 | Pima Community College | AZ | Pima | PV1 | Solar Photovoltaic | PV |  | W | 1.1 |  | 1.1 | 1.1 |  | N |  |  | N | IPP Non-CHP | 2 | X | SUN
Solar Photovoltaic.SUN | solar PV | TRUE | 60947 | Tesla Inc. | 62076 | Town of Branford | CT | New Haven | PV1 | Solar Photovoltaic | PV |  | W | 1.1 |  | 1.1 | 1.1 |  | N |  |  | N | IPP Non-CHP | 2 | X | SUN
Solar Photovoltaic.SUN | solar PV | TRUE | 60947 | Tesla Inc. | 62077 | Blue Shld Of Cal- El Dorado Hlls Mtr B | CA | El Dorado | PV1 | Solar Photovoltaic | PV |  | W | 1.5 |  | 2.1 | 2.1 |  | N |  |  | N | IPP Non-CHP | 2 | X | SUN
Onshore Wind Turbine.WND | onshore wind | TRUE | 9417 | Interstate Power and Light Co | 62079 | Whispering Willow North | IA | Franklin | 1 | Onshore Wind Turbine | WT |  | S | 201.3 | 0.95 | 201.3 | 201.3 | 0.1 | N |  |  | N | Electric Utility | 1 | X | WND
Onshore Wind Turbine.WND | onshore wind | TRUE | 9417 | Interstate Power and Light Co | 62080 | Richland | IA | Sac | 1 | Onshore Wind Turbine | WT |  | S | 130.9 | 0.95 | 130.9 | 130.9 | 0.1 | N |  |  | N | Electric Utility | 1 | X | WND
Onshore Wind Turbine.WND | onshore wind | TRUE | 9417 | Interstate Power and Light Co | 62081 | Golden Plains | IA | Winnebago | 1 | Onshore Wind Turbine | WT |  | S | 199.8 | 0.95 | 199.8 | 199.8 | 0.1 | N |  |  | N | Electric Utility | 1 | X | WND
Solar Photovoltaic.SUN | solar PV | TRUE | 54913 | NSTAR Electric Company | 62082 | Southwick Solar PV | MA | Hampden | REC34 | Solar Photovoltaic | PV |  | S | 5 |  | 5 | 5 |  | N |  |  | N | Electric Utility | 1 | X | SUN
Solar Photovoltaic.SUN | solar PV | TRUE | 60970 | SunShare Management | 62084 | Becker Solar 2 CSG | MN | Wright | BCKR2 | Solar Photovoltaic | PV |  | S | 1 |  | 1 | 1 |  | N |  |  | N | IPP Non-CHP | 2 | X | SUN
Solar Photovoltaic.SUN | solar PV | TRUE | 60970 | SunShare Management | 62085 | Becker Solar 3 CSG | MN | Wright | BCKR3 | Solar Photovoltaic | PV |  | S | 1 |  | 1 | 1 |  | N |  |  | N | IPP Non-CHP | 2 | X | SUN
Solar Photovoltaic.SUN | solar PV | TRUE | 60970 | SunShare Management | 62086 | Becker Solar 4 CSG | MN | Wright | BCKR4 | Solar Photovoltaic | PV |  | S | 1 |  | 1 | 1 |  | N |  |  | N | IPP Non-CHP | 2 | X | SUN
Solar Photovoltaic.SUN | solar PV | TRUE | 60970 | SunShare Management | 62087 | Becker Solar 5 CSG | MN | Wright | BCKR5 | Solar Photovoltaic | PV |  | S | 1 |  | 1 | 1 |  | N |  |  | N | IPP Non-CHP | 2 | X | SUN
Solar Photovoltaic.SUN | solar PV | TRUE | 61187 | DG Minnesota CSG, LLC | 62088 | Schultz CSG | MN | Scott | SCHUL | Solar Photovoltaic | PV |  | S | 1.8 |  | 1.8 | 1.8 |  | N |  |  | N | IPP Non-CHP | 2 | X | SUN
Solar Photovoltaic.SUN | solar PV | TRUE | 61612 | Panda Solar NC 1, LLC | 62089 | Panda Solar NC 1, LLC | NC | Robeson | 20002 | Solar Photovoltaic | PV |  | S | 1 |  | 1 | 1 | 1 | N | 4 | 2049 | N | IPP Non-CHP | 2 | X | SUN
Solar Photovoltaic.SUN | solar PV | TRUE | 54913 | NSTAR Electric Company | 62090 | Sunderland Solar PV | MA | Franklin | REC34 | Solar Photovoltaic | PV |  | S | 1.1 |  | 1.1 | 1.1 |  | N |  |  | N | Electric Utility | 1 | X | SUN
Solar Photovoltaic.SUN | solar PV | TRUE | 54913 | NSTAR Electric Company | 62091 | Hatfield Solar PV | MA | Hampshire | LG395 | Solar Photovoltaic | PV |  | S | 3.6 |  | 3.6 | 3.6 |  | N |  |  | N | Electric Utility | 1 | X | SUN
Solar Photovoltaic.SUN | solar PV | TRUE | 54913 | NSTAR Electric Company | 62092 | Montague Site 36-Grosolar | MA | Franklin | REC34 | Solar Photovoltaic | PV |  | S | 4.1 |  | 4.1 | 4.1 |  | N |  |  | N | Electric Utility | 1 | X | SUN
Solar Photovoltaic.SUN | solar PV | TRUE | 54913 | NSTAR Electric Company | 62093 | East Springfield Solar PV | MA | Hampden | REC34 | Solar Photovoltaic | PV |  | S | 1.4 |  | 1.4 | 1.4 |  | N |  |  | N | Electric Utility | 1 | X | SUN
Solar Photovoltaic.SUN | solar PV | TRUE | 61640 | Quarter Horse Farm LLC | 62095 | Quarter Horse Solar | NC | Pender | PGRF5 | Solar Photovoltaic | PV |  | S | 4.5 |  | 4.5 | 4.5 |  | N |  |  | N | IPP Non-CHP | 2 | X | SUN
Solar Photovoltaic.SUN | solar PV | TRUE | 61639 | Atkinson Solar II LLC | 62096 | Atkinson Solar II | NC | Duplin | PGRF3 | Solar Photovoltaic | PV |  | S | 1.9 |  | 1.9 | 1.9 |  | N |  |  | N | IPP Non-CHP | 2 | X | SUN
Solar Photovoltaic.SUN | solar PV | TRUE | 54913 | NSTAR Electric Company | 62097 | Ludlow Site 72 - Conti | MA | Hampden | LG390 | Solar Photovoltaic | PV |  | S | 1.9 |  | 1.9 | 1.9 |  | N |  |  | N | Electric Utility | 1 | X | SUN
Solar Photovoltaic.SUN | solar PV | TRUE | 61187 | DG Minnesota CSG, LLC | 62098 | Tiller CSG | MN | Sherburne | TILLE | Solar Photovoltaic | PV |  | S | 5 |  | 5 | 5 |  | N |  |  | N | IPP Non-CHP | 2 | X | SUN
Solar Photovoltaic.SUN | solar PV | TRUE | 61187 | DG Minnesota CSG, LLC | 62099 | Hammer CSG | MN | Sherburne | HAMME | Solar Photovoltaic | PV |  | S | 4.8 |  | 4.8 | 4.8 |  | N |  |  | N | IPP Non-CHP | 2 | X | SUN
Solar Photovoltaic.SUN | solar PV | TRUE | 61645 | Warrenton Solar I LLC | 62100 | Warrenton I Solar | NC | Warren | PGRI4 | Solar Photovoltaic | PV |  | S | 4.9 |  | 4.9 | 4.9 |  | N |  |  | N | IPP Non-CHP | 2 | X | SUN
Solar Photovoltaic.SUN | solar PV | TRUE | 61644 | Bladenboro Farm 2 LLC | 62101 | Bladenboro Solar 2 | NC | Bladen | PGRF6 | Solar Photovoltaic | PV |  | S | 4.5 |  | 4.5 | 4.5 |  | N |  |  | N | IPP Non-CHP | 2 | X | SUN
Solar Photovoltaic.SUN | solar PV | TRUE | 61641 | Sadiebrook Solar LLC | 62102 | Sadiebrook NC Solar | NC | Bladen | PGRF1 | Solar Photovoltaic | PV |  | S | 5 |  | 5 | 5 |  | N |  |  | N | IPP Non-CHP | 2 | X | SUN
Onshore Wind Turbine.WND | onshore wind | TRUE | 20856 | Wisconsin Power & Light Co | 62103 | Kossuth | IA | Kossuth | 1 | Onshore Wind Turbine | WT |  | S | 152.2 | 0.95 | 152.2 | 152.2 | 0.1 | N |  |  | N | Electric Utility | 1 | X | WND
Solar Photovoltaic.SUN | solar PV | TRUE | 61642 | Lane Solar Farm LLC | 62104 | Lane Solar | NC | Wayne | PGRF2 | Solar Photovoltaic | PV |  | S | 5 |  | 5 | 5 |  | N |  |  | N | IPP Non-CHP | 2 | X | SUN
Solar Photovoltaic.SUN | solar PV | TRUE | 61187 | DG Minnesota CSG, LLC | 62105 | Monticello Project CSG | MN | Wright | MONTI | Solar Photovoltaic | PV |  | S | 5 |  | 5 | 5 |  | N |  |  | N | IPP Non-CHP | 2 | X | SUN
Onshore Wind Turbine.WND | onshore wind | TRUE | 61648 | WED Green Hill, LLC | 62106 | WED Green Hill, LLC | RI | Providence | GHILL | Onshore Wind Turbine | WT |  | S | 3 |  | 3 | 3 | 0.1 | N |  |  | N | IPP Non-CHP | 2 | X | WND
Onshore Wind Turbine.WND | onshore wind | TRUE | 61649 | WED Plainfield II, LLC | 62107 | WED Plainfield II, LLC | RI | Providence | PLAI2 | Onshore Wind Turbine | WT |  | S | 3 |  | 3 | 3 | 0.1 | N |  |  | N | IPP Non-CHP | 2 | X | WND
Onshore Wind Turbine.WND | onshore wind | TRUE | 61650 | WED Plainfield III, LLC | 62108 | WED Plainfield III, LLC | RI | Providence | PLAI3 | Onshore Wind Turbine | WT |  | S | 3 |  | 3 | 3 | 0.2 | N |  |  | N | IPP Non-CHP | 2 | X | WND
Onshore Wind Turbine.WND | onshore wind | TRUE | 61651 | WED Plainfield, LLC | 62109 | WED Plainfield, LLC | RI | Providence | PLAI1 | Onshore Wind Turbine | WT |  | S | 3 |  | 3 | 3 | 0.1 | N |  |  | N | IPP Non-CHP | 2 | X | WND
Onshore Wind Turbine.WND | onshore wind | TRUE | 61652 | WED Shun I, LLC | 62110 | WED Shun I, LLC | RI | Providence | SHUN1 | Onshore Wind Turbine | WT |  | S | 3 |  | 3 | 3 | 0.1 | N |  |  | N | IPP Non-CHP | 2 | X | WND
Onshore Wind Turbine.WND | onshore wind | TRUE | 61653 | WED Shun II, LLC | 62111 | WED Shun II, LLC | RI | Providence | SHUN2 | Onshore Wind Turbine | WT |  | S | 3 |  | 3 | 3 | 0.1 | N |  |  | N | IPP Non-CHP | 2 | X | WND
Onshore Wind Turbine.WND | onshore wind | TRUE | 61654 | WED Shun III, LLC | 62112 | WED Shun III, LLC | RI | Providence | SHUN3 | Onshore Wind Turbine | WT |  | S | 3 |  | 3 | 3 | 0.1 | N |  |  | N | IPP Non-CHP | 2 | X | WND
Natural Gas Fired Combined Cycle.NG | natural gas combined cycle | TRUE | 61669 | AES Alamitos Energy, LLC | 62115 | AES Alamitos Energy Center | CA | Los Angeles | 1A | Natural Gas Fired Combined Cycle | CT | CCT1 | J | 231 | 0.85 | 194 | 231 |  | N |  |  | N | IPP Non-CHP | 2 | X | NG
Natural Gas Fired Combined Cycle.NG | natural gas combined cycle | TRUE | 61669 | AES Alamitos Energy, LLC | 62115 | AES Alamitos Energy Center | CA | Los Angeles | 1B | Natural Gas Fired Combined Cycle | CT | CCT1 | J | 231 | 0.85 | 194 | 231 |  | N |  |  | N | IPP Non-CHP | 2 | X | NG
Natural Gas Fired Combined Cycle.NG | natural gas combined cycle | TRUE | 61669 | AES Alamitos Energy, LLC | 62115 | AES Alamitos Energy Center | CA | Los Angeles | 1S | Natural Gas Fired Combined Cycle | CA | CCT1 | J | 216 | 0.85 | 215 | 216 |  | N |  |  | N | IPP Non-CHP | 2 | X | NG
Natural Gas Fired Combined Cycle.NG | natural gas combined cycle | TRUE | 61670 | AES Huntington Beach Energy, LLC | 62116 | AES Huntington Beach Energy Project | CA | Orange | 1A | Natural Gas Fired Combined Cycle | CT | CCT1 | J | 231 | 0.85 | 205 | 227 | 80 | N |  |  | N | IPP Non-CHP | 2 | X | NG
Natural Gas Fired Combined Cycle.NG | natural gas combined cycle | TRUE | 61670 | AES Huntington Beach Energy, LLC | 62116 | AES Huntington Beach Energy Project | CA | Orange | 1B | Natural Gas Fired Combined Cycle | CT | CCT1 | J | 231 | 0.85 | 205 | 227 | 80 | N |  |  | N | IPP Non-CHP | 2 | X | NG
Natural Gas Fired Combined Cycle.NG | natural gas combined cycle | TRUE | 61670 | AES Huntington Beach Energy, LLC | 62116 | AES Huntington Beach Energy Project | CA | Orange | 1S | Natural Gas Fired Combined Cycle | CA | CCT1 | J | 237.2 | 0.85 | 220 | 236 | 60 | N |  |  | N | IPP Non-CHP | 2 | X | NG
Natural Gas Internal Combustion Engine.NG | natural gas peaker | FALSE | 61967 | Beloit Memorial Hospital | 62117 | Beloit Memorial Hospital Power Plant | WI | Rock | GEN-1 | Natural Gas Internal Combustion Engine | IC |  | S | 1.5 | 0.8 | 1.5 | 1.5 | 0.8 | N |  |  | Y | Commercial CHP | 5 | T | NG | DFO
Natural Gas Internal Combustion Engine.NG | natural gas peaker | FALSE | 61967 | Beloit Memorial Hospital | 62117 | Beloit Memorial Hospital Power Plant | WI | Rock | GEN-2 | Natural Gas Internal Combustion Engine | IC |  | S | 1.5 | 0.8 | 1.5 | 1.5 | 0.8 | N |  |  | Y | Commercial CHP | 5 | T | NG | DFO
Solar Photovoltaic.SUN | solar PV | TRUE | 61666 | WED GW Solar, LLC CSG | 62118 | WED GW Solar, LLC | RI | Providence | GWSOL | Solar Photovoltaic | PV |  | S | 3 |  | 3 | 3 |  | N |  |  | N | IPP Non-CHP | 2 | X | SUN
Solar Photovoltaic.SUN | solar PV | TRUE | 61675 | SS PA II PSU LLC | 62119 | University Park Solar | PA | Centre | PSUPV | Solar Photovoltaic | PV |  | S | 1.5 | 1 | 1.5 | 1.5 |  | N |  |  | N | IPP Non-CHP | 2 | X | SUN
Solar Photovoltaic.SUN | solar PV | TRUE | 61655 | Panda Solar NC 2, LLC | 62120 | Panda Solar NC 2, LLC | NC | Robeson | 20003 | Solar Photovoltaic | PV |  | S | 2 |  | 2 | 2 | 2 | N | 4 | 2049 | N | IPP Non-CHP | 2 | X | SUN
Solar Photovoltaic.SUN | solar PV | TRUE | 61656 | Panda Solar NC 3, LLC | 62121 | Panda Solar NC 3, LLC | NC | Robeson | 20011 | Solar Photovoltaic | PV |  | S | 2 |  | 2 | 2 | 2 | N | 6 | 2049 | N | IPP Non-CHP | 2 | X | SUN
Solar Photovoltaic.SUN | solar PV | TRUE | 61657 | Panda Solar NC 4, LLC | 62122 | Panda Solar NC 4, LLC | NC | Bladen | 20009 | Solar Photovoltaic | PV |  | S | 2 |  | 2 | 2 | 2 | N |  |  | N | IPP Non-CHP | 2 | X | SUN
Solar Photovoltaic.SUN | solar PV | TRUE | 61658 | Panda Solar NC 5, LLC | 62123 | Panda Solar NC 5, LLC | NC | Cumberland | 20007 | Solar Photovoltaic | PV |  | S | 1 |  | 1 | 1 | 1 | N | 6 | 2049 | N | IPP Non-CHP | 2 | X | SUN
Solar Photovoltaic.SUN | solar PV | TRUE | 61660 | Panda Solar NC 6, LLC | 62124 | Panda Solar NC 6, LLC | NC | Columbus | 20028 | Solar Photovoltaic | PV |  | S | 1 |  | 1 | 1 | 1 | N | 6 | 2049 | N | IPP Non-CHP | 2 | X | SUN
Solar Photovoltaic.SUN | solar PV | TRUE | 61659 | Panda Solar NC 7 , LLC | 62125 | Panda Solar NC 7, LLC | NC | Sampson | 20038 | Solar Photovoltaic | PV |  | S | 1.5 |  | 1.5 | 1.5 | 1.5 | N |  |  | N | IPP Non-CHP | 2 | X | SUN
Solar Photovoltaic.SUN | solar PV | TRUE | 61661 | Panda Solar NC 8, LLC | 62126 | Panda Solar NC 8, LLC | NC | Moore | 20052 | Solar Photovoltaic | PV |  | S | 2 |  | 2 | 2 | 2 | N | 9 | 2049 | N | IPP Non-CHP | 2 | X | SUN
Solar Photovoltaic.SUN | solar PV | TRUE | 61662 | Panda Solar NC 9, LLC | 62127 | Panda Solar NC 9, LLC | NC | Cumberland | 20022 | Solar Photovoltaic | PV |  | S | 2 |  | 2 | 2 | 2 | N | 6 | 2049 | N | IPP Non-CHP | 2 | X | SUN
Solar Photovoltaic.SUN | solar PV | TRUE | 61663 | Panda Solar NC 10, LLC | 62128 | Panda Solar NC 10, LLC | NC | Cumberland | 20031 | Solar Photovoltaic | PV |  | S | 2 |  | 2 | 2 | 2 | N | 6 | 2049 | N | IPP Non-CHP | 2 | X | SUN
Solar Photovoltaic.SUN | solar PV | TRUE | 61664 | Panda Solar NC 11, LLC | 62129 | Panda Solar NC 11, LLC | NC | Cumberland | 20032 | Solar Photovoltaic | PV |  | S | 2 |  | 2 | 2 | 2 | N | 6 | 2049 | N | IPP Non-CHP | 2 | X | SUN
Onshore Wind Turbine.WND | onshore wind | TRUE | 61676 | Roseman Energy, LLC | 62130 | Roseman | IA | Cass | ROS | Onshore Wind Turbine | WT |  | S | 1.8 |  | 1.8 | 1.8 | 0 | N |  |  | N | IPP Non-CHP | 2 | X | WND
Solar Photovoltaic.SUN | solar PV | TRUE | 61677 | Sol Systems | 62131 | Red Toad 4451 Buffalo Road, LLC | NC | Johnston | G4451 | Solar Photovoltaic | PV |  | S | 2 |  | 2 | 2 |  | N |  |  | N | IPP Non-CHP | 2 | X | SUN
Onshore Wind Turbine.WND | onshore wind | TRUE | 12341 | MidAmerican Energy Co | 62132 | Arbor Hill Wind Farm | IA | Adair | 1 | Onshore Wind Turbine | WT |  | S | 60 |  | 60 | 60 | 0.1 | N |  |  | N | Electric Utility | 1 | X | WND
Onshore Wind Turbine.WND | onshore wind | TRUE | 12341 | MidAmerican Energy Co | 62132 | Arbor Hill Wind Farm | IA | Adair | WT1 | Onshore Wind Turbine | WT |  | S | 250 |  | 250 | 250 | 0.1 | N |  |  | N | Electric Utility | 1 | X | WND
Onshore Wind Turbine.WND | onshore wind | TRUE | 12341 | MidAmerican Energy Co | 62133 | North English | IA | Poweshiek | 1 | Onshore Wind Turbine | WT |  | S | 140 |  | 140 | 140 | 0.1 | N |  |  | N | Electric Utility | 1 | X | WND
Onshore Wind Turbine.WND | onshore wind | TRUE | 12341 | MidAmerican Energy Co | 62133 | North English | IA | Poweshiek | GT1 | Onshore Wind Turbine | WT |  | S | 200 |  | 200 | 200 | 0.1 | N |  |  | N | Electric Utility | 1 | X | WND
Solar Photovoltaic.SUN | solar PV | TRUE | 61012 | AES Distributed Energy | 62135 | Palmer | MA | Hampden | PAL01 | Solar Photovoltaic | PV |  | S | 3.5 |  | 3.5 | 3.5 |  | N |  |  | N | IPP Non-CHP | 2 | X | SUN
Solar Photovoltaic.SUN | solar PV | TRUE | 64877 | Rigel | 62136 | Arthur Solar, LLC | NC | Columbus | ART01 | Solar Photovoltaic | PV |  | W | 5 |  | 5 | 5 |  | N |  |  | N | IPP Non-CHP | 2 | X | SUN
Solar Photovoltaic.SUN | solar PV | TRUE | 63249 | Terraform Arcadia | 62137 | Eichtens II CSG | MN | Chisago | SO340 | Solar Photovoltaic | PV |  | S | 1 |  | 1 | 1 |  | N |  |  | N | IPP Non-CHP | 2 | X | SUN
Solar Photovoltaic.SUN | solar PV | TRUE | 63249 | Terraform Arcadia | 62138 | Barone CSG | MN | McLeod | SO328 | Solar Photovoltaic | PV |  | S | 1 |  | 1 | 1 |  | N |  |  | N | IPP Non-CHP | 2 | X | SUN
Solar Photovoltaic.SUN | solar PV | TRUE | 63249 | Terraform Arcadia | 62139 | Huneke II CSG | MN | Goodhue | SO346 | Solar Photovoltaic | PV |  | S | 1.1 |  | 1.1 | 1.1 |  | N |  |  | N | IPP Non-CHP | 2 | X | SUN
Solar Photovoltaic.SUN | solar PV | TRUE | 5248 | Dominion Energy Inc. | 62140 | Puller Solar | VA | Middlesex | PULL | Solar Photovoltaic | PV |  | S | 15 |  | 15 | 15 |  | N |  |  | N | Electric Utility | 1 | X | SUN
Solar Photovoltaic.SUN | solar PV | TRUE | 65411 | Duke Energy Renewables Services | 62141 | Rambler | TX | Tom Green | RMBLR | Solar Photovoltaic | PV |  | W | 200 |  | 200 | 200 |  | N |  |  | N | IPP Non-CHP | 2 | X | SUN
Onshore Wind Turbine.WND | onshore wind | TRUE | 61683 | Amadeus Wind LLC | 62142 | Amadeus Wind Farm | TX | Fisher | AM-TX | Onshore Wind Turbine | WT |  | S | 250 |  | 250 | 250 | 1 | N |  |  | N | IPP Non-CHP | 2 | X | WND
Solar Photovoltaic.SUN | solar PV | TRUE | 61679 | MSC-GreyCloud01 LLC | 62143 | MSC-GreyCloud01 Community Solar | MN | Washington | 52785 | Solar Photovoltaic | PV |  | S | 1 |  | 1 | 1 | 0 | N |  |  | N | IPP Non-CHP | 2 | X | SUN
Solar Photovoltaic.SUN | solar PV | TRUE | 61680 | MSC-Scandia01 LLC | 62144 | MSC-Scandia01 CSG | MN | Washington | 52741 | Solar Photovoltaic | PV |  | S | 1 |  | 1 | 1 |  | N |  |  | N | IPP Non-CHP | 2 | X | SUN
Solar Photovoltaic.SUN | solar PV | TRUE | 61681 | Minisink Solar 1 LLC | 62145 | Minisink Solar 1 LLC | NY | Orange | MINI1 | Solar Photovoltaic | PV |  | S | 1.8 |  | 1.8 | 1.8 |  | N |  |  | N | IPP Non-CHP | 2 | X | SUN
Solar Photovoltaic.SUN | solar PV | TRUE | 61682 | Minisink Solar 2 LLC | 62146 | Minisink Community Solar 2 LLC | NY | Orange | MINI2 | Solar Photovoltaic | PV |  | S | 2 |  | 2 | 2 |  | N |  |  | N | IPP Non-CHP | 2 | X | SUN
Batteries.MWH | battery storage | 0 | 61687 | KCE NY 1, LLC | 62147 | KCE NY 1 | NY | Saratoga | KNY1 | Batteries | BA |  | S | 20 |  | 20 | 20 | 0 | N |  |  | N | IPP Non-CHP | 2 | X | MWH
Solar Photovoltaic.SUN | solar PV | TRUE | 61688 | ENGIE Generation North America LLC | 62148 | Goose Lake MN DPC-GM | MN | Freeborn | PV1 | Solar Photovoltaic | PV |  | W | 1.5 |  | 1.5 | 1.5 |  | N |  |  | N | IPP Non-CHP | 2 | X | SUN
Solar Photovoltaic.SUN | solar PV | TRUE | 61685 | Syncarpha Eagle Nest I, LLC | 62149 | Syncarpha Eagle Nest | NM | Colfax | SYEN1 | Solar Photovoltaic | PV |  | S | 1 |  | 1 | 1 |  | N |  |  | N | IPP Non-CHP | 2 | X | SUN
Solar Photovoltaic.SUN | solar PV | FALSE | 61686 | Chaffey Community College District | 62150 | Chaffey College Rancho Cucamonga Campus | CA | San Bernardino | SOLAR | Solar Photovoltaic | PV |  | S | 4 |  | 4 | 4 |  | N |  |  | N | Commercial Non-CHP | 4 | X | SUN
Solar Photovoltaic.SUN | solar PV | FALSE | 61695 | Clif Bar Bakery of Twin Falls, LLC | 62151 | Clif Bar Bakery of Twin Falls | ID | Twin Falls | PV1 | Solar Photovoltaic | PV |  | S | 2 | 1 | 2 | 2 |  | N |  |  | N | Industrial Non-CHP | 6 | X | SUN
Solar Photovoltaic.SUN | solar PV | FALSE | 57389 | IKEA Property Inc | 62152 | IKEA Live Oak Rooftop PV System | TX | Bexar | 570 | Solar Photovoltaic | PV |  | S | 1.7 |  | 1.7 | 1.7 |  | N |  |  | N | Commercial Non-CHP | 4 | X | SUN
Solar Photovoltaic.SUN | solar PV | TRUE | 61194 | Generate Capital | 62154 | Kelly Bridge Road Community Solar Farm | NY | Sullivan | 12 | Solar Photovoltaic | PV |  | W | 2 |  | 2 | 2 |  | N |  |  | N | IPP Non-CHP | 2 | X | SUN
Solar Photovoltaic.SUN | solar PV | TRUE | 61610 | Delaware River Solar, LLC | 62155 | Hospital Rd Community Solar Farm CSG | NY | Sullivan | 9 | Solar Photovoltaic | PV |  | S | 1.4 |  | 1.4 | 1.4 |  | N |  |  | N | IPP Non-CHP | 2 | X | SUN
Solar Photovoltaic.SUN | solar PV | TRUE | 61194 | Generate Capital | 62156 | Pool Brook Rd Community Solar Farm | NY | Otsego | 15 | Solar Photovoltaic | PV |  | W | 2 |  | 2 | 2 |  | N |  |  | N | IPP Non-CHP | 2 | X | SUN
Solar Photovoltaic.SUN | solar PV | TRUE | 62706 | NY Baldwin I, LLC | 62157 | Breesport Road Community Solar Farm | NY | Chemung | 235 | Solar Photovoltaic | PV |  | S | 2 |  | 2 | 2 |  | N |  |  | N | IPP Non-CHP | 2 | X | SUN
Solar Photovoltaic.SUN | solar PV | TRUE | 61194 | Generate Capital | 62158 | Sacket Lake Rd #1 Community Solar Farm | NY | Sullivan | 11 | Solar Photovoltaic | PV |  | W | 2 |  | 2 | 2 |  | N |  |  | N | IPP Non-CHP | 2 | X | SUN
Solar Photovoltaic.SUN | solar PV | TRUE | 61610 | Delaware River Solar, LLC | 62159 | Sacket Lake Rd #2 Community Solar Farm | NY | Sullivan | 20 | Solar Photovoltaic | PV |  | S | 1.7 |  | 1.7 | 1.7 | 1.7 | N |  |  | N | IPP Non-CHP | 2 | X | SUN
Solar Photovoltaic.SUN | solar PV | TRUE | 61610 | Delaware River Solar, LLC | 62160 | Turner Rd Community Solar Project | NY | Chemung | 300 | Solar Photovoltaic | PV |  | S | 2 |  | 2 | 2 | 2 | N |  |  | N | IPP Non-CHP | 2 | X | SUN
Onshore Wind Turbine.WND | onshore wind | FALSE | 61667 | Galactic Wind | 62161 | Galactic Wind | WI | Dane | GWT | Onshore Wind Turbine | WT |  | S | 9.9 | 0.8 | 9.9 | 9.9 | 0.1 | N |  |  | N | Commercial Non-CHP | 4 | X | WND
Petroleum Liquids.DFO | petroleum | FALSE | 61702 | Epic Hosting, LLC | 62162 | 4710 Hosting | MN | Olmsted | 4710 | Petroleum Liquids | IC |  | S | 7.5 | 0.8 | 5 | 5 | 1 | N |  |  | N | Commercial Non-CHP | 4 | X | DFO
Solar Photovoltaic.SUN | solar PV | TRUE | 61701 | SR Meridian III, LLC | 62163 | Meridian III | MS | Lauderdale | MRDII | Solar Photovoltaic | PV |  | S | 52.5 |  | 52.5 | 52.5 |  | N |  |  | N | IPP Non-CHP | 2 | X | SUN
Solar Photovoltaic.SUN | solar PV | TRUE | 61699 | SR Meridian II, LLC | 62164 | Meridian II | MS | Lauderdale | MRDII | Solar Photovoltaic | PV |  | S | 5 |  | 5 | 5 |  | N |  |  | N | IPP Non-CHP | 2 | X | SUN
Solar Photovoltaic.SUN | solar PV | TRUE | 61624 | SR Snipesville, LLC | 62165 | Snipesville | GA | Jeff Davis | SNIPE | Solar Photovoltaic | PV |  | S | 86 |  | 86 | 86 |  | N |  |  | N | IPP Non-CHP | 2 | X | SUN
Solar Photovoltaic.SUN | solar PV | TRUE | 64877 | Rigel | 62167 | County Home Solar LLC | NC | Richmond | COU01 | Solar Photovoltaic | PV |  | W | 4.9 |  | 4.9 | 4.9 |  | N |  |  | N | IPP Non-CHP | 2 | X | SUN
Solar Photovoltaic.SUN | solar PV | TRUE | 64877 | Rigel | 62168 | Church Road Solar LLC | NC | Harnett | CHU01 | Solar Photovoltaic | PV |  | W | 5 |  | 5 | 5 |  | N |  |  | N | IPP Non-CHP | 2 | X | SUN
Solar Photovoltaic.SUN | solar PV | TRUE | 61705 | Boring Solar LLC | 62169 | Boring Solar LLC | OR | Clackamas | BSPV2 | Solar Photovoltaic | PV |  | S | 2.2 |  | 2.2 | 2.2 |  | N |  |  | N | IPP Non-CHP | 2 | X | SUN
Solar Photovoltaic.SUN | solar PV | TRUE | 61703 | Ballston Solar LLC | 62170 | Ballston Solar LLC | OR | Yamhill | BSPV1 | Solar Photovoltaic | PV |  | S | 2.2 | 1 | 2.2 | 2.2 |  | N |  |  | N | IPP Non-CHP | 2 | X | SUN
Solar Photovoltaic.SUN | solar PV | TRUE | 61704 | Labish Solar LLC | 62171 | Labish Solar LLC | OR | Marion | LSPV2 | Solar Photovoltaic | PV |  | S | 2.2 |  | 2.2 | 2.2 |  | N |  |  | N | IPP Non-CHP | 2 | X | SUN
Onshore Wind Turbine.WND | onshore wind | TRUE | 61706 | Birch Power LLC | 62172 | Birch | IA | Taylor | BIR | Onshore Wind Turbine | WT |  | S | 1.8 |  | 1.8 | 1.8 | 0 | N |  |  | N | IPP Non-CHP | 2 | X | WND
Solar Photovoltaic.SUN | solar PV | TRUE | 61691 | SR Jonesborough II, LLC | 62173 | SR Jonesborough | TN | Washington | JONES | Solar Photovoltaic | PV |  | S | 4.4 |  | 4.4 | 4.4 |  | N |  |  | N | IPP Non-CHP | 2 | X | SUN
Petroleum Liquids.DFO | petroleum | FALSE | 61690 | Maimonides Medical Center | 62174 | Maimonides Medical Center | NY | Kings | 625DI | Petroleum Liquids | IC |  | S | 0.5 | 0.8 | 0.5 | 0.5 | 0.1 | N |  |  | N | Commercial Non-CHP | 4 | X | DFO
Petroleum Liquids.DFO | petroleum | FALSE | 61690 | Maimonides Medical Center | 62174 | Maimonides Medical Center | NY | Kings | CM500 | Petroleum Liquids | IC |  | S | 0.5 | 0.8 | 0.5 | 0.5 | 0.1 | N |  |  | N | Commercial Non-CHP | 4 | X | DFO
Petroleum Liquids.DFO | petroleum | FALSE | 61690 | Maimonides Medical Center | 62174 | Maimonides Medical Center | NY | Kings | CM800 | Petroleum Liquids | IC |  | S | 0.8 | 0.8 | 0.8 | 0.8 | 0.1 | N |  |  | N | Commercial Non-CHP | 4 | X | DFO
Petroleum Liquids.DFO | petroleum | FALSE | 61690 | Maimonides Medical Center | 62174 | Maimonides Medical Center | NY | Kings | CM900 | Petroleum Liquids | IC |  | S | 0.9 | 0.8 | 0.9 | 0.9 | 0.1 | N |  |  | N | Commercial Non-CHP | 4 | X | DFO
Petroleum Liquids.DFO | petroleum | FALSE | 61690 | Maimonides Medical Center | 62174 | Maimonides Medical Center | NY | Kings | CN900 | Petroleum Liquids | IC |  | S | 0.9 | 0.8 | 0.9 | 0.9 | 0.1 | N |  |  | N | Commercial Non-CHP | 4 | X | DFO
Petroleum Liquids.DFO | petroleum | FALSE | 61690 | Maimonides Medical Center | 62174 | Maimonides Medical Center | NY | Kings | ON300 | Petroleum Liquids | IC |  | S | 0.3 | 0.8 | 0.3 | 0.3 | 0 | N |  |  | N | Commercial Non-CHP | 4 | X | DFO
Batteries.MWH | battery storage | 0 | 61684 | Diablo Energy Storage, LLC | 62175 | Diablo Energy Storage | CA | Contra Costa | DIBLO | Batteries | BA |  | S | 200 |  | 200 | 200 | 0 | N |  |  | N | IPP Non-CHP | 2 | X | MWH
Natural Gas Fired Combustion Turbine.NG | natural gas peaker | FALSE | 1569 | Berry Petroleum Co | 62176 | Berry NMW Cogens | CA | Kern | 21Z | Natural Gas Fired Combustion Turbine | GT |  | S | 4.8 | 0.8 | 5.7 | 5 | 2.5 | N |  |  | Y | Industrial CHP | 7 | T | NG
Natural Gas Fired Combustion Turbine.NG | natural gas peaker | FALSE | 1569 | Berry Petroleum Co | 62176 | Berry NMW Cogens | CA | Kern | PF | Natural Gas Fired Combustion Turbine | GT |  | S | 4.8 | 0.8 | 5.7 | 5 | 2.5 | N |  |  | Y | Industrial CHP | 7 | T | NG
Solar Photovoltaic.SUN | solar PV | TRUE | 61709 | Desert Harvest, LLC | 62177 | Desert Harvest, LLC | CA | Riverside | DH001 | Solar Photovoltaic | PV |  | S | 80 |  | 80 | 80 |  | N |  |  | N | IPP Non-CHP | 2 | X | SUN
Solar Photovoltaic.SUN | solar PV | TRUE | 61710 | Maverick Solar, LLC | 62178 | Maverick Solar, LLC | CA | Riverside | MAV01 | Solar Photovoltaic | PV |  | S | 125 |  | 125 | 125 |  | N |  |  | N | IPP Non-CHP | 2 | X | SUN
Solar Photovoltaic.SUN | solar PV | TRUE | 61724 | New Mexico Renewable Development LLC | 62191 | CNMEC Solar Energy Center | NM | Torrance | CNMEC | Solar Photovoltaic | PV |  | S | 2 | 1 | 2 | 2 |  | N |  |  | N | IPP Non-CHP | 2 | X | SUN
Natural Gas Fired Combined Cycle.NG | natural gas combined cycle | TRUE | 5109 | DTE Electric Company | 62192 | Blue Water Energy Center | MI | St Clair | 11 | Natural Gas Fired Combined Cycle | CT | BWEC | S | 394.4 | 0.85 | 359 | 375.6 | 150 | N |  |  | N | Electric Utility | 1 | X | NG
Natural Gas Fired Combined Cycle.NG | natural gas combined cycle | TRUE | 5109 | DTE Electric Company | 62192 | Blue Water Energy Center | MI | St Clair | 12 | Natural Gas Fired Combined Cycle | CT | BWEC | S | 394.4 | 0.85 | 359 | 375.6 | 150 | N |  |  | N | Electric Utility | 1 | X | NG
Natural Gas Fired Combined Cycle.NG | natural gas combined cycle | TRUE | 5109 | DTE Electric Company | 62192 | Blue Water Energy Center | MI | St Clair | 1S | Natural Gas Fired Combined Cycle | CA | BWEC | S | 478.6 | 0.85 | 428 | 417.8 | 80 | N |  |  | N | Electric Utility | 1 | X | NG
Solar Photovoltaic.SUN | solar PV | TRUE | 63249 | Terraform Arcadia | 62193 | Winegar CSG | MN | Waseca | SO377 | Solar Photovoltaic | PV |  | S | 1 |  | 1 | 1 |  | N |  |  | N | IPP Non-CHP | 2 | X | SUN
Solar Photovoltaic.SUN | solar PV | TRUE | 63249 | Terraform Arcadia | 62194 | Bolduan CSG | MN | Waseca | SO360 | Solar Photovoltaic | PV |  | S | 1 |  | 1 | 1 |  | N |  |  | N | IPP Non-CHP | 2 | X | SUN
Solar Photovoltaic.SUN | solar PV | TRUE | 63249 | Terraform Arcadia | 62195 | Guse CSG | MN | Waseca | SO371 | Solar Photovoltaic | PV |  | S | 1 |  | 1 | 1 |  | N |  |  | N | IPP Non-CHP | 2 | X | SUN
Solar Photovoltaic.SUN | solar PV | TRUE | 61700 | Hadley 2 Solar, LLC | 62196 | Hadley 2 Solar, LLC CSG | MA | Hampshire | 2368 | Solar Photovoltaic | PV |  | S | 1.9 |  | 1.9 | 1.3 |  | N |  |  | N | IPP Non-CHP | 2 | X | SUN
Solar Photovoltaic.SUN | solar PV | TRUE | 61696 | Solten East Bridgewater 6000, LLC | 62197 | East Bridgewater Solar | MA | Plymouth | EBRID | Solar Photovoltaic | PV |  | S | 2.3 |  | 2.3 | 2.3 |  | N |  |  | N | IPP Non-CHP | 2 | X | SUN
Solar Photovoltaic.SUN | solar PV | TRUE | 61693 | Griffin Road Solar, LLC | 62198 | Griffin Road Solar, LLC CSG | MA | Worcester | 2639 | Solar Photovoltaic | PV |  | S | 2 |  | 2 | 1.6 |  | N |  |  | N | IPP Non-CHP | 2 | X | SUN
Solar Photovoltaic.SUN | solar PV | TRUE | 61692 | Ashby Solar, LLC | 62199 | Ashby Solar, LLC CSG | MA | Worcester | 4472 | Solar Photovoltaic | PV |  | S | 1.8 |  | 1.8 | 1.4 |  | N |  |  | N | IPP Non-CHP | 2 | X | SUN
Solar Photovoltaic.SUN | solar PV | TRUE | 61697 | Hillcrest Solar I, LLC | 62200 | Hillcrest Solar | OH | Brown | HILLC | Solar Photovoltaic | PV |  | S | 200 |  | 200 | 200 |  | N |  |  | N | IPP Non-CHP | 2 | X | SUN
Solar Photovoltaic.SUN | solar PV | TRUE | 61698 | Dudley Solar, LLC | 62201 | Dudley Solar CSG | MA | Worcester | 02419 | Solar Photovoltaic | PV |  | S | 1.9 |  | 1.9 | 1.5 |  | N |  |  | N | IPP Non-CHP | 2 | X | SUN
Solar Photovoltaic.SUN | solar PV | TRUE | 61012 | AES Distributed Energy | 62202 | Williamsburg | MA | Hampshire | WIL01 | Solar Photovoltaic | PV |  | S | 4 |  | 4 | 4 |  | N |  |  | N | IPP Non-CHP | 2 | X | SUN
Solar Photovoltaic.SUN | solar PV | TRUE | 61725 | Monson Solar, LLC | 62203 | Monson Solar, LLC | MA | Hampden | 2701 | Solar Photovoltaic | PV |  | S | 2 |  | 2 | 1.6 |  | N |  |  | N | IPP Non-CHP | 2 | X | SUN
Solar Photovoltaic.SUN | solar PV | TRUE | 61677 | Sol Systems | 62204 | Red Toad 5840 Buffalo Road, LLC | NC | Johnston | G5840 | Solar Photovoltaic | PV |  | S | 2 |  | 2 | 2 |  | N |  |  | N | IPP Non-CHP | 2 | X | SUN
Solar Photovoltaic.SUN | solar PV | TRUE | 61677 | Sol Systems | 62205 | Nickelson Solar, LLC | NC | Duplin | GNICK | Solar Photovoltaic | PV |  | S | 5.3 |  | 5.3 | 5.3 |  | N |  |  | N | IPP Non-CHP | 2 | X | SUN
Solar Photovoltaic.SUN | solar PV | TRUE | 6452 | Florida Power & Light Co | 62206 | Hibiscus Solar Energy Center | FL | Palm Beach | 1 | Solar Photovoltaic | PV |  | S | 74.5 |  | 74.5 | 74.5 |  | N |  |  | N | Electric Utility | 1 | X | SUN
Onshore Wind Turbine.WND | onshore wind | TRUE | 61727 | Reloj del Sol Wind Farm LLC | 62207 | Reloj del Sol Wind Farm | TX | Zapata | RELOJ | Onshore Wind Turbine | WT |  | S | 209.4 |  | 209.4 | 209.4 | 20 | N |  |  | N | IPP Non-CHP | 2 | X | WND
Solar Photovoltaic.SUN | solar PV | TRUE | 60396 | Constellation New Energy Inc. | 62208 | NIST Solar | MD | Montgomery | PV1 | Solar Photovoltaic | PV |  | S | 4 |  | 4 | 4 |  | N |  |  | N | IPP Non-CHP | 2 | X | SUN
Solar Photovoltaic.SUN | solar PV | TRUE | 58970 | Ecoplexus, Inc | 62209 | Randolph CSG PV1-5 | MN | Dakota | RAND1 | Solar Photovoltaic | PV |  | W | 1 |  | 1 | 1 |  | N |  |  | N | IPP Non-CHP | 2 | X | SUN
Solar Photovoltaic.SUN | solar PV | TRUE | 58970 | Ecoplexus, Inc | 62209 | Randolph CSG PV1-5 | MN | Dakota | RAND2 | Solar Photovoltaic | PV |  | W | 1 |  | 1 | 1 |  | N |  |  | N | IPP Non-CHP | 2 | X | SUN
Solar Photovoltaic.SUN | solar PV | TRUE | 58970 | Ecoplexus, Inc | 62209 | Randolph CSG PV1-5 | MN | Dakota | RAND3 | Solar Photovoltaic | PV |  | W | 1 |  | 1 | 1 |  | N |  |  | N | IPP Non-CHP | 2 | X | SUN
Solar Photovoltaic.SUN | solar PV | TRUE | 58970 | Ecoplexus, Inc | 62209 | Randolph CSG PV1-5 | MN | Dakota | RAND4 | Solar Photovoltaic | PV |  | W | 1 |  | 1 | 1 |  | N |  |  | N | IPP Non-CHP | 2 | X | SUN
Solar Photovoltaic.SUN | solar PV | TRUE | 58970 | Ecoplexus, Inc | 62209 | Randolph CSG PV1-5 | MN | Dakota | RAND5 | Solar Photovoltaic | PV |  | W | 1 |  | 1 | 1 |  | N |  |  | N | IPP Non-CHP | 2 | X | SUN
Solar Photovoltaic.SUN | solar PV | TRUE | 58970 | Ecoplexus, Inc | 62210 | Felton CSG PV1-5 | MN | Dakota | FELT1 | Solar Photovoltaic | PV |  | W | 1 |  | 1 | 1 |  | N |  |  | N | IPP Non-CHP | 2 | X | SUN
Solar Photovoltaic.SUN | solar PV | TRUE | 58970 | Ecoplexus, Inc | 62210 | Felton CSG PV1-5 | MN | Dakota | FELT2 | Solar Photovoltaic | PV |  | W | 1 |  | 1 | 1 |  | N |  |  | N | IPP Non-CHP | 2 | X | SUN
Solar Photovoltaic.SUN | solar PV | TRUE | 58970 | Ecoplexus, Inc | 62210 | Felton CSG PV1-5 | MN | Dakota | FELT3 | Solar Photovoltaic | PV |  | W | 1 |  | 1 | 1 |  | N |  |  | N | IPP Non-CHP | 2 | X | SUN
Solar Photovoltaic.SUN | solar PV | TRUE | 58970 | Ecoplexus, Inc | 62210 | Felton CSG PV1-5 | MN | Dakota | FELT4 | Solar Photovoltaic | PV |  | W | 1 |  | 1 | 1 |  | N |  |  | N | IPP Non-CHP | 2 | X | SUN
Solar Photovoltaic.SUN | solar PV | TRUE | 58970 | Ecoplexus, Inc | 62210 | Felton CSG PV1-5 | MN | Dakota | FELT5 | Solar Photovoltaic | PV |  | W | 1 |  | 1 | 1 |  | N |  |  | N | IPP Non-CHP | 2 | X | SUN
Solar Photovoltaic.SUN | solar PV | TRUE | 58468 | Dominion Renewable Energy | 62211 | Denmark Solar | SC | Bamberg | 35 | Solar Photovoltaic | PV |  | W | 6 |  | 6 | 6 |  | N |  |  | N | IPP Non-CHP | 2 | X | SUN
Solar Photovoltaic.SUN | solar PV | TRUE | 61736 | Gaines Solar | 62216 | Gaines Solar | SC | Lee | 41 | Solar Photovoltaic | PV |  | W | 2 |  | 2 | 2 |  | N |  |  | N | IPP Non-CHP | 2 | X | SUN
Batteries.MWH | battery storage | 0 | 11806 | Massachusetts Mun Wholes Electric Co | 62219 | Ashburnham Energy Storage Project | MA | Worcester | AMLPB | Batteries | BA |  | S | 3 |  | 3 | 3 | 0.1 | N |  |  | N | Electric Utility | 1 | X | MWH
Onshore Wind Turbine.WND | onshore wind | TRUE | 56201 | Engie North America | 62220 | East Fork Wind Project, LLC | KS | Thomas | WTGS | Onshore Wind Turbine | WT |  | W | 195.8 |  | 195.8 | 195.8 | 2.7 | N |  |  | N | IPP Non-CHP | 2 | X | WND
Solar Photovoltaic.SUN | solar PV | TRUE | 61677 | Sol Systems | 62223 | Warren Solar Farm LLC | NC | Sampson | 10423 | Solar Photovoltaic | PV |  | S | 5 |  | 5 | 5 |  | N |  |  | N | IPP Non-CHP | 2 | X | SUN
Solar Photovoltaic.SUN | solar PV | TRUE | 60025 | Greenbacker Renewable Energy Corporation | 62224 | Oak Leaf Solar XXVII LLC | CO | Weld | 53971 | Solar Photovoltaic | PV |  | S | 1.5 |  | 1.5 | 1.5 |  | N |  |  | N | IPP Non-CHP | 2 | X | SUN
Solar Photovoltaic.SUN | solar PV | TRUE | 61740 | NJ Solar 1, LLC | 62225 | Hunterdon Health System Solar Project | NJ | Hunterdon | PV1 | Solar Photovoltaic | PV |  | S | 1.5 |  | 1.5 | 1.5 |  | N |  |  | N | IPP Non-CHP | 2 | X | SUN
Solar Photovoltaic.SUN | solar PV | TRUE | 61744 | Westminster Renewables, LLC | 62226 | Westminster Renewables, LLC CSG | MA | Worcester | 2479 | Solar Photovoltaic | PV |  | S | 1.5 |  | 1.5 | 1.1 |  | N |  |  | N | IPP Non-CHP | 2 | X | SUN
Onshore Wind Turbine.WND | onshore wind | TRUE | 56201 | Engie North America | 62227 | Seymour Hills Wind Project, LLC | TX | Baylor | WTGS | Onshore Wind Turbine | WT |  | W | 30.2 | 0.95 | 30.2 | 30.2 | 2.5 | N |  |  | N | IPP Non-CHP | 2 | X | WND
Solar Photovoltaic.SUN | solar PV | TRUE | 61756 | Otis Elevator Company | 62228 | Otis Elevator Company Solar | SC | Florence | O1614 | Solar Photovoltaic | PV |  | S | 1 |  | 1 | 1 |  | N |  |  | N | IPP Non-CHP | 2 | X | SUN
Solar Photovoltaic.SUN | solar PV | TRUE | 61750 | Jefferson Solar | 62233 | Jefferson Solar | SC | Darlington | 47 | Solar Photovoltaic | PV |  | S | 8.2 |  | 8.2 | 8.2 |  | N |  |  | N | IPP Non-CHP | 2 | X | SUN
Solar Photovoltaic.SUN | solar PV | TRUE | 61755 | Marshall Solar | 62238 | Marshall Solar | SC | Darlington | 52 | Solar Photovoltaic | PV |  | S | 2 |  | 2 | 2 |  | N |  |  | N | IPP Non-CHP | 2 | X | SUN
Solar Photovoltaic.SUN | solar PV | TRUE | 60025 | Greenbacker Renewable Energy Corporation | 62239 | Oak Leaf Solar XXX LLC (CSG) | CO | Alamosa | 53963 | Solar Photovoltaic | PV |  | S | 1.5 |  | 1.5 | 1.5 |  | N |  |  | N | IPP Non-CHP | 2 | X | SUN
Solar Photovoltaic.SUN | solar PV | TRUE | 63184 | CI-II Mitchell Holding LLC | 62240 | Burgaw Solar, LLC | NC | Pender | 1072 | Solar Photovoltaic | PV |  | S | 5 |  | 5 | 5 |  | N |  |  | N | IPP Non-CHP | 2 | X | SUN
Solar Photovoltaic.SUN | solar PV | TRUE | 64877 | Rigel | 62241 | NorWest Energy 9 LLC | OR | Umatilla | NWE9 | Solar Photovoltaic | PV |  | W | 6 |  | 6 | 6 |  | N |  |  | N | IPP Non-CHP | 2 | X | SUN
Solar Photovoltaic.SUN | solar PV | TRUE | 61944 | MN8 Energy LLC | 62242 | County of San Diego SBRC | CA | San Diego | SBRC | Solar Photovoltaic | PV |  | S | 1.3 |  | 1.3 | 1.3 |  | N |  |  | N | IPP Non-CHP | 2 | X | SUN
Solar Photovoltaic.SUN | solar PV | TRUE | 60025 | Greenbacker Renewable Energy Corporation | 62243 | Oak Leaf Solar XXI (CSG) | CO | Arapahoe | 53964 | Solar Photovoltaic | PV |  | S | 1.5 |  | 1.5 | 1.5 |  | N |  |  | N | IPP Non-CHP | 2 | X | SUN
Solar Photovoltaic.SUN | solar PV | TRUE | 60025 | Greenbacker Renewable Energy Corporation | 62244 | Oak Leaf Solar XXXI LLC (CSG) | CO | Mesa | 53977 | Solar Photovoltaic | PV |  | S | 1.5 |  | 1.5 | 1.5 |  | N |  |  | N | IPP Non-CHP | 2 | X | SUN
Solar Photovoltaic.SUN | solar PV | TRUE | 60025 | Greenbacker Renewable Energy Corporation | 62245 | Oak Leaf Solar XXV LLC (CSG) | CO | Arapahoe | 53968 | Solar Photovoltaic | PV |  | S | 1.5 |  | 1.5 | 1.5 |  | N |  |  | N | IPP Non-CHP | 2 | X | SUN
Solar Photovoltaic.SUN | solar PV | TRUE | 61944 | MN8 Energy LLC | 62246 | Target Woodland Solar Project | CA | Yolo | TWSP | Solar Photovoltaic | PV |  | W | 2.3 |  | 1.8 | 2 |  | N |  |  | N | IPP Non-CHP | 2 | X | SUN
Onshore Wind Turbine.WND | onshore wind | TRUE | 61012 | AES Distributed Energy | 62247 | Prevailing Wind Park | SD | Yankton | PWPSD | Onshore Wind Turbine | WT |  | S | 220 |  | 220 | 220 | 0.8 | N |  |  | N | IPP Non-CHP | 2 | X | WND
Solar Photovoltaic.SUN | solar PV | TRUE | 63048 | Misae Lessee LLC | 62249 | Misae Solar | TX | Childress | 77777 | Solar Photovoltaic | PV |  | W | 240 |  | 240 | 240 |  | N |  |  | N | IPP Non-CHP | 2 | X | SUN
Petroleum Liquids.DFO | petroleum | FALSE | 61774 | NYC-HH-New Bellevue Hospital | 62250 | NYC-HH-New Bellevue Hospital | NY | New York | CAT15 | Petroleum Liquids | IC |  | S | 1.5 | 0.8 | 1.5 | 1.5 | 0.1 | N |  |  | N | Commercial Non-CHP | 4 | X | DFO
Petroleum Liquids.DFO | petroleum | FALSE | 61774 | NYC-HH-New Bellevue Hospital | 62250 | NYC-HH-New Bellevue Hospital | NY | New York | CAT2H | Petroleum Liquids | IC |  | S | 0.8 | 0.8 | 0.8 | 0.8 | 0.1 | N |  |  | N | Commercial Non-CHP | 4 | X | DFO
Petroleum Liquids.DFO | petroleum | FALSE | 61774 | NYC-HH-New Bellevue Hospital | 62250 | NYC-HH-New Bellevue Hospital | NY | New York | CAT2M | Petroleum Liquids | IC |  | S | 0.8 | 0.8 | 0.8 | 0.8 | 0.1 | N |  |  | N | Commercial Non-CHP | 4 | X | DFO
Petroleum Liquids.DFO | petroleum | FALSE | 61774 | NYC-HH-New Bellevue Hospital | 62250 | NYC-HH-New Bellevue Hospital | NY | New York | CAT2X | Petroleum Liquids | IC |  | S | 0.8 | 0.8 | 0.8 | 0.8 | 0.1 | N |  |  | N | Commercial Non-CHP | 4 | X | DFO
Petroleum Liquids.DFO | petroleum | FALSE | 61774 | NYC-HH-New Bellevue Hospital | 62250 | NYC-HH-New Bellevue Hospital | NY | New York | CAT2Y | Petroleum Liquids | IC |  | S | 0.8 | 0.8 | 0.8 | 0.8 | 0.1 | N |  |  | N | Commercial Non-CHP | 4 | X | DFO
Petroleum Liquids.DFO | petroleum | FALSE | 61774 | NYC-HH-New Bellevue Hospital | 62250 | NYC-HH-New Bellevue Hospital | NY | New York | CAT6M | Petroleum Liquids | IC |  | S | 0.6 | 0.8 | 0.6 | 0.6 | 0.1 | N |  |  | N | Commercial Non-CHP | 4 | X | DFO
Petroleum Liquids.DFO | petroleum | FALSE | 61774 | NYC-HH-New Bellevue Hospital | 62250 | NYC-HH-New Bellevue Hospital | NY | New York | CAT6P | Petroleum Liquids | IC |  | S | 0.6 | 0.8 | 0.6 | 0.6 | 0.1 | N |  |  | N | Commercial Non-CHP | 4 | X | DFO
Petroleum Liquids.DFO | petroleum | FALSE | 61774 | NYC-HH-New Bellevue Hospital | 62250 | NYC-HH-New Bellevue Hospital | NY | New York | CUM6Z | Petroleum Liquids | IC |  | S | 0.9 | 0.8 | 0.9 | 0.9 | 0.1 | N |  |  | N | Commercial Non-CHP | 4 | X | DFO
Petroleum Liquids.DFO | petroleum | FALSE | 61774 | NYC-HH-New Bellevue Hospital | 62250 | NYC-HH-New Bellevue Hospital | NY | New York | RUD3R | Petroleum Liquids | IC |  | S | 0.6 | 0.8 | 0.6 | 0.6 | 0.1 | N |  |  | N | Commercial Non-CHP | 4 | X | DFO
Solar Photovoltaic.SUN | solar PV | TRUE | 60025 | Greenbacker Renewable Energy Corporation | 62251 | Oak Leaf Solar XXXII (CSG) | CO | Garfield | 53975 | Solar Photovoltaic | PV |  | S | 1.5 |  | 1.5 | 1.5 |  | N |  |  | N | IPP Non-CHP | 2 | X | SUN
Solar Photovoltaic.SUN | solar PV | TRUE | 60025 | Greenbacker Renewable Energy Corporation | 62252 | Oak Leaf Solar XXII LLC (CSG) | CO | Denver | 53965 | Solar Photovoltaic | PV |  | S | 1.5 |  | 1.5 | 1.5 |  | N |  |  | N | IPP Non-CHP | 2 | X | SUN
Solar Photovoltaic.SUN | solar PV | TRUE | 60025 | Greenbacker Renewable Energy Corporation | 62253 | Oak Leaf Solar XXIV LLC (CSG) | CO | Arapahoe | 53967 | Solar Photovoltaic | PV |  | S | 1.5 |  | 1.5 | 1.5 |  | N |  |  | N | IPP Non-CHP | 2 | X | SUN
Solar Photovoltaic.SUN | solar PV | TRUE | 60025 | Greenbacker Renewable Energy Corporation | 62254 | Oak Leaf Solar XXVI LLC | CO | Denver | 53970 | Solar Photovoltaic | PV |  | S | 1.5 |  | 1.5 | 1.5 |  | N |  |  | N | IPP Non-CHP | 2 | X | SUN
Solar Photovoltaic.SUN | solar PV | TRUE | 60025 | Greenbacker Renewable Energy Corporation | 62255 | Oak Leaf Solar XXVIII LLC (CSG) | CO | Weld | 53973 | Solar Photovoltaic | PV |  | S | 1.5 |  | 1.5 | 1.5 |  | N |  |  | N | IPP Non-CHP | 2 | X | SUN
Solar Photovoltaic.SUN | solar PV | TRUE | 60025 | Greenbacker Renewable Energy Corporation | 62256 | Oak Leaf Solar XXIII LLC (CSG) | CO | Adams | 53966 | Solar Photovoltaic | PV |  | S | 1.5 |  | 1.5 | 1.5 |  | N |  |  | N | IPP Non-CHP | 2 | X | SUN
Batteries.MWH | battery storage | 0 | 2144 | Town of Braintree - (MA) | 62257 | Station 9 Energy Storage System | MA | Norfolk | ESS1 | Batteries | BA |  | S | 2 |  | 2 | 2 | 0.1 | N |  |  | N | Electric Utility | 1 | X | MWH
Onshore Wind Turbine.WND | onshore wind | TRUE | 65411 | Duke Energy Renewables Services | 62258 | Mesteno | TX | Starr | MES | Onshore Wind Turbine | WT |  | W | 201.6 |  | 200 | 200 | 3 | N |  |  | N | IPP Non-CHP | 2 | X | WND
Onshore Wind Turbine.WND | onshore wind | TRUE | 61771 | Ranchero Wind Farm LLC | 62259 | Ranchero Wind Farm LLC | TX | Crockett | RAN | Onshore Wind Turbine | WT |  | S | 300 | 1 | 300 | 300 | 300 | N |  |  | N | IPP Non-CHP | 2 | X | WND
Solar Photovoltaic.SUN | solar PV | TRUE | 60571 | AEP Onsite Partners, LLC | 62260 | Trout Creek Solar | CO | Chaffee | 44901 | Solar Photovoltaic | PV |  | S | 2 |  | 2 | 2 |  | N |  |  | N | IPP Non-CHP | 2 | X | SUN
Solar Photovoltaic.SUN | solar PV | TRUE | 54913 | NSTAR Electric Company | 62264 | Pittsfield 44 - M&W PV | MA | Berkshire | LG400 | Solar Photovoltaic | PV |  | S | 1.2 |  | 1.2 | 1.2 |  | N |  |  | N | Electric Utility | 1 | X | SUN
Solar Photovoltaic.SUN | solar PV | TRUE | 54913 | NSTAR Electric Company | 62265 | Lee Site 31 Solar | MA | Berkshire | LG370 | Solar Photovoltaic | PV |  | S | 1.9 |  | 1.9 | 1.9 |  | N |  |  | N | Electric Utility | 1 | X | SUN
Solar Photovoltaic.SUN | solar PV | TRUE | 54913 | NSTAR Electric Company | 62266 | Plymouth Solar | MA | Plymouth | LG400 | Solar Photovoltaic | PV |  | S | 1.1 |  | 1.1 | 1.1 |  | N |  |  | N | Electric Utility | 1 | X | SUN
Solar Photovoltaic.SUN | solar PV | TRUE | 61187 | DG Minnesota CSG, LLC | 62267 | Held Solar Project | MN | Stearns | HELD | Solar Photovoltaic | PV |  | S | 5 |  | 5 | 5 |  | N |  |  | N | IPP Non-CHP | 2 | X | SUN
Solar Photovoltaic.SUN | solar PV | TRUE | 64877 | Rigel | 62268 | NorWest Energy 4, LLC | OR | Klamath | NWE4 | Solar Photovoltaic | PV |  | W | 5.6 |  | 5.6 | 5 |  | N |  |  | N | IPP Non-CHP | 2 | X | SUN
Onshore Wind Turbine.WND | onshore wind | TRUE | 57170 | EDF Renewable Asset Holdings, Inc. | 62269 | Stoneray Power Partners, LLC | MN | Pipestone | STNRY | Onshore Wind Turbine | WT |  | W | 100 |  | 100 | 100 | 50 | N |  |  | N | IPP Non-CHP | 2 | X | WND
Petroleum Liquids.DFO | petroleum | FALSE | 61802 | Westchester County Medical Center | 62270 | Westchester County Medical Center | NY | Westchester | CAT04 | Petroleum Liquids | IC |  | S | 0.7 | 0.8 | 0.7 | 0.7 | 0.1 | N |  |  | N | Commercial Non-CHP | 4 | X | DFO
Petroleum Liquids.DFO | petroleum | FALSE | 61802 | Westchester County Medical Center | 62270 | Westchester County Medical Center | NY | Westchester | CAT2C | Petroleum Liquids | IC |  | S | 1.5 | 0.8 | 1.5 | 1.5 | 0.3 | N |  |  | N | Commercial Non-CHP | 4 | X | DFO
Petroleum Liquids.DFO | petroleum | FALSE | 61802 | Westchester County Medical Center | 62270 | Westchester County Medical Center | NY | Westchester | CATH1 | Petroleum Liquids | IC |  | S | 1.3 | 0.8 | 1.3 | 1.3 | 0.1 | N |  |  | N | Commercial Non-CHP | 4 | X | DFO
Petroleum Liquids.DFO | petroleum | FALSE | 61802 | Westchester County Medical Center | 62270 | Westchester County Medical Center | NY | Westchester | CATH2 | Petroleum Liquids | IC |  | S | 1.3 | 0.8 | 1.3 | 1.3 | 0.1 | N |  |  | N | Commercial Non-CHP | 4 | X | DFO
Petroleum Liquids.DFO | petroleum | FALSE | 61802 | Westchester County Medical Center | 62270 | Westchester County Medical Center | NY | Westchester | CATN1 | Petroleum Liquids | IC |  | S | 0.7 | 0.8 | 0.7 | 0.7 | 0.1 | N |  |  | N | Commercial Non-CHP | 4 | X | DFO
Petroleum Liquids.DFO | petroleum | FALSE | 61802 | Westchester County Medical Center | 62270 | Westchester County Medical Center | NY | Westchester | CATN2 | Petroleum Liquids | IC |  | S | 0.7 | 0.8 | 0.7 | 0.7 | 0.1 | N |  |  | N | Commercial Non-CHP | 4 | X | DFO
Petroleum Liquids.DFO | petroleum | FALSE | 61802 | Westchester County Medical Center | 62270 | Westchester County Medical Center | NY | Westchester | CATN3 | Petroleum Liquids | IC |  | S | 0.7 | 0.8 | 0.7 | 0.7 | 0.1 | N |  |  | N | Commercial Non-CHP | 4 | X | DFO
Petroleum Liquids.DFO | petroleum | FALSE | 61802 | Westchester County Medical Center | 62270 | Westchester County Medical Center | NY | Westchester | CATR3 | Petroleum Liquids | IC |  | S | 0.6 | 0.8 | 0.6 | 0.6 | 0.1 | N |  |  | N | Commercial Non-CHP | 4 | X | DFO
Petroleum Liquids.DFO | petroleum | FALSE | 61802 | Westchester County Medical Center | 62270 | Westchester County Medical Center | NY | Westchester | CATR4 | Petroleum Liquids | IC |  | S | 0.3 | 0.8 | 0.3 | 0.3 | 0.1 | N |  |  | N | Commercial Non-CHP | 4 | X | DFO
Petroleum Liquids.DFO | petroleum | FALSE | 61802 | Westchester County Medical Center | 62270 | Westchester County Medical Center | NY | Westchester | CUM37 | Petroleum Liquids | IC |  | S | 0.4 | 0.8 | 0.4 | 0.4 | 0.1 | N |  |  | N | Commercial Non-CHP | 4 | X | DFO
Petroleum Liquids.DFO | petroleum | FALSE | 61802 | Westchester County Medical Center | 62270 | Westchester County Medical Center | NY | Westchester | DT080 | Petroleum Liquids | IC |  | S | 0.5 | 0.8 | 0.5 | 0.5 | 0.1 | N |  |  | N | Commercial Non-CHP | 4 | X | DFO
Petroleum Liquids.DFO | petroleum | FALSE | 61802 | Westchester County Medical Center | 62270 | Westchester County Medical Center | NY | Westchester | DT250 | Petroleum Liquids | IC |  | S | 0.3 | 0.8 | 0.3 | 0.3 | 0.1 | N |  |  | N | Commercial Non-CHP | 4 | X | DFO
Petroleum Liquids.DFO | petroleum | FALSE | 61802 | Westchester County Medical Center | 62270 | Westchester County Medical Center | NY | Westchester | DT500 | Petroleum Liquids | IC |  | S | 0.5 | 0.8 | 0.5 | 0.5 | 0.1 | N |  |  | N | Commercial Non-CHP | 4 | X | DFO
Petroleum Liquids.DFO | petroleum | FALSE | 61800 | NYPH-Queens | 62271 | NYPH-Queens | NY | Queens | PB809 | Petroleum Liquids | IC |  | S | 0.9 | 0.8 | 0.9 | 0.9 | 0.1 | N |  |  | N | Commercial Non-CHP | 4 | X | DFO
Petroleum Liquids.DFO | petroleum | FALSE | 61800 | NYPH-Queens | 62271 | NYPH-Queens | NY | Queens | PB909 | Petroleum Liquids | IC |  | S | 0.9 | 0.8 | 0.9 | 0.9 | 0.1 | N |  |  | N | Commercial Non-CHP | 4 | X | DFO
Petroleum Liquids.DFO | petroleum | FALSE | 61800 | NYPH-Queens | 62271 | NYPH-Queens | NY | Queens | PR601 | Petroleum Liquids | IC |  | S | 0.9 | 0.8 | 0.9 | 0.9 | 0.1 | N |  |  | N | Commercial Non-CHP | 4 | X | DFO
Petroleum Liquids.DFO | petroleum | FALSE | 61800 | NYPH-Queens | 62271 | NYPH-Queens | NY | Queens | PR602 | Petroleum Liquids | IC |  | S | 0.9 | 0.8 | 0.9 | 0.9 | 0.1 | N |  |  | N | Commercial Non-CHP | 4 | X | DFO
Petroleum Liquids.DFO | petroleum | FALSE | 61800 | NYPH-Queens | 62271 | NYPH-Queens | NY | Queens | PR816 | Petroleum Liquids | IC |  | S | 0.9 | 0.8 | 0.9 | 0.9 | 0.1 | N |  |  | N | Commercial Non-CHP | 4 | X | DFO
Solar Photovoltaic.SUN | solar PV | TRUE | 60888 | GCL New Energy, Inc. | 62272 | Bly Solar Center | OR | Klamath | BLY | Solar Photovoltaic | PV |  | S | 8 |  | 8 | 8 |  | N |  |  | N | IPP Non-CHP | 2 | X | SUN
Solar Photovoltaic.SUN | solar PV | FALSE | 61944 | MN8 Energy LLC | 62274 | Liberty HS Solar Project | CA | Kern | LHSSP | Solar Photovoltaic | PV |  | W | 1.5 |  | 1.2 | 0.2 |  | N |  |  | N | Commercial Non-CHP | 4 | X | SUN
Solar Photovoltaic.SUN | solar PV | FALSE | 61944 | MN8 Energy LLC | 62275 | Frontier HS Solar Project | CA | Kern | FHSSP | Solar Photovoltaic | PV |  | W | 1.4 |  | 1.4 | 1.4 |  | N |  |  | N | Commercial Non-CHP | 4 | X | SUN
Solar Photovoltaic.SUN | solar PV | FALSE | 61012 | AES Distributed Energy | 62286 | Xebec 1 | CA | Los Angeles | W7188 | Solar Photovoltaic | PV |  | S | 1.9 |  | 1.9 | 1.9 |  | N |  |  | N | Commercial Non-CHP | 4 | X | SUN
Solar Photovoltaic.SUN | solar PV | FALSE | 61012 | AES Distributed Energy | 62287 | Francisco St. Solar | CA | Los Angeles | W7190 | Solar Photovoltaic | PV |  | S | 1.2 |  | 1 | 1 |  | N |  |  | N | Commercial Non-CHP | 4 | X | SUN
Solar Photovoltaic.SUN | solar PV | TRUE | 57170 | EDF Renewable Asset Holdings, Inc. | 62288 | Valentine Solar, LLC | CA | Kern | VAL01 | Solar Photovoltaic | PV |  | W | 111.2 |  | 111.2 | 111.2 |  | N |  |  | N | IPP Non-CHP | 2 | X | SUN
Natural Gas Fired Combined Cycle.NG | natural gas combined cycle | TRUE | 5109 | DTE Electric Company | 62289 | Dearborn Energy Center | MI | Wayne | GTG-1 | Natural Gas Fired Combined Cycle | CT | CTCA | S | 15 | 0.8 | 11.2 | 14.6 |  | N |  |  | Y | Electric Utility | 1 | T | NG
Natural Gas Fired Combined Cycle.NG | natural gas combined cycle | TRUE | 5109 | DTE Electric Company | 62289 | Dearborn Energy Center | MI | Wayne | GTG-2 | Natural Gas Fired Combined Cycle | CT | CTCA | S | 15 | 0.8 | 11.2 | 14.6 |  | N |  |  | Y | Electric Utility | 1 | T | NG
Natural Gas Fired Combined Cycle.NG | natural gas combined cycle | TRUE | 5109 | DTE Electric Company | 62289 | Dearborn Energy Center | MI | Wayne | STG-1 | Natural Gas Fired Combined Cycle | CA | CTCA | S | 5 | 0.8 | 4.5 | 4.5 |  | N |  |  | Y | Electric Utility | 1 | B | NG
Onshore Wind Turbine.WND | onshore wind | TRUE | 5109 | DTE Electric Company | 62290 | Polaris Wind Park | MI | Gratiot | 1 | Onshore Wind Turbine | WT |  | S | 168.6 |  | 168.6 | 168.6 | 1 | N |  |  | N | Electric Utility | 1 | X | WND
Onshore Wind Turbine.WND | onshore wind | TRUE | 61815 | Palmer's Creek Wind Farm, LLC | 62291 | Palmer's Creek Wind Farm, LLC | MN | Chippewa | PCWF | Onshore Wind Turbine | WT |  | S | 44.6 |  | 44.6 | 44.6 | 0.1 | N |  |  | N | IPP Non-CHP | 2 | X | WND
Solar Photovoltaic.SUN | solar PV | TRUE | 61012 | AES Distributed Energy | 62301 | Richmond NMCA | RI | Washington | RNM02 | Solar Photovoltaic | PV |  | S | 4 |  | 4 | 4 |  | N |  |  | N | IPP Non-CHP | 2 | X | SUN
Solar Photovoltaic.SUN | solar PV | TRUE | 61012 | AES Distributed Energy | 62302 | Founders Homestead Farms Solar | RI | Newport | RFH01 | Solar Photovoltaic | PV |  | S | 4.5 |  | 4.5 | 4.5 |  | N |  |  | N | IPP Non-CHP | 2 | X | SUN
Solar Photovoltaic.SUN | solar PV | TRUE | 61012 | AES Distributed Energy | 62303 | Mattas Farms | NY | Montgomery | MF01 | Solar Photovoltaic | PV |  | S | 2 |  | 2 | 2 |  | N |  |  | N | IPP Non-CHP | 2 | X | SUN
Solar Photovoltaic.SUN | solar PV | TRUE | 5416 | Duke Energy Carolinas, LLC | 62304 | Woodleaf Solar Facility | NC | Rowan | PV1 | Solar Photovoltaic | PV |  | S | 6 |  | 6 | 6 |  | N |  |  | N | Electric Utility | 1 | X | SUN
Solar Photovoltaic.SUN | solar PV | TRUE | 9234 | Indiana Municipal Power Agency | 62305 | Tipton Solar Park | IN | Tipton | STIP | Solar Photovoltaic | PV |  | W | 5.3 |  | 5.3 | 4.2 |  | N |  |  | N | Electric Utility | 1 | X | SUN
Solar Photovoltaic.SUN | solar PV | TRUE | 56990 | NJR Clean Energy Ventures Corporation | 62306 | IFF Union Beach Project | NJ | Monmouth | IFFUB | Solar Photovoltaic | PV |  | W | 5.5 |  | 5.5 | 5.5 |  | N |  |  | N | IPP Non-CHP | 2 | X | SUN
Solar Photovoltaic.SUN | solar PV | TRUE | 61836 | Tedder Solar | 62315 | Tedder Solar | SC | Darlington | 79 | Solar Photovoltaic | PV |  | S | 2 |  | 2 | 2 |  | N |  |  | N | IPP Non-CHP | 2 | X | SUN
Solar Photovoltaic.SUN | solar PV | TRUE | 60496 | Adapture Renewables, Inc. | 62318 | North Stonington Solar Center, LLC | CT | New London | PAWCA | Solar Photovoltaic | PV |  | S | 15 |  | 15 | 15 |  | N |  |  | N | IPP Non-CHP | 2 | X | SUN
Conventional Steam Coal.SUB | hard coal | FALSE | 61819 | Western Sugar Cooperative - Billings | 62319 | Western Sugar Cooperative - Billings | MT | Yellowstone | 1 | Conventional Steam Coal | ST |  | S | 1.5 | 0.8 | 1.5 | 1.5 | 0.5 | N |  |  | Y | Industrial CHP | 7 | T | SUB | NG
Solar Photovoltaic.SUN | solar PV | TRUE | 61012 | AES Distributed Energy | 62320 | Antelope Expansion 1B | CA | Los Angeles | ANE1B | Solar Photovoltaic | PV |  | S | 17 |  | 17 | 17 |  | N |  |  | N | IPP Non-CHP | 2 | X | SUN
Solar Photovoltaic.SUN | solar PV | TRUE | 60281 | Altus Power America Management, LLC | 62321 | Cedar Falls Solar Farm | IA | Black Hawk | 1 | Solar Photovoltaic | PV |  | S | 1.5 |  | 1.5 | 1.5 |  | N |  |  | N | IPP Non-CHP | 2 | X | SUN
Conventional Hydroelectric.WAT | hydro | TRUE | 61822 | Mechanicville Hydroelectric Station | 62322 | Mechanicville Hydroelectric Station | NY | Saratoga | MG8 | Conventional Hydroelectric | HY |  | S | 2 | 0.8 | 1.5 | 2 | 0.3 | N |  |  | N | IPP Non-CHP | 2 | X | WAT
Conventional Hydroelectric.WAT | hydro | TRUE | 61822 | Mechanicville Hydroelectric Station | 62322 | Mechanicville Hydroelectric Station | NY | Saratoga | MG9 | Conventional Hydroelectric | HY |  | S | 2 | 0.8 | 1.5 | 2 | 0.3 | N |  |  | N | IPP Non-CHP | 2 | X | WAT
Solar Photovoltaic.SUN | solar PV | FALSE | 61821 | Northstar Macy's Maryland 2015, LLC | 62323 | Macy's MD Joppa Solar Project | MD | Harford | MMDJ | Solar Photovoltaic | PV |  | W | 1.8 |  | 1.8 | 1.8 |  | N |  |  | N | Commercial Non-CHP | 4 | X | SUN
Solar Photovoltaic.SUN | solar PV | TRUE | 61012 | AES Distributed Energy | 62324 | Dynamic - Walpole | MA | Norfolk | WAL01 | Solar Photovoltaic | PV |  | S | 2 |  | 2 | 2 |  | N |  |  | N | IPP Non-CHP | 2 | X | SUN
Solar Photovoltaic.SUN | solar PV | FALSE | 60268 | Hartz Solar, LLC | 62325 | 46 Meadowlands Parkway | NJ | Hudson | 1 | Solar Photovoltaic | PV |  | S | 1.5 |  | 1.5 | 1.2 |  | N |  |  | N | Commercial Non-CHP | 4 | X | SUN
Solar Photovoltaic.SUN | solar PV | FALSE | 60268 | Hartz Solar, LLC | 62326 | 77 Metro Way | NJ | Hudson | 1 | Solar Photovoltaic | PV |  | S | 1 |  | 1 | 0.7 |  | N |  |  | N | Commercial Non-CHP | 4 | X | SUN
Solar Photovoltaic.SUN | solar PV | TRUE | 60281 | Altus Power America Management, LLC | 62327 | Synergen Panorama, LLC CSG | MD | Prince Georges | SP | Solar Photovoltaic | PV |  | S | 5 |  | 5 | 5 |  | N |  |  | N | IPP Non-CHP | 2 | X | SUN
Solar Photovoltaic.SUN | solar PV | TRUE | 60025 | Greenbacker Renewable Energy Corporation | 62328 | Mill Pond Solar, LLC | NC | Martin | MLLPD | Solar Photovoltaic | PV |  | S | 5 |  | 5 | 5 |  | N |  |  | N | IPP Non-CHP | 2 | X | SUN
Solar Photovoltaic.SUN | solar PV | TRUE | 60025 | Greenbacker Renewable Energy Corporation | 62329 | Jamesville Road Solar, LLC | NC | Martin | JMVLR | Solar Photovoltaic | PV |  | S | 5 |  | 5 | 5 |  | N |  |  | N | IPP Non-CHP | 2 | X | SUN
Solar Photovoltaic.SUN | solar PV | TRUE | 60025 | Greenbacker Renewable Energy Corporation | 62330 | Camden Dam Solar, LLC | NC | Camden | CMDND | Solar Photovoltaic | PV |  | S | 5 |  | 5 | 5 |  | N |  |  | N | IPP Non-CHP | 2 | X | SUN
Solar Photovoltaic.SUN | solar PV | TRUE | 60025 | Greenbacker Renewable Energy Corporation | 62331 | Sol Phoenix | MD | Prince Georges | SOLPH | Solar Photovoltaic | PV |  | S | 2.5 |  | 2.5 | 2.5 |  | N |  |  | N | IPP Non-CHP | 2 | X | SUN
Solar Photovoltaic.SUN | solar PV | TRUE | 60025 | Greenbacker Renewable Energy Corporation | 62332 | Blue Star | MD | Kent | BLUES | Solar Photovoltaic | PV |  | S | 7.5 |  | 7.5 | 7.5 |  | N |  |  | N | IPP Non-CHP | 2 | X | SUN
Onshore Wind Turbine.WND | onshore wind | TRUE | 61845 | Polk County Renewables, LLC | 62333 | Polk County Renewables, LLC | NE | Polk | T-1 | Onshore Wind Turbine | WT |  | S | 2.5 |  | 2.5 | 2.5 | 2.5 | N |  |  | N | IPP Non-CHP | 2 | X | WND
Solar Photovoltaic.SUN | solar PV | TRUE | 60531 | Standard Solar | 62335 | USS Centerfield Solar CSG | MN | Rice | USCEN | Solar Photovoltaic | PV |  | S | 1 |  | 1 | 1 |  | N |  |  | N | IPP Non-CHP | 2 | X | SUN
Solar Photovoltaic.SUN | solar PV | TRUE | 60531 | Standard Solar | 62336 | USS Webster Solar CSG | MN | Rice | USWEB | Solar Photovoltaic | PV |  | S | 1 |  | 1 | 1 |  | N |  |  | N | IPP Non-CHP | 2 | X | SUN
Solar Photovoltaic.SUN | solar PV | TRUE | 60531 | Standard Solar | 62337 | USS Lake Patterson Solar CSG | MN | Carver | USLP | Solar Photovoltaic | PV |  | S | 1 |  | 1 | 1 |  | N |  |  | N | IPP Non-CHP | 2 | X | SUN
Solar Photovoltaic.SUN | solar PV | TRUE | 60531 | Standard Solar | 62339 | USS Kost Trail Solar CSG | MN | Chisago | USSKT | Solar Photovoltaic | PV |  | S | 1 |  | 1 | 1 |  | N |  |  | N | IPP Non-CHP | 2 | X | SUN
Solar Photovoltaic.SUN | solar PV | TRUE | 61838 | Aulander Holloman Solar, LLC | 62340 | Aulander Holloman Solar, LLC | NC | Hertford | HOLLO | Solar Photovoltaic | PV |  | S | 80 |  | 99.9 | 99.9 |  | N |  |  | N | IPP Non-CHP | 2 | X | SUN
Solar Photovoltaic.SUN | solar PV | TRUE | 58468 | Dominion Renewable Energy | 62346 | Trask East Solar | SC | Beaufort | 83 | Solar Photovoltaic | PV |  | W | 12 |  | 12 | 12 |  | N |  |  | N | IPP Non-CHP | 2 | X | SUN
Solar Photovoltaic.SUN | solar PV | TRUE | 61866 | Weaver Solar | 62347 | Weaver Solar | SC | Lee | 90 | Solar Photovoltaic | PV |  | S | 2 |  | 2 | 2 |  | N |  |  | N | IPP Non-CHP | 2 | X | SUN
Solar Photovoltaic.SUN | solar PV | TRUE | 58468 | Dominion Renewable Energy | 62353 | Yemassee Solar | SC | Beaufort | 93 | Solar Photovoltaic | PV |  | W | 10 |  | 10 | 10 |  | N |  |  | N | IPP Non-CHP | 2 | X | SUN
Solar Photovoltaic.SUN | solar PV | FALSE | 57389 | IKEA Property Inc | 62355 | IKEA Norfolk Rooftop PV System | VA | Norfolk City | 569PV | Solar Photovoltaic | PV |  | S | 1.3 |  | 1.3 | 1.3 |  | N |  |  | N | Commercial Non-CHP | 4 | X | SUN
Onshore Wind Turbine.WND | onshore wind | TRUE | 61886 | Lockett Windfarm, LLC | 62356 | Lockett Windfarm | TX | Wilbarger | LOC | Onshore Wind Turbine | WT |  | S | 183.8 |  | 183.8 | 183.8 | 0 | N |  |  | N | IPP Non-CHP | 2 | X | WND
Solar Photovoltaic.SUN | solar PV | TRUE | 61888 | Gloversville Community Solar LLC | 62357 | Gloversville Landfill Solar | NY | Fulton | 08158 | Solar Photovoltaic | PV |  | S | 5 |  | 5 | 5 |  | N |  |  | N | IPP Non-CHP | 2 | X | SUN
Solar Photovoltaic.SUN | solar PV | TRUE | 60531 | Standard Solar | 62358 | USS King 2 CSG | MN | Carver | USK12 | Solar Photovoltaic | PV |  | S | 1 |  | 1 | 1 |  | N |  |  | N | IPP Non-CHP | 2 | X | SUN
Solar Photovoltaic.SUN | solar PV | TRUE | 60531 | Standard Solar | 62359 | USS Eggo Solar CSG | MN | Carver | USEGG | Solar Photovoltaic | PV |  | S | 1 |  | 1 | 1 |  | N |  |  | N | IPP Non-CHP | 2 | X | SUN
Solar Photovoltaic.SUN | solar PV | TRUE | 60531 | Standard Solar | 62360 | USS DVL Solar CSG | MN | Carver | USDVL | Solar Photovoltaic | PV |  | S | 1 |  | 1 | 1 |  | N |  |  | N | IPP Non-CHP | 2 | X | SUN
Solar Photovoltaic.SUN | solar PV | TRUE | 61012 | AES Distributed Energy | 62363 | Barre Solar III LLC | MA | Worcester | BSPV | Solar Photovoltaic | PV |  | S | 1 |  | 1 | 1 |  | N |  |  | N | IPP Non-CHP | 2 | X | SUN
Onshore Wind Turbine.WND | onshore wind | TRUE | 61890 | Nobles 2 Power Partners, LLC | 62364 | Nobles 2 Wind Project | MN | Nobles | WT1 | Onshore Wind Turbine | WT |  | J | 250 |  | 250 | 250 | 2 | N |  |  | N | IPP Non-CHP | 2 | X | WND
Solar Photovoltaic.SUN | solar PV | TRUE | 60531 | Standard Solar | 62365 | Wright Kirby 1-5 CSG | MN | Wright | WK1 | Solar Photovoltaic | PV |  | S | 1 |  | 1 | 1 |  | N |  |  | N | IPP Non-CHP | 2 | X | SUN
Solar Photovoltaic.SUN | solar PV | TRUE | 60531 | Standard Solar | 62365 | Wright Kirby 1-5 CSG | MN | Wright | WK2 | Solar Photovoltaic | PV |  | S | 1 |  | 1 | 1 |  | N |  |  | N | IPP Non-CHP | 2 | X | SUN
Solar Photovoltaic.SUN | solar PV | TRUE | 60531 | Standard Solar | 62365 | Wright Kirby 1-5 CSG | MN | Wright | WK3 | Solar Photovoltaic | PV |  | S | 1 |  | 1 | 1 |  | N |  |  | N | IPP Non-CHP | 2 | X | SUN
Solar Photovoltaic.SUN | solar PV | TRUE | 60531 | Standard Solar | 62365 | Wright Kirby 1-5 CSG | MN | Wright | WK4 | Solar Photovoltaic | PV |  | S | 1 |  | 1 | 1 |  | N |  |  | N | IPP Non-CHP | 2 | X | SUN
Solar Photovoltaic.SUN | solar PV | TRUE | 60531 | Standard Solar | 62365 | Wright Kirby 1-5 CSG | MN | Wright | WK5 | Solar Photovoltaic | PV |  | S | 1 |  | 1 | 1 |  | N |  |  | N | IPP Non-CHP | 2 | X | SUN
Petroleum Liquids.DFO | petroleum | FALSE | 61892 | NYP-Lower Manhattan Hospital | 62366 | NYP-Lower Manhattan Hospital | NY | New York | CATR4 | Petroleum Liquids | IC |  | S | 1.5 | 0.8 | 1.5 | 1.5 | 0 | N |  |  | N | Commercial Non-CHP | 4 | X | DFO
Solar Photovoltaic.SUN | solar PV | TRUE | 61899 | SR Arlington II MT, LLC | 62367 | SR Arlington II | GA | Early | ARLII | Solar Photovoltaic | PV |  | S | 102.5 |  | 102.5 | 102.5 |  | N |  |  | N | IPP Non-CHP | 2 | X | SUN
Solar Photovoltaic.SUN | solar PV | TRUE | 61894 | BWC Origination 18, LLC | 62368 | BWC Origination 18 | MA | Plymouth | 62591 | Solar Photovoltaic | PV |  | S | 4.8 |  | 4.8 | 4.8 |  | N |  |  | N | IPP Non-CHP | 2 | X | SUN
Solar Photovoltaic.SUN | solar PV | TRUE | 61895 | BWC Gibbs Brook, LLC | 62369 | BWC Gibbs Brook | MA | Plymouth | 62595 | Solar Photovoltaic | PV |  | S | 4 |  | 4 | 4 |  | N |  |  | N | IPP Non-CHP | 2 | X | SUN
Solar Photovoltaic.SUN | solar PV | TRUE | 61896 | BWC Wareham River, LLC | 62370 | BWC Wareham River | MA | Plymouth | 62593 | Solar Photovoltaic | PV |  | S | 1 |  | 1 | 1 |  | N |  |  | N | IPP Non-CHP | 2 | X | SUN
Solar Photovoltaic.SUN | solar PV | TRUE | 61897 | BWC Harlow Brook, LLC | 62371 | BWC Harlow Brook | MA | Plymouth | 62592 | Solar Photovoltaic | PV |  | S | 1.5 |  | 1.5 | 1.5 |  | N |  |  | N | IPP Non-CHP | 2 | X | SUN
Solar Photovoltaic.SUN | solar PV | TRUE | 61898 | BWC Pocasset River, LLC | 62372 | BWC Pocasset River | MA | Plymouth | 62594 | Solar Photovoltaic | PV |  | S | 1.5 |  | 1.5 | 1.5 |  | N |  |  | N | IPP Non-CHP | 2 | X | SUN
Batteries.MWH | battery storage | 0 | 19499 | United Power, Inc | 62373 | I25 Battery Storage | CO | Weld | I25BA | Batteries | BA |  | S | 4 |  | 4 | 4 | 1 | N |  |  | N | Electric Utility | 1 | X | MWH
Solar Photovoltaic.SUN | solar PV | TRUE | 61907 | JBAB Solar I, LLC. | 62374 | JBAB - Washington DC | DC | District of Columbia | PV1 | Solar Photovoltaic | PV |  | S | 5.9 |  | 5.9 | 5.9 |  | N |  |  | N | IPP Non-CHP | 2 | X | SUN
Solar Photovoltaic.SUN | solar PV | TRUE | 61911 | Dougherty County Solar, LLC | 62375 | Dougherty County Solar, LLC | GA | Dougherty | PV1 | Solar Photovoltaic | PV |  | W | 120 |  | 120 | 120 | 0.1 | N |  |  | N | IPP Non-CHP | 2 | X | SUN
Solar Photovoltaic.SUN | solar PV | TRUE | 61912 | Grazing Yak Solar, LLC | 62376 | Grazing Yak Solar | CO | El Paso | PV1 | Solar Photovoltaic | PV |  | S | 35 |  | 35 | 35 |  | N |  |  | N | IPP Non-CHP | 2 | X | SUN
Solar Photovoltaic.SUN | solar PV | TRUE | 7140 | Georgia Power Co | 62377 | Moody Air Force Base Solar | GA | Lowndes | 1 | Solar Photovoltaic | PV |  | S | 49.5 |  | 49.5 | 49.5 |  | N |  |  | N | Electric Utility | 1 | X | SUN
Solar Photovoltaic.SUN | solar PV | TRUE | 61980 | TRITEC Americas | 62378 | CFW Solar X LLC - Vaughn | CA | Los Angeles | VSCFW | Solar Photovoltaic | PV |  | W | 1.6 |  | 1.6 | 1.6 |  | N |  |  | N | IPP Non-CHP | 2 | X | SUN
Onshore Wind Turbine.WND | onshore wind | TRUE | 61915 | Emmons-Logan Wind, LLC | 62380 | Emmons-Logan Wind, LLC | ND | Emmons | ELLLC | Onshore Wind Turbine | WT |  | S | 200 |  | 200 | 200 | 0.1 | N |  |  | N | IPP Non-CHP | 2 | X | WND
Batteries.MWH | battery storage | 0 | 7601 | Green Mountain Power Corp | 62381 | GMP Solar/Storage-Milton Hybrid | VT | Chittenden | GMPBM | Batteries | BA |  | W | 2 |  | 2 | 2 | 2 | N |  |  | N | Electric Utility | 1 | X | MWH
Solar Photovoltaic.SUN | solar PV | TRUE | 7601 | Green Mountain Power Corp | 62381 | GMP Solar/Storage-Milton Hybrid | VT | Chittenden | GMPSM | Solar Photovoltaic | PV |  | W | 5 |  | 5 | 5 |  | N |  |  | N | Electric Utility | 1 | X | SUN
Batteries.MWH | battery storage | 0 | 7601 | Green Mountain Power Corp | 62382 | GMP Solar/Storage-Ferrisburgh Hybrid | VT | Addison | GMPBF | Batteries | BA |  | W | 2 |  | 2 | 2 | 2 | N |  |  | N | Electric Utility | 1 | X | MWH
Solar Photovoltaic.SUN | solar PV | TRUE | 7601 | Green Mountain Power Corp | 62382 | GMP Solar/Storage-Ferrisburgh Hybrid | VT | Addison | GMPSF | Solar Photovoltaic | PV |  | W | 5 |  | 5 | 5 |  | N |  |  | N | Electric Utility | 1 | X | SUN
Batteries.MWH | battery storage | 0 | 7601 | Green Mountain Power Corp | 62383 | GMP Solar/Storage-Essex Hybrid | VT | Chittenden | GMPBE | Batteries | BA |  | W | 2 |  | 2 | 2 | 2 | N |  |  | N | Electric Utility | 1 | X | MWH
Solar Photovoltaic.SUN | solar PV | TRUE | 7601 | Green Mountain Power Corp | 62383 | GMP Solar/Storage-Essex Hybrid | VT | Chittenden | GMPSE | Solar Photovoltaic | PV |  | W | 4.5 |  | 4.5 | 4.5 |  | N |  |  | N | Electric Utility | 1 | X | SUN
Solar Photovoltaic.SUN | solar PV | TRUE | 61916 | Spencer-Tioga Solar, LLC | 62389 | Pasto Solar | NY | Tioga | PASTO | Solar Photovoltaic | PV |  | S | 16 |  | 16 | 16 |  | N |  |  | N | IPP Non-CHP | 2 | X | SUN
Solar Photovoltaic.SUN | solar PV | TRUE | 7140 | Georgia Power Co | 62392 | Guyton Community Solar | GA | Effingham | 1 | Solar Photovoltaic | PV |  | S | 3.6 |  | 3.6 | 3.6 |  | N |  |  | N | Electric Utility | 1 | X | SUN
Solar Photovoltaic.SUN | solar PV | TRUE | 7140 | Georgia Power Co | 62393 | Atlanta Falcons Solar | GA | Fulton | 1 | Solar Photovoltaic | PV |  | S | 0.3 |  | 0.3 | 0.3 |  | N |  |  | N | Electric Utility | 1 | X | SUN
Solar Photovoltaic.SUN | solar PV | TRUE | 7140 | Georgia Power Co | 62393 | Atlanta Falcons Solar | GA | Fulton | 2 | Solar Photovoltaic | PV |  | S | 0.2 |  | 0.2 | 0.2 |  | N |  |  | N | Electric Utility | 1 | X | SUN
Solar Photovoltaic.SUN | solar PV | TRUE | 7140 | Georgia Power Co | 62393 | Atlanta Falcons Solar | GA | Fulton | 3 | Solar Photovoltaic | PV |  | S | 0.5 |  | 0.5 | 0.5 |  | N |  |  | N | Electric Utility | 1 | X | SUN
Solar Photovoltaic.SUN | solar PV | TRUE | 6452 | Florida Power & Light Co | 62394 | Sweetbay Solar Center | FL | Martin | 1 | Solar Photovoltaic | PV |  | S | 74.5 |  | 74.5 | 74.5 |  | N |  |  | N | Electric Utility | 1 | X | SUN
Solar Photovoltaic.SUN | solar PV | TRUE | 61927 | Bell Bay Solar Farm | 62395 | Bell Bay Solar Farm | SC | Horry | 1 | Solar Photovoltaic | PV |  | S | 1.6 |  | 1.6 | 1.6 |  | N |  |  | N | Electric Utility | 1 | X | SUN
Solar Photovoltaic.SUN | solar PV | TRUE | 61928 | Jamison Solar Farm | 62396 | Jamison Solar Farm | SC | Orangeburg | 1 | Solar Photovoltaic | PV |  | S | 1.1 |  | 1.2 | 1.2 |  | N |  |  | N | Electric Utility | 1 | X | SUN
Solar Photovoltaic.SUN | solar PV | TRUE | 61929 | Runway Solar Farm | 62397 | Runway Solar Farm | SC | Horry | 1 | Solar Photovoltaic | PV |  | S | 2 |  | 2 | 2 |  | N |  |  | N | Electric Utility | 1 | X | SUN
Petroleum Liquids.DFO | petroleum | FALSE | 61936 | Albert Einstein College of Medicine | 62398 | Albert Einstein College of Medicine | NY | Bronx | CM058 | Petroleum Liquids | IC |  | S | 0.2 | 0.8 | 0.2 | 0.2 | 0.1 | N |  |  | N | Commercial Non-CHP | 4 | X | DFO
Petroleum Liquids.DFO | petroleum | FALSE | 61936 | Albert Einstein College of Medicine | 62398 | Albert Einstein College of Medicine | NY | Bronx | CM454 | Petroleum Liquids | IC |  | S | 0.5 | 0.8 | 0.5 | 0.5 | 0.2 | N |  |  | N | Commercial Non-CHP | 4 | X | DFO
Petroleum Liquids.DFO | petroleum | FALSE | 61936 | Albert Einstein College of Medicine | 62398 | Albert Einstein College of Medicine | NY | Bronx | CP035 | Petroleum Liquids | IC |  | S | 1 | 0.8 | 1 | 1 | 0.3 | N |  |  | N | Commercial Non-CHP | 4 | X | DFO
Petroleum Liquids.DFO | petroleum | FALSE | 61936 | Albert Einstein College of Medicine | 62398 | Albert Einstein College of Medicine | NY | Bronx | CP643 | Petroleum Liquids | IC |  | S | 0.2 | 0.8 | 0.2 | 0.2 | 0.1 | N |  |  | N | Commercial Non-CHP | 4 | X | DFO
Petroleum Liquids.DFO | petroleum | FALSE | 61936 | Albert Einstein College of Medicine | 62398 | Albert Einstein College of Medicine | NY | Bronx | CP703 | Petroleum Liquids | IC |  | S | 0.5 | 0.8 | 0.5 | 0.5 | 0.1 | N |  |  | N | Commercial Non-CHP | 4 | X | DFO
Petroleum Liquids.DFO | petroleum | FALSE | 61936 | Albert Einstein College of Medicine | 62398 | Albert Einstein College of Medicine | NY | Bronx | CP810 | Petroleum Liquids | IC |  | S | 0.7 | 0.8 | 0.7 | 0.7 | 0.2 | N |  |  | N | Commercial Non-CHP | 4 | X | DFO
Petroleum Liquids.DFO | petroleum | FALSE | 61936 | Albert Einstein College of Medicine | 62398 | Albert Einstein College of Medicine | NY | Bronx | CP919 | Petroleum Liquids | IC |  | S | 0.1 | 0.8 | 0.1 | 0.1 | 0.1 | N |  |  | N | Commercial Non-CHP | 4 | X | DFO
Petroleum Liquids.DFO | petroleum | FALSE | 61936 | Albert Einstein College of Medicine | 62398 | Albert Einstein College of Medicine | NY | Bronx | CP922 | Petroleum Liquids | IC |  | S | 0.5 | 0.8 | 0.5 | 0.5 | 0.1 | N |  |  | N | Commercial Non-CHP | 4 | X | DFO
Petroleum Liquids.DFO | petroleum | FALSE | 61936 | Albert Einstein College of Medicine | 62398 | Albert Einstein College of Medicine | NY | Bronx | CP925 | Petroleum Liquids | IC |  | S | 0.9 | 0.8 | 0.9 | 0.9 | 0.3 | N |  |  | N | Commercial Non-CHP | 4 | X | DFO
Petroleum Liquids.DFO | petroleum | FALSE | 61936 | Albert Einstein College of Medicine | 62398 | Albert Einstein College of Medicine | NY | Bronx | CP961 | Petroleum Liquids | IC |  | S | 1.8 | 0.8 | 1.8 | 1.8 | 0.3 | N |  |  | N | Commercial Non-CHP | 4 | X | DFO
Petroleum Liquids.DFO | petroleum | FALSE | 61936 | Albert Einstein College of Medicine | 62398 | Albert Einstein College of Medicine | NY | Bronx | CP962 | Petroleum Liquids | IC |  | S | 1.8 | 0.8 | 1.8 | 1.8 | 0.3 | N |  |  | N | Commercial Non-CHP | 4 | X | DFO
Natural Gas Internal Combustion Engine.NG | natural gas peaker | FALSE | 61936 | Albert Einstein College of Medicine | 62398 | Albert Einstein College of Medicine | NY | Bronx | WK259 | Natural Gas Internal Combustion Engine | IC |  | S | 0.2 | 0.8 | 0.2 | 0.2 | 0.1 | N |  |  | N | Commercial Non-CHP | 4 | X | NG
Solar Photovoltaic.SUN | solar PV | TRUE | 61934 | CI III VK I TE Partnership LLC | 62399 | Sage Solar I-III | UT | Rich | 77778 | Solar Photovoltaic | PV |  | S | 57.6 |  | 57.6 | 57.6 |  | N |  |  | N | IPP Non-CHP | 2 | X | SUN
Solar Photovoltaic.SUN | solar PV | TRUE | 60531 | Standard Solar | 62405 | UMCES Ground Mount | MD | Dorchester | X0009 | Solar Photovoltaic | PV |  | S | 2 |  | 2 | 2 |  | N |  |  | N | IPP Non-CHP | 2 | X | SUN
Solar Photovoltaic.SUN | solar PV | TRUE | 60531 | Standard Solar | 62406 | City of Gallup Solar | NM | McKinley | X0022 | Solar Photovoltaic | PV |  | S | 8 |  | 8 | 8 |  | N |  |  | N | IPP Non-CHP | 2 | X | SUN
Solar Photovoltaic.SUN | solar PV | TRUE | 60531 | Standard Solar | 62407 | Anne Arundel County Public Schools | MD | Anne Arundel | X0001 | Solar Photovoltaic | PV |  | S | 1 |  | 1 | 1 |  | N |  |  | N | IPP Non-CHP | 2 | X | SUN
Solar Photovoltaic.SUN | solar PV | TRUE | 60531 | Standard Solar | 62408 | Fort Indiantown Gap | PA | Lebanon | X0028 | Solar Photovoltaic | PV |  | S | 3 |  | 3 | 3 |  | N |  |  | N | IPP Non-CHP | 2 | X | SUN
Solar Photovoltaic.SUN | solar PV | TRUE | 7140 | Georgia Power Co | 62409 | Waynesboro Community Solar | GA | Burke | 1 | Solar Photovoltaic | PV |  | S | 2.4 |  | 2.4 | 2.4 |  | N |  |  | N | Electric Utility | 1 | X | SUN
Onshore Wind Turbine.WND | onshore wind | TRUE | 61942 | Griffin Trail Wind, LLC | 62411 | Griffin Trail Wind | TX | Knox | GTWND | Onshore Wind Turbine | WT |  | S | 225.6 |  | 225.6 | 225.6 | 0.3 | N |  |  | N | IPP Non-CHP | 2 | X | WND
Solar Photovoltaic.SUN | solar PV | TRUE | 61925 | Middlesex-Yates Solar, LLC | 62412 | Daum Solar | NY | Yates | DAUM | Solar Photovoltaic | PV |  | S | 4 |  | 4 | 4 |  | N |  |  | N | IPP Non-CHP | 2 | X | SUN
Solar Photovoltaic.SUN | solar PV | TRUE | 61926 | Dryden-Tompkins Solar I, LLC | 62413 | Ellis Solar | NY | Tompkins | ELLIS | Solar Photovoltaic | PV |  | S | 18 |  | 18 | 18 |  | N |  |  | N | IPP Non-CHP | 2 | X | SUN
Solar Photovoltaic.SUN | solar PV | TRUE | 60571 | AEP Onsite Partners, LLC | 62414 | Lady Slipper Solar Array CSG | MN | Goodhue | PV1 | Solar Photovoltaic | PV |  | S | 4.5 |  | 4.5 | 4.5 | 0 | N |  |  | N | IPP Non-CHP | 2 | X | SUN
Solar Photovoltaic.SUN | solar PV | TRUE | 56215 | RWE Renewables Americas, LLC | 62415 | West of the Pecos Solar | TX | Reeves | WOTP1 | Solar Photovoltaic | PV |  | S | 100 |  | 100 | 100 |  | N |  |  | N | IPP Non-CHP | 2 | X | SUN
Onshore Wind Turbine.WND | onshore wind | TRUE | 56215 | RWE Renewables Americas, LLC | 62416 | Cranell Wind Farm LLC | TX | Refugio | WT1 | Onshore Wind Turbine | WT |  | S | 220 |  | 220 | 220 | 0.1 | N |  |  | N | IPP Non-CHP | 2 | X | WND
Onshore Wind Turbine.WND | onshore wind | TRUE | 56215 | RWE Renewables Americas, LLC | 62417 | Peyton Creek Wind Farm LLC | TX | Matagorda | WT1 | Onshore Wind Turbine | WT |  | S | 151.2 |  | 151.2 | 151.2 | 25 | N |  |  | N | IPP Non-CHP | 2 | X | WND
Other Waste Biomass.OBG | biomass | TRUE | 61952 | Hanford Renewable Energy LLC | 62418 | Verwey-Hanford Dairy Digester #2 | CA | Kings | 4 | Other Waste Biomass | IC |  | S | 1 | 1 | 1 | 1 | 0.6 | N |  |  | N | IPP Non-CHP | 2 | X | OBG
Other Waste Biomass.OBG | biomass | TRUE | 61952 | Hanford Renewable Energy LLC | 62419 | Verwey-Hanford Dairy Digester #3 | CA | Kings | 4 | Other Waste Biomass | IC |  | S | 1 | 1 | 1 | 1 | 0.6 | N |  |  | N | IPP Non-CHP | 2 | X | OBG
Solar Photovoltaic.SUN | solar PV | TRUE | 61946 | Prairie State Solar, LLC | 62420 | Prairie State Solar Project | IL | Perry | PSS01 | Solar Photovoltaic | PV |  | S | 99 |  | 99 | 99 |  | N |  |  | N | IPP Non-CHP | 2 | X | SUN
Petroleum Liquids.DFO | petroleum | FALSE | 61947 | NYP-Hudson Valley Hospital Center | 62421 | NYP-Hudson Valley Hospital Center | NY | Westchester | 600CP | Petroleum Liquids | IC |  | S | 0.6 | 0.8 | 0.6 | 0.6 | 0.1 | N |  |  | N | Commercial Non-CHP | 4 | X | DFO
Petroleum Liquids.DFO | petroleum | FALSE | 61947 | NYP-Hudson Valley Hospital Center | 62421 | NYP-Hudson Valley Hospital Center | NY | Westchester | 600OE | Petroleum Liquids | IC |  | S | 0.6 | 0.8 | 0.6 | 0.6 | 0.2 | N |  |  | N | Commercial Non-CHP | 4 | X | DFO
Petroleum Liquids.DFO | petroleum | FALSE | 61947 | NYP-Hudson Valley Hospital Center | 62421 | NYP-Hudson Valley Hospital Center | NY | Westchester | 750RX | Petroleum Liquids | IC |  | S | 0.8 | 0.8 | 0.8 | 0.8 | 0.2 | N |  |  | N | Commercial Non-CHP | 4 | X | DFO
Petroleum Liquids.DFO | petroleum | FALSE | 61947 | NYP-Hudson Valley Hospital Center | 62421 | NYP-Hudson Valley Hospital Center | NY | Westchester | TER | Petroleum Liquids | IC |  | S | 0.6 | 0.8 | 0.1 | 0.1 | 0.1 | N |  |  | N | Commercial Non-CHP | 4 | X | DFO
Solar Photovoltaic.SUN | solar PV | TRUE | 61949 | Assembly Solar I, LLC | 62422 | Assembly Solar Project | MI | Shiawassee | ASP01 | Solar Photovoltaic | PV |  | S | 50 |  | 50 | 50 |  | N |  |  | N | IPP Non-CHP | 2 | X | SUN
Petroleum Liquids.DFO | petroleum | FALSE | 61948 | Regeneron Pharmaceuticals Inc. | 62423 | Regeneron Pharmaceuticals Inc. | NY | Westchester | 735G1 | Petroleum Liquids | IC |  | S | 1.5 | 0.8 | 1.5 | 1.5 | 0.1 | N |  |  | N | Commercial Non-CHP | 4 | X | DFO
Petroleum Liquids.DFO | petroleum | FALSE | 61948 | Regeneron Pharmaceuticals Inc. | 62423 | Regeneron Pharmaceuticals Inc. | NY | Westchester | 735G2 | Petroleum Liquids | IC |  | S | 1 | 0.8 | 1 | 1 | 0.1 | N |  |  | N | Commercial Non-CHP | 4 | X | DFO
Petroleum Liquids.DFO | petroleum | FALSE | 61948 | Regeneron Pharmaceuticals Inc. | 62423 | Regeneron Pharmaceuticals Inc. | NY | Westchester | 745G1 | Petroleum Liquids | IC |  | S | 2 | 0.8 | 1.5 | 1.5 | 0.1 | N |  |  | N | Commercial Non-CHP | 4 | X | DFO
Petroleum Liquids.DFO | petroleum | FALSE | 61948 | Regeneron Pharmaceuticals Inc. | 62423 | Regeneron Pharmaceuticals Inc. | NY | Westchester | 745G2 | Petroleum Liquids | IC |  | S | 2 | 0.8 | 1.5 | 1.5 | 0.3 | N |  |  | N | Commercial Non-CHP | 4 | X | DFO
Petroleum Liquids.DFO | petroleum | FALSE | 61948 | Regeneron Pharmaceuticals Inc. | 62423 | Regeneron Pharmaceuticals Inc. | NY | Westchester | 765G1 | Petroleum Liquids | IC |  | S | 2.5 | 0.8 | 2.5 | 2.5 | 0.3 | N |  |  | N | Commercial Non-CHP | 4 | X | DFO
Petroleum Liquids.DFO | petroleum | FALSE | 61948 | Regeneron Pharmaceuticals Inc. | 62423 | Regeneron Pharmaceuticals Inc. | NY | Westchester | 765G2 | Petroleum Liquids | IC |  | S | 2 | 0.8 | 2 | 2 | 0.3 | N |  |  | N | Commercial Non-CHP | 4 | X | DFO
Natural Gas Internal Combustion Engine.NG | natural gas peaker | FALSE | 61948 | Regeneron Pharmaceuticals Inc. | 62423 | Regeneron Pharmaceuticals Inc. | NY | Westchester | 771NG | Natural Gas Internal Combustion Engine | IC |  | S | 0.8 | 0.8 | 0.8 | 0.8 | 0.2 | N |  |  | N | Commercial Non-CHP | 4 | X | NG
Petroleum Liquids.DFO | petroleum | FALSE | 61948 | Regeneron Pharmaceuticals Inc. | 62423 | Regeneron Pharmaceuticals Inc. | NY | Westchester | 777G1 | Petroleum Liquids | IC |  | S | 1 | 0.8 | 1 | 1 | 0.3 | N |  |  | N | Commercial Non-CHP | 4 | X | DFO
Petroleum Liquids.DFO | petroleum | FALSE | 61948 | Regeneron Pharmaceuticals Inc. | 62423 | Regeneron Pharmaceuticals Inc. | NY | Westchester | 777G2 | Petroleum Liquids | IC |  | S | 2.5 | 0.8 | 2.5 | 2.5 | 0.3 | N |  |  | N | Commercial Non-CHP | 4 | X | DFO
Petroleum Liquids.DFO | petroleum | FALSE | 61948 | Regeneron Pharmaceuticals Inc. | 62423 | Regeneron Pharmaceuticals Inc. | NY | Westchester | 785G1 | Petroleum Liquids | IC |  | S | 1.5 | 0.8 | 1 | 1 | 0.2 | N |  |  | N | Commercial Non-CHP | 4 | X | DFO
Petroleum Liquids.DFO | petroleum | FALSE | 61948 | Regeneron Pharmaceuticals Inc. | 62423 | Regeneron Pharmaceuticals Inc. | NY | Westchester | 795G1 | Petroleum Liquids | IC |  | S | 2 | 0.8 | 2 | 2 | 0.3 | N |  |  | N | Commercial Non-CHP | 4 | X | DFO
Petroleum Liquids.DFO | petroleum | FALSE | 61948 | Regeneron Pharmaceuticals Inc. | 62423 | Regeneron Pharmaceuticals Inc. | NY | Westchester | 795G2 | Petroleum Liquids | IC |  | S | 2 | 0.8 | 2 | 2 | 0.3 | N |  |  | N | Commercial Non-CHP | 4 | X | DFO
Onshore Wind Turbine.WND | onshore wind | TRUE | 61981 | Willow Creek Wind Power LLC | 62431 | Willow Creek Wind Power LLC | SD | Butte | 1 | Onshore Wind Turbine | WT |  | S | 105 |  | 103.5 | 103.5 | 0 | N |  |  | N | IPP Non-CHP | 2 | X | WND
Solar Photovoltaic.SUN | solar PV | TRUE | 61900 | SR Arlington, LLC | 62436 | SR Arlington I | GA | Early | ARLI | Solar Photovoltaic | PV |  | S | 20 |  | 20 | 20 |  | N |  |  | N | IPP Non-CHP | 2 | X | SUN
Solar Photovoltaic.SUN | solar PV | TRUE | 56997 | Marina Energy LLC | 62438 | Heller 400M | NJ | Middlesex | A | Solar Photovoltaic | PV |  | S | 0.8 |  | 0.8 | 0.8 |  | N | 5 | 2028 | N | IPP Non-CHP | 2 | X | SUN
Solar Photovoltaic.SUN | solar PV | TRUE | 56997 | Marina Energy LLC | 62438 | Heller 400M | NJ | Middlesex | B | Solar Photovoltaic | PV |  | S | 0.2 |  | 0.2 | 0.2 |  | N | 5 | 2028 | N | IPP Non-CHP | 2 | X | SUN
Solar Photovoltaic.SUN | solar PV | TRUE | 56997 | Marina Energy LLC | 62438 | Heller 400M | NJ | Middlesex | C | Solar Photovoltaic | PV |  | S | 0.2 |  | 0.2 | 0.2 |  | N | 5 | 2028 | N | IPP Non-CHP | 2 | X | SUN
Solar Photovoltaic.SUN | solar PV | TRUE | 61944 | MN8 Energy LLC | 62439 | Owens Corning | NJ | Camden | A | Solar Photovoltaic | PV |  | S | 2.8 |  | 2.8 | 2.8 |  | N |  |  | N | IPP Non-CHP | 2 | X | SUN
Solar Photovoltaic.SUN | solar PV | TRUE | 61954 | Techren Solar V LLC | 62440 | Techren Solar V | NV | Clark | TECH5 | Solar Photovoltaic | PV |  | S | 50 |  | 50 | 50 |  | N |  |  | N | IPP Non-CHP | 2 | X | SUN
Batteries.MWH | battery storage | 0 | 61957 | Kearny Mesa Storage LLC | 62441 | Kearny Mesa Storage LLC | CA | San Diego | U1 | Batteries | BA |  | S | 1 |  | 1 | 1 | 1 | N |  |  | N | IPP Non-CHP | 2 | X | MWH
Onshore Wind Turbine.WND | onshore wind | TRUE | 61893 | Lake Region Community Hybrid, LLC | 62442 | Lake Region Community Hybrid, LLC | MN | Otter Tail | LRCH | Onshore Wind Turbine | WT |  | S | 2 |  | 2 | 2 | 0.1 | N |  |  | N | IPP Non-CHP | 2 | X | WND
Solar Photovoltaic.SUN | solar PV | TRUE | 61893 | Lake Region Community Hybrid, LLC | 62442 | Lake Region Community Hybrid, LLC | MN | Otter Tail | LRCHS | Solar Photovoltaic | PV |  | S | 0.5 |  | 0.5 | 0.5 |  | N |  |  | N | IPP Non-CHP | 2 | X | SUN
Solar Photovoltaic.SUN | solar PV | TRUE | 61944 | MN8 Energy LLC | 62443 | Westminster | VT | Windham | A | Solar Photovoltaic | PV |  | S | 1.8 |  | 1.8 | 1.8 |  | N |  |  | N | IPP Non-CHP | 2 | X | SUN
Batteries.MWH | battery storage | 0 | 61728 | GlidePath Power Operations LLC | 62444 | Meyersdale Battery | PA | Somerset | BMY | Batteries | BA |  | S | 18 |  | 18 | 18 | 0 | N |  |  | N | IPP Non-CHP | 2 | X | MWH
Onshore Wind Turbine.WND | onshore wind | TRUE | 61973 | Black Hills Electric Generation LLC | 62445 | Busch Ranch II Wind Farm | CO | Huerfano | WT | Onshore Wind Turbine | WT |  | S | 59.4 |  | 59.4 | 59.4 | 1 | N |  |  | N | IPP Non-CHP | 2 | X | WND
Petroleum Liquids.DFO | petroleum | FALSE | 61955 | JLL-One Rockwood Road | 62446 | JLL-One Rockwood Road | NY | Westchester | EGEN1 | Petroleum Liquids | IC |  | S | 1.5 | 0.8 | 1.5 | 1.5 | 0.3 | N |  |  | N | Commercial Non-CHP | 4 | X | DFO
Petroleum Liquids.DFO | petroleum | FALSE | 61955 | JLL-One Rockwood Road | 62446 | JLL-One Rockwood Road | NY | Westchester | EGEN2 | Petroleum Liquids | IC |  | S | 1.5 | 0.8 | 1.5 | 1.5 | 0.3 | N |  |  | N | Commercial Non-CHP | 4 | X | DFO
Petroleum Liquids.DFO | petroleum | FALSE | 61956 | Mount Sinai South Nassau Hospital | 62447 | Mount Sinai South Nassau Hospital | NY | Nassau | 3 | Petroleum Liquids | IC |  | S | 1 | 0.8 | 1 | 1 | 0 | N |  |  | N | Commercial Non-CHP | 4 | X | DFO
Petroleum Liquids.DFO | petroleum | FALSE | 61956 | Mount Sinai South Nassau Hospital | 62447 | Mount Sinai South Nassau Hospital | NY | Nassau | 4 | Petroleum Liquids | IC |  | S | 2 | 0.8 | 1 | 0.8 | 0 | N |  |  | N | Commercial Non-CHP | 4 | X | DFO
Solar Photovoltaic.SUN | solar PV | TRUE | 65411 | Duke Energy Renewables Services | 62448 | Lapetus | TX | Andrews | LAP | Solar Photovoltaic | PV |  | W | 100 |  | 100 | 100 |  | N |  |  | N | IPP Non-CHP | 2 | X | SUN
Natural Gas Fired Combustion Turbine.NG | natural gas peaker | FALSE | 61964 | Kimberly Clark - Mobile Alabama | 62449 | Kimberly Clark Mobile - CHP Plant | AL | Mobile | GT100 | Natural Gas Fired Combustion Turbine | GT | KCMO | S | 25 | 0.95 | 21.8 | 23 | 11 | N |  |  | Y | Industrial CHP | 7 | T | NG
Natural Gas Fired Combustion Turbine.NG | natural gas peaker | FALSE | 61964 | Kimberly Clark - Mobile Alabama | 62449 | Kimberly Clark Mobile - CHP Plant | AL | Mobile | GT200 | Natural Gas Fired Combustion Turbine | GT | KCMO | S | 25 | 0.95 | 21.8 | 23 | 11 | N |  |  | Y | Industrial CHP | 7 | T | NG
Petroleum Liquids.DFO | petroleum | FALSE | 61965 | St. Johns Episcopal Hospital | 62450 | St. Johns Episcopal Hospital | NY | Queens | CT205 | Petroleum Liquids | IC |  | S | 0.2 | 0.8 | 0.2 | 0.2 | 0.1 | N |  |  | N | Commercial Non-CHP | 4 | X | DFO
Petroleum Liquids.DFO | petroleum | FALSE | 61965 | St. Johns Episcopal Hospital | 62450 | St. Johns Episcopal Hospital | NY | Queens | F1040 | Petroleum Liquids | IC |  | S | 1 | 0.8 | 1 | 1 | 0.2 | N |  |  | N | Commercial Non-CHP | 4 | X | DFO
Solar Photovoltaic.SUN | solar PV | TRUE | 61969 | Altorfer Inc. | 62451 | Rantoul Solar | IL | Champaign | RANTL | Solar Photovoltaic | PV |  | S | 2 |  | 2 | 2 |  | N |  |  | N | IPP Non-CHP | 2 | X | SUN
Petroleum Liquids.DFO | petroleum | FALSE | 61970 | St. Joseph Hospital (NY) | 62452 | St. Joseph Hospital | NY | Westchester | CT250 | Petroleum Liquids | IC |  | S | 0.3 | 0.8 | 0.3 | 0.3 | 0.1 | N |  |  | N | Commercial Non-CHP | 4 | X | DFO
Petroleum Liquids.DFO | petroleum | FALSE | 61970 | St. Joseph Hospital (NY) | 62452 | St. Joseph Hospital | NY | Westchester | CT750 | Petroleum Liquids | IC |  | S | 0.8 | 0.8 | 0.8 | 0.8 | 0.2 | N |  |  | N | Commercial Non-CHP | 4 | X | DFO
Petroleum Liquids.DFO | petroleum | FALSE | 61971 | Mt.Sinai-St.Lukes Rsvlt. Hospital Center | 62453 | Mt.Sinai-St.Lukes Roosevelt Hosp. Center | NY | Westchester | CT250 | Petroleum Liquids | IC |  | S | 0.3 | 0.8 | 0.3 | 0.3 | 0.1 | N |  |  | N | Commercial Non-CHP | 4 | X | DFO
Petroleum Liquids.DFO | petroleum | FALSE | 61971 | Mt.Sinai-St.Lukes Rsvlt. Hospital Center | 62453 | Mt.Sinai-St.Lukes Roosevelt Hosp. Center | NY | Westchester | CT750 | Petroleum Liquids | IC |  | S | 0.8 | 0.8 | 0.8 | 0.8 | 0.2 | N |  |  | N | Commercial Non-CHP | 4 | X | DFO
Petroleum Liquids.DFO | petroleum | FALSE | 61971 | Mt.Sinai-St.Lukes Rsvlt. Hospital Center | 62453 | Mt.Sinai-St.Lukes Roosevelt Hosp. Center | NY | Westchester | EG1 | Petroleum Liquids | IC |  | S | 0.2 | 0.8 | 0.3 | 0.3 | 0.1 | N |  |  | N | Commercial Non-CHP | 4 | X | DFO
Petroleum Liquids.DFO | petroleum | FALSE | 61971 | Mt.Sinai-St.Lukes Rsvlt. Hospital Center | 62453 | Mt.Sinai-St.Lukes Roosevelt Hosp. Center | NY | Westchester | EG2 | Petroleum Liquids | IC |  | S | 0.3 | 0.8 | 0.3 | 0.3 | 0.1 | N |  |  | N | Commercial Non-CHP | 4 | X | DFO
Petroleum Liquids.DFO | petroleum | FALSE | 61971 | Mt.Sinai-St.Lukes Rsvlt. Hospital Center | 62453 | Mt.Sinai-St.Lukes Roosevelt Hosp. Center | NY | Westchester | EG3 | Petroleum Liquids | IC |  | S | 2.5 | 0.8 | 2.5 | 2.5 | 0.3 | N |  |  | N | Commercial Non-CHP | 4 | X | DFO
Petroleum Liquids.DFO | petroleum | FALSE | 61971 | Mt.Sinai-St.Lukes Rsvlt. Hospital Center | 62453 | Mt.Sinai-St.Lukes Roosevelt Hosp. Center | NY | Westchester | EG4 | Petroleum Liquids | IC |  | S | 2.5 | 0.8 | 2.5 | 2.5 | 0.3 | N |  |  | N | Commercial Non-CHP | 4 | X | DFO
Solar Photovoltaic.SUN | solar PV | TRUE | 61944 | MN8 Energy LLC | 62454 | Lakewood Cheddar School | NJ | Ocean | 1 | Solar Photovoltaic | PV |  | S | 1 |  | 1 | 1 |  | N |  |  | N | IPP Non-CHP | 2 | X | SUN
Other Natural Gas.NG | natural gas peaker | TRUE | 57128 | Bloom Energy | 62455 | Digital Fairfield | CT | Fairfield | DGR01 | Other Natural Gas | FC |  | W | 2 |  | 2 | 2 | 0.1 | N |  |  | N | IPP Non-CHP | 2 | X | NG
Other Natural Gas.NG | natural gas peaker | TRUE | 57128 | Bloom Energy | 62456 | Regeneron Tarrytown | NY | Westchester | RGP00 | Other Natural Gas | FC |  | W | 1.5 |  | 1.5 | 1.5 | 0.1 | N |  |  | N | IPP Non-CHP | 2 | X | NG
Other Natural Gas.NG | natural gas peaker | TRUE | 57128 | Bloom Energy | 62458 | Ratkovich Alhambra | CA | Los Angeles | RAT00 | Other Natural Gas | FC |  | W | 1 |  | 1 | 1 | 0.1 | N |  |  | N | IPP Non-CHP | 2 | X | NG
Other Natural Gas.NG | natural gas peaker | TRUE | 57128 | Bloom Energy | 62459 | Micro Santa Clara | CA | Santa Clara | SMC01 | Other Natural Gas | FC |  | W | 2 |  | 2 | 2 | 0.1 | N |  |  | N | IPP Non-CHP | 2 | X | NG
Batteries.MWH | battery storage | 0 | 17609 | Southern California Edison Co | 62460 | DESI-2 Battery Storage Facility | CA | Orange | DESI2 | Batteries | BA |  | S | 1.4 |  | 1.4 | 1.4 |  | N |  |  | N | Electric Utility | 1 | X | MWH
Petroleum Liquids.DFO | petroleum | TRUE | 6168 | Farmers Electric Coop - (IA) | 62461 | Farmers Electric Cooperative - Kalona | IA | Johnson | 1 | Petroleum Liquids | IC |  | S | 2 | 0.8 | 2 | 2 | 0.4 | N |  |  | N | Electric Utility | 1 | X | DFO
Petroleum Liquids.DFO | petroleum | TRUE | 6168 | Farmers Electric Coop - (IA) | 62461 | Farmers Electric Cooperative - Kalona | IA | Johnson | 2 | Petroleum Liquids | IC |  | S | 2 | 0.8 | 2 | 2 | 0.4 | N |  |  | N | Electric Utility | 1 | X | DFO
Petroleum Liquids.DFO | petroleum | TRUE | 6168 | Farmers Electric Coop - (IA) | 62461 | Farmers Electric Cooperative - Kalona | IA | Johnson | 3 | Petroleum Liquids | IC |  | S | 2 | 0.8 | 2 | 2 | 0.4 | N |  |  | N | Electric Utility | 1 | X | DFO
Solar Photovoltaic.SUN | solar PV | TRUE | 63647 | Muscle Shoals Solar, LLC | 62462 | Muscle Shoals | AL | Colbert | GEN01 | Solar Photovoltaic | PV |  | S | 227 |  | 227 | 227 |  | N |  |  | N | IPP Non-CHP | 2 | X | SUN
Solar Photovoltaic.SUN | solar PV | TRUE | 61219 | Longroad Energy Services LLC | 62463 | Little Bear 3 | CA | Fresno | GEN01 | Solar Photovoltaic | PV |  | S | 20 |  | 20 | 20 |  | N |  |  | N | IPP Non-CHP | 2 | X | SUN
Solar Photovoltaic.SUN | solar PV | TRUE | 61219 | Longroad Energy Services LLC | 62464 | Little Bear 4 | CA | Fresno | GEN01 | Solar Photovoltaic | PV |  | S | 50 |  | 50 | 50 |  | N |  |  | N | IPP Non-CHP | 2 | X | SUN
Solar Photovoltaic.SUN | solar PV | TRUE | 61219 | Longroad Energy Services LLC | 62465 | Little Bear 5 | CA | Fresno | GEN01 | Solar Photovoltaic | PV |  | S | 50 |  | 50 | 50 |  | N |  |  | N | IPP Non-CHP | 2 | X | SUN
Solar Photovoltaic.SUN | solar PV | TRUE | 59300 | PNM Resources | 62467 | Vista Solar Energy Center | NM | Valencia | VISTA | Solar Photovoltaic | PV |  | S | 10 |  | 10 | 8.2 |  | N |  |  | N | Electric Utility | 1 | X | SUN
Solar Photovoltaic.SUN | solar PV | TRUE | 13216 | Nashville Electric Service | 62468 | Music City Community Solar | TN | Davidson | MCS01 | Solar Photovoltaic | PV |  | S | 1.6 |  | 1.5 | 1.5 |  | N |  |  | N | Electric Utility | 1 | X | SUN
Solar Photovoltaic.SUN | solar PV | TRUE | 62802 | Cove Mountain Solar LLC | 62469 | Cove Mountain Solar | UT | Iron | GEN01 | Solar Photovoltaic | PV |  | S | 58 |  | 58 | 58 |  | N |  |  | N | IPP Non-CHP | 2 | X | SUN
Solar Photovoltaic.SUN | solar PV | TRUE | 62803 | Cove Mountain Solar 2 LLC | 62470 | Cove Mountain Solar 2 | UT | Iron | GEN01 | Solar Photovoltaic | PV |  | S | 122 |  | 122 | 122 |  | N |  |  | N | IPP Non-CHP | 2 | X | SUN
Solar Photovoltaic.SUN | solar PV | TRUE | 61194 | Generate Capital | 62471 | Washington St Community Solar Farm #4 | NY | Monroe | 1034 | Solar Photovoltaic | PV |  | W | 2.5 |  | 2.5 | 2.5 |  | N |  |  | N | IPP Non-CHP | 2 | X | SUN
Solar Photovoltaic.SUN | solar PV | TRUE | 61194 | Generate Capital | 62472 | Washington St Community Solar Farm #1 | NY | Monroe | 617 | Solar Photovoltaic | PV |  | W | 2.2 |  | 2.2 | 2.2 |  | N |  |  | N | IPP Non-CHP | 2 | X | SUN
Solar Photovoltaic.SUN | solar PV | TRUE | 61194 | Generate Capital | 62473 | Washington St Community Solar Farm #3 | NY | Monroe | 1035 | Solar Photovoltaic | PV |  | W | 2.5 |  | 2.5 | 2.5 |  | N |  |  | N | IPP Non-CHP | 2 | X | SUN
Solar Photovoltaic.SUN | solar PV | TRUE | 61610 | Delaware River Solar, LLC | 62474 | Gaskill Rd Community Solar Farm CSG | NY | Tioga | 928 | Solar Photovoltaic | PV |  | S | 5 |  | 5 | 5 | 5 | N |  |  | N | IPP Non-CHP | 2 | X | SUN
Onshore Wind Turbine.WND | onshore wind | TRUE | 5860 | Empire District Electric Co | 62475 | Kings Point Wind Energy Center | MO | Lawrence | KPW1 | Onshore Wind Turbine | WT |  | S | 149.4 |  | 145.6 | 145.6 | 2.1 | N |  |  | N | Electric Utility | 1 | X | WND
Solar Photovoltaic.SUN | solar PV | TRUE | 61194 | Generate Capital | 62476 | Big Tree Community Solar Farm | NY | Erie | 607 | Solar Photovoltaic | PV |  | W | 2 |  | 2 | 2 |  | N |  |  | N | IPP Non-CHP | 2 | X | SUN
Solar Photovoltaic.SUN | solar PV | TRUE | 61610 | Delaware River Solar, LLC | 62477 | Dryden Rd #2 Community Solar Farm CSG | NY | Tompkins | 372 | Solar Photovoltaic | PV |  | S | 1.3 |  | 1.3 | 1.3 | 1.3 | N |  |  | N | IPP Non-CHP | 2 | X | SUN
Onshore Wind Turbine.WND | onshore wind | TRUE | 5860 | Empire District Electric Co | 62478 | North Fork Ridge Wind Energy Center | MO | Barton | NFRW1 | Onshore Wind Turbine | WT |  | S | 149.4 |  | 145.5 | 145.5 | 2.1 | N |  |  | N | Electric Utility | 1 | X | WND
Solar Photovoltaic.SUN | solar PV | TRUE | 61610 | Delaware River Solar, LLC | 62479 | Woodoak Drive Community Solar Farm CSG | NY | Sullivan | 175 | Solar Photovoltaic | PV |  | S | 2 |  | 2 | 2 | 2 | N |  |  | N | IPP Non-CHP | 2 | X | SUN
Solar Photovoltaic.SUN | solar PV | TRUE | 61194 | Generate Capital | 62480 | Burritt Rd Community Solar Farm | NY | Monroe | 635 | Solar Photovoltaic | PV |  | W | 2 |  | 2 | 2 |  | N |  |  | N | IPP Non-CHP | 2 | X | SUN
Onshore Wind Turbine.WND | onshore wind | TRUE | 5860 | Empire District Electric Co | 62481 | Neosho Ridge Wind Energy Center | KS | Neosho | NRW1 | Onshore Wind Turbine | WT |  | S | 301 |  | 294.4 | 294.4 | 2.1 | N |  |  | N | Electric Utility | 1 | X | WND
Onshore Wind Turbine.WND | onshore wind | TRUE | 17650 | Southern Power Co | 62482 | Beech Ridge II Wind Energy Center | WV | Greenbrier | GEN1 | Onshore Wind Turbine | WT |  | W | 56.2 |  | 56.2 | 56.2 | 2.8 | N |  |  | N | IPP Non-CHP | 2 | X | WND
Solar Photovoltaic.SUN | solar PV | TRUE | 62006 | 7X Energy, Inc. | 62483 | Taygete Energy Project LLC | TX | Pecos | PV1 | Solar Photovoltaic | PV |  | W | 255 |  | 255 | 255 |  | N |  |  | N | IPP Non-CHP | 2 | X | SUN
Solar Photovoltaic.SUN | solar PV | TRUE | 9234 | Indiana Municipal Power Agency | 62484 | Crawfordsville 2 Solar Park | IN | Montgomery | SCRA2 | Solar Photovoltaic | PV |  | W | 7.9 |  | 7.9 | 6.3 |  | N |  |  | N | Electric Utility | 1 | X | SUN
Solar Photovoltaic.SUN | solar PV | TRUE | 9234 | Indiana Municipal Power Agency | 62485 | Crawfordsville 3 Solar Park | IN | Montgomery | SCRA3 | Solar Photovoltaic | PV |  | W | 4.8 |  | 4.8 | 3.8 |  | N |  |  | N | Electric Utility | 1 | X | SUN
Solar Photovoltaic.SUN | solar PV | TRUE | 62003 | CMR Solar, LLC | 62486 | CMR Solar LLC | NY | Orange | CMRSL | Solar Photovoltaic | PV |  | S | 2 |  | 2 | 2 |  | N |  |  | N | IPP Non-CHP | 2 | X | SUN
Solar Photovoltaic.SUN | solar PV | TRUE | 62004 | Flowers Solar LLC | 62487 | Flowers Solar LLC | NC | Johnston | FLOW | Solar Photovoltaic | PV |  | S | 4.3 |  | 4.3 | 4.3 |  | N |  |  | N | IPP Non-CHP | 2 | X | SUN
Onshore Wind Turbine.WND | onshore wind | TRUE | 62010 | Prairie Queen Wind Farm LLC | 62488 | Prairie Queen Wind Farm | KS | Allen | WT | Onshore Wind Turbine | WT |  | S | 199.3 |  | 199.3 | 199.3 | 2 | N |  |  | N | IPP Non-CHP | 2 | X | WND
Onshore Wind Turbine.WND | onshore wind | TRUE | 61785 | EDP Renewables North America LLC | 62489 | Crossing Trails Wind Power Project LLC. | CO | Kit Carson | GEN1 | Onshore Wind Turbine | WT |  | S | 104 |  | 104 | 104 | 0.7 | N |  |  | N | IPP Non-CHP | 2 | X | WND
Solar Photovoltaic.SUN | solar PV | TRUE | 6452 | Florida Power & Light Co | 62490 | Echo River Solar | FL | Suwannee | 1 | Solar Photovoltaic | PV |  | S | 74.5 |  | 74.5 | 74.5 |  | N |  |  | N | Electric Utility | 1 | X | SUN
Batteries.MWH | battery storage | 0 | 6452 | Florida Power & Light Co | 62490 | Echo River Solar | FL | Suwannee | 2 | Batteries | BA |  | S | 30 |  | 30 | 30 | 0.7 | N |  |  | N | Electric Utility | 1 | X | MWH
Solar Photovoltaic.SUN | solar PV | TRUE | 6452 | Florida Power & Light Co | 62491 | Okeechobee Solar | FL | Okeechobee | 1 | Solar Photovoltaic | PV |  | S | 74.5 |  | 74.5 | 74.5 |  | N |  |  | N | Electric Utility | 1 | X | SUN
Natural Gas Fired Combustion Turbine.NG | natural gas peaker | TRUE | 63875 | DTE Atlantic, LLC | 62492 | DTE Atlantic, LLC | NJ | Atlantic | ACB-1 | Natural Gas Fired Combustion Turbine | GT |  | S | 7.5 | 1 | 7.1 | 7.8 | 5 | N |  |  | N | IPP Non-CHP | 2 | X | NG
Solar Photovoltaic.SUN | solar PV | TRUE | 6452 | Florida Power & Light Co | 62493 | Southfork Solar | FL | Manatee | 1 | Solar Photovoltaic | PV |  | S | 74.5 |  | 74.5 | 74.5 |  | N |  |  | N | Electric Utility | 1 | X | SUN
Onshore Wind Turbine.WND | onshore wind | TRUE | 62023 | Skeleton Creek Energy Center | 62494 | Skeleton Creek Energy Center Hybrid | OK | Garfield | SKC | Onshore Wind Turbine | WT |  | S | 250 |  | 250 | 250 | 1 | N |  |  | N | IPP Non-CHP | 2 | X | WND
Solar Photovoltaic.SUN | solar PV | TRUE | 65411 | Duke Energy Renewables Services | 62495 | Palmer Solar | CO | El Paso | 20181 | Solar Photovoltaic | PV |  | W | 60 |  | 60 | 60 |  | N |  |  | N | IPP Non-CHP | 2 | X | SUN
Solar Photovoltaic.SUN | solar PV | TRUE | 61194 | Generate Capital | 62496 | Telegraph Rd #1 Community Solar Farm | NY | Wyoming | 1268 | Solar Photovoltaic | PV |  | W | 3.8 |  | 3.8 | 3.8 | 3.8 | N |  |  | N | IPP Non-CHP | 2 | X | SUN
Batteries.MWH | battery storage | 0 | 61978 | Convergent Energy and Power LP | 62497 | Orange County Energy Storage 2 | CA | Orange | OCES2 | Batteries | BA |  | W | 9 |  | 9 | 9 | 0.1 | N |  |  | N | IPP Non-CHP | 2 | X | MWH
Solar Photovoltaic.SUN | solar PV | TRUE | 61194 | Generate Capital | 62498 | Telegraph Rd #2 Community Solar Farm | NY | Wyoming | 1413 | Solar Photovoltaic | PV |  | W | 2 |  | 2 | 2 |  | N |  |  | N | IPP Non-CHP | 2 | X | SUN
Batteries.MWH | battery storage | 0 | 61978 | Convergent Energy and Power LP | 62499 | Orange County Energy Storage 3 | CA | Orange | OCES3 | Batteries | BA |  | W | 6 |  | 6 | 6 | 0.1 | N |  |  | N | IPP Non-CHP | 2 | X | MWH
Solar Photovoltaic.SUN | solar PV | TRUE | 61194 | Generate Capital | 62500 | Route 19 #1 Community Solar Farm | NY | Wyoming | 1258 | Solar Photovoltaic | PV |  | W | 2 |  | 2 | 2 |  | N |  |  | N | IPP Non-CHP | 2 | X | SUN
Solar Photovoltaic.SUN | solar PV | TRUE | 61194 | Generate Capital | 62502 | Route 19 #2 Community Solar Farm | NY | Wyoming | 1415 | Solar Photovoltaic | PV |  | W | 5 |  | 5 | 5 |  | N |  |  | N | IPP Non-CHP | 2 | X | SUN
Solar Photovoltaic.SUN | solar PV | TRUE | 60584 | Onyx Asset Services Group | 62503 | Winchendon Landfill Solar | MA | Worcester | 10237 | Solar Photovoltaic | PV |  | W | 2 |  | 2 | 2 |  | N |  |  | N | IPP Non-CHP | 2 | X | SUN
Solar Photovoltaic.SUN | solar PV | TRUE | 63244 | KSI II Consolidated, LLC | 62504 | Frey Rd #1 Community Solar Farm | NY | Wayne | 1159 | Solar Photovoltaic | PV |  | S | 2 |  | 2 | 2 | 2 | N |  |  | N | IPP Non-CHP | 2 | X | SUN
Solar Photovoltaic.SUN | solar PV | TRUE | 64418 | GSEone | 62505 | G.S.E. One LLC | TX | Fannin | 1 | Solar Photovoltaic | PV |  | S | 83 |  | 82.5 | 82.5 |  | N |  |  | N | IPP Non-CHP | 2 | X | SUN
Solar Photovoltaic.SUN | solar PV | TRUE | 63244 | KSI II Consolidated, LLC | 62507 | County Route 11 Community Solar Farm | NY | Clinton | 1419 | Solar Photovoltaic | PV |  | S | 4.1 |  | 4.1 | 4.1 |  | N |  |  | N | IPP Non-CHP | 2 | X | SUN
Solar Photovoltaic.SUN | solar PV | TRUE | 63244 | KSI II Consolidated, LLC | 62508 | Furnace Rd Community Solar Farm | NY | Wayne | 1420 | Solar Photovoltaic | PV |  | S | 3 |  | 3 | 3 |  | N |  |  | N | IPP Non-CHP | 2 | X | SUN
Onshore Wind Turbine.WND | onshore wind | TRUE | 14354 | PacifiCorp | 62516 | TB Flats | WY | Carbon | 1 | Onshore Wind Turbine | WT |  | S | 503.2 |  | 503.2 | 503.2 | 1 | N |  |  | N | Electric Utility | 1 | X | WND
Solar Photovoltaic.SUN | solar PV | TRUE | 61194 | Generate Capital | 62517 | Yellow Mills Rd #1 Community Solar Farm | NY | Ontario | 1142 | Solar Photovoltaic | PV |  | W | 2.3 |  | 2.3 | 2.3 |  | N |  |  | N | IPP Non-CHP | 2 | X | SUN
Solar Photovoltaic.SUN | solar PV | TRUE | 61194 | Generate Capital | 62518 | Yellow Mills Rd #2 Community Solar Farm | NY | Ontario | 1181 | Solar Photovoltaic | PV |  | W | 2.3 |  | 2.3 | 2.3 |  | N |  |  | N | IPP Non-CHP | 2 | X | SUN
Solar Photovoltaic.SUN | solar PV | TRUE | 61194 | Generate Capital | 62519 | Yellow Mills Rd #3 Community Solar Farm | NY | Ontario | 1244 | Solar Photovoltaic | PV |  | W | 2.3 |  | 2.3 | 2.3 |  | N |  |  | N | IPP Non-CHP | 2 | X | SUN
Solar Photovoltaic.SUN | solar PV | TRUE | 63244 | KSI II Consolidated, LLC | 62521 | Frey Rd #2 Community Solar Farm | NY | Wayne | 1442 | Solar Photovoltaic | PV |  | S | 1.4 |  | 1.4 | 1.4 | 1.4 | N |  |  | N | IPP Non-CHP | 2 | X | SUN
Solar Photovoltaic.SUN | solar PV | TRUE | 63244 | KSI II Consolidated, LLC | 62524 | Route 22 Community Solar Farm CSG | NY | Clinton | 1444 | Solar Photovoltaic | PV |  | S | 3.7 |  | 3.7 | 3.7 | 3.7 | N |  |  | N | IPP Non-CHP | 2 | X | SUN
Solar Photovoltaic.SUN | solar PV | TRUE | 61194 | Generate Capital | 62525 | Villa Roma Rd #1 | NY | Sullivan | 40 | Solar Photovoltaic | PV |  | W | 2 |  | 2 | 2 |  | N |  |  | N | IPP Non-CHP | 2 | X | SUN
Solar Photovoltaic.SUN | solar PV | TRUE | 61194 | Generate Capital | 62526 | Villa Roma Rd #2 | NY | Sullivan | 41 | Solar Photovoltaic | PV |  | W | 2 |  | 2 | 2 |  | N |  |  | N | IPP Non-CHP | 2 | X | SUN
Solar Photovoltaic.SUN | solar PV | TRUE | 61610 | Delaware River Solar, LLC | 62527 | Villa Roma Rd #3 CSG | NY | Sullivan | 390 | Solar Photovoltaic | PV |  | S | 2 |  | 2 | 2 | 2 | N |  |  | N | IPP Non-CHP | 2 | X | SUN
Solar Photovoltaic.SUN | solar PV | TRUE | 61610 | Delaware River Solar, LLC | 62528 | Villa Roma Rd #4 CSG | NY | Sullivan | 391 | Solar Photovoltaic | PV |  | S | 2 |  | 2 | 2 | 2 | N |  |  | N | IPP Non-CHP | 2 | X | SUN
Solar Photovoltaic.SUN | solar PV | TRUE | 62630 | NY Mooers I, LLC | 62530 | Boas Rd #1 Community Solar Farm | NY | Clinton | 496 | Solar Photovoltaic | PV |  | S | 2 |  | 2 | 2 |  | N |  |  | N | IPP Non-CHP | 2 | X | SUN
Solar Photovoltaic.SUN | solar PV | TRUE | 62631 | NY Mooers II, LLC | 62531 | Boas Rd #2 Community Solar Farm | NY | Clinton | 1010 | Solar Photovoltaic | PV |  | S | 2 |  | 2 | 2 |  | N |  |  | N | IPP Non-CHP | 2 | X | SUN
Solar Photovoltaic.SUN | solar PV | TRUE | 62632 | NY Mooers III, LLC | 62532 | Boas Rd #3 Community Solar Farm | NY | Clinton | 1011 | Solar Photovoltaic | PV |  | S | 2 |  | 2 | 2 |  | N |  |  | N | IPP Non-CHP | 2 | X | SUN
Solar Photovoltaic.SUN | solar PV | TRUE | 61194 | Generate Capital | 62533 | Boas Rd #4 Community Solar Farm | NY | Clinton | 1023 | Solar Photovoltaic | PV |  | W | 2 |  | 2 | 2 |  | N |  |  | N | IPP Non-CHP | 2 | X | SUN
Solar Photovoltaic.SUN | solar PV | TRUE | 62035 | MSC-Scott01 LLC | 62535 | MSC-Scott01 LLC | MN | Scott | 52737 | Solar Photovoltaic | PV |  | S | 1 |  | 1 | 1 |  | N |  |  | N | IPP Non-CHP | 2 | X | SUN
Solar Photovoltaic.SUN | solar PV | TRUE | 62038 | MSC-Chisago01 LLC | 62536 | MSC-Chisago01 LLC CSG | MN | Chisago | 52739 | Solar Photovoltaic | PV |  | S | 1 |  | 1 | 1 |  | N |  |  | N | IPP Non-CHP | 2 | X | SUN
Solar Photovoltaic.SUN | solar PV | TRUE | 62039 | MSC-Rice01 LLC | 62537 | MSC-Rice01 LLC CSG | MN | Rice | 52738 | Solar Photovoltaic | PV |  | S | 1 |  | 1 | 1 |  | N |  |  | N | IPP Non-CHP | 2 | X | SUN
Solar Photovoltaic.SUN | solar PV | TRUE | 62037 | MSC-Chisago02 LLC | 62538 | MSC-Chisago02 LLC | MN | Chisago | 52740 | Solar Photovoltaic | PV |  | S | 1 |  | 1 | 1 |  | N |  |  | N | IPP Non-CHP | 2 | X | SUN
Solar Photovoltaic.SUN | solar PV | TRUE | 62041 | HCE Moore I, LLC | 62539 | HCE Moore I | NC | Moore | PGR02 | Solar Photovoltaic | PV |  | S | 2 |  | 2 | 2 |  | N |  |  | N | IPP Non-CHP | 2 | X | SUN
Solar Photovoltaic.SUN | solar PV | TRUE | 62040 | Three Bridge Farm, LLC | 62540 | Three Bridge | NC | Robeson | PGR01 | Solar Photovoltaic | PV |  | S | 2 |  | 2 | 2 |  | N |  |  | N | IPP Non-CHP | 2 | X | SUN
Solar Photovoltaic.SUN | solar PV | TRUE | 6455 | Duke Energy Florida, LLC | 62541 | Lake Placid Solar Power Plant | FL | Highlands | PV1 | Solar Photovoltaic | PV |  | S | 45 |  | 45 | 45 |  | N |  |  | N | Electric Utility | 1 | X | SUN
Solar Photovoltaic.SUN | solar PV | TRUE | 6455 | Duke Energy Florida, LLC | 62542 | Debary Solar Power Plant | FL | Volusia | PV1 | Solar Photovoltaic | PV |  | S | 74.5 |  | 74.5 | 74.5 |  | N |  |  | N | Electric Utility | 1 | X | SUN
Solar Photovoltaic.SUN | solar PV | TRUE | 6455 | Duke Energy Florida, LLC | 62543 | Trenton Solar Power Plant | FL | Gilchrist | PV1 | Solar Photovoltaic | PV |  | S | 74.9 |  | 74.9 | 74.9 | 74.9 | N |  |  | N | Electric Utility | 1 | X | SUN
Solar Photovoltaic.SUN | solar PV | TRUE | 58468 | Dominion Renewable Energy | 62544 | Wilkinson Solar LLC | NC | Beaufort | GEN1 | Solar Photovoltaic | PV |  | S | 80.6 |  | 80.6 | 80.6 |  | N |  |  | N | IPP Non-CHP | 2 | X | SUN
Solar Photovoltaic.SUN | solar PV | TRUE | 60025 | Greenbacker Renewable Energy Corporation | 62545 | Renew Solar ABC Sacramento LLC | CA | Sacramento | SACRA | Solar Photovoltaic | PV |  | S | 1.7 |  | 1.7 | 1.7 |  | N |  |  | N | IPP Non-CHP | 2 | X | SUN
Solar Photovoltaic.SUN | solar PV | TRUE | 62049 | Aquamarine Westside LLC | 62547 | Aquamarine | CA | Kings | AQUAM | Solar Photovoltaic | PV |  | S | 250 |  | 250 | 250 |  | N |  |  | N | IPP Non-CHP | 2 | X | SUN
Natural Gas Fired Combustion Turbine.NG | natural gas peaker | TRUE | 64758 | SJRR | 62548 | SJRR Power LLC | TX | Harris | SJ-1 | Natural Gas Fired Combustion Turbine | GT |  | S | 50 | 0.85 | 43 | 48 | 34 | N |  |  | N | IPP Non-CHP | 2 | X | NG
Natural Gas Fired Combustion Turbine.NG | natural gas peaker | TRUE | 64758 | SJRR | 62548 | SJRR Power LLC | TX | Harris | SJ-2 | Natural Gas Fired Combustion Turbine | GT |  | S | 50 | 0.85 | 43 | 48 | 34 | N |  |  | N | IPP Non-CHP | 2 | X | NG
Solar Photovoltaic.SUN | solar PV | TRUE | 62052 | Kearsarge Johnstown 1 LLC | 62549 | Kearsarge Johnstown 1 CSG | NY | Fulton | JOHNN | Solar Photovoltaic | PV |  | S | 1.5 |  | 1.5 | 1.5 |  | N |  |  | N | IPP Non-CHP | 2 | X | SUN
Solar Photovoltaic.SUN | solar PV | TRUE | 62053 | Kearsarge GB LLC | 62550 | Kearsarge GB | MA | Berkshire | GB123 | Solar Photovoltaic | PV |  | S | 1.9 |  | 1.9 | 1.9 |  | N |  |  | N | IPP Non-CHP | 2 | X | SUN
Solar Photovoltaic.SUN | solar PV | TRUE | 62054 | Kearsarge SKSC1 LLC | 62551 | Kearsarge SKSC1 LLC | RI | Washington | SKSC1 | Solar Photovoltaic | PV |  | S | 3.8 |  | 3.8 | 3.8 |  | N |  |  | N | IPP Non-CHP | 2 | X | SUN
Solar Photovoltaic.SUN | solar PV | TRUE | 62055 | Kearsarge Uxbridge LLC | 62552 | Kearsarge Uxbridge | MA | Worcester | UX680 | Solar Photovoltaic | PV |  | S | 1.9 |  | 1.9 | 1.9 |  | N |  |  | N | IPP Non-CHP | 2 | X | SUN
Solar Photovoltaic.SUN | solar PV | TRUE | 62056 | Kearsarge Johnstown 2 LLC | 62556 | Kearsarge Johnstown 2 CSG | NY | Fulton | JOHNS | Solar Photovoltaic | PV |  | S | 2 |  | 2 | 2 |  | N |  |  | N | IPP Non-CHP | 2 | X | SUN
Solar Photovoltaic.SUN | solar PV | TRUE | 62057 | Kearsarge Montague LLC | 62557 | Kearsarge Montague | MA | Franklin | MONTA | Solar Photovoltaic | PV |  | S | 4 |  | 4 | 4 |  | N |  |  | N | IPP Non-CHP | 2 | X | SUN
Solar Photovoltaic.SUN | solar PV | TRUE | 62058 | Kearsarge SKSC2 LLC | 62558 | Kearsarge SKSC2 LLC | RI | Washington | SKSC2 | Solar Photovoltaic | PV |  | S | 3.1 |  | 3.1 | 3.1 |  | N |  |  | N | IPP Non-CHP | 2 | X | SUN
Solar Photovoltaic.SUN | solar PV | TRUE | 62059 | Kearsarge Wilmington LLC | 62559 | Kearsarge Wilmington | MA | Middlesex | WILM1 | Solar Photovoltaic | PV |  | S | 1.6 |  | 1.6 | 1.6 |  | N |  |  | N | IPP Non-CHP | 2 | X | SUN
Solar Photovoltaic.SUN | solar PV | TRUE | 62051 | Airport Solar LLC | 62560 | Airport Solar | OR | Lake | APS | Solar Photovoltaic | PV |  | S | 47.3 |  | 47.3 | 47.3 |  | N |  |  | N | IPP Non-CHP | 2 | X | SUN
Solar Photovoltaic.SUN | solar PV | TRUE | 62047 | Roadrunner Solar, LLC | 62561 | Roadrunner, LLC Hybrid | TX | Upton | RODR1 | Solar Photovoltaic | PV |  | S | 200 |  | 200 | 200 | 0 | N |  |  | N | IPP Non-CHP | 2 | X | SUN
Solar Photovoltaic.SUN | solar PV | TRUE | 62047 | Roadrunner Solar, LLC | 62561 | Roadrunner, LLC Hybrid | TX | Upton | RODR2 | Solar Photovoltaic | PV |  | S | 200 |  | 200 | 200 | 0 | N |  |  | N | IPP Non-CHP | 2 | X | SUN
Onshore Wind Turbine.WND | onshore wind | TRUE | 62046 | High Lonesome Wind Power, LLC | 62562 | High Lonesome Wind Power, LLC Hybrid | TX | Upton | HILO | Onshore Wind Turbine | WT |  | S | 449.5 |  | 449.5 | 449.5 | 0 | N |  |  | N | IPP Non-CHP | 2 | X | WND
Onshore Wind Turbine.WND | onshore wind | TRUE | 62046 | High Lonesome Wind Power, LLC | 62562 | High Lonesome Wind Power, LLC Hybrid | TX | Upton | HILO2 | Onshore Wind Turbine | WT |  | S | 50 |  | 50 | 50 | 0 | N |  |  | N | IPP Non-CHP | 2 | X | WND
Onshore Wind Turbine.WND | onshore wind | TRUE | 19436 | Union Electric Co - (MO) | 62563 | High Prairie Wind Farm | MO | Schuyler | HPWF | Onshore Wind Turbine | WT |  | S | 400 |  | 375.5 | 385.4 | 0 | N |  |  | N | Electric Utility | 1 | X | WND
Batteries.MWH | battery storage | 0 | 14328 | Pacific Gas & Electric Co. | 62564 | Elkhorn Battery Energy Storage System | CA | Monterey | ELKHO | Batteries | BA |  | S | 182.5 | 0.95 | 182.5 | 182.5 | -182.5 | N |  |  | N | Electric Utility | 1 | X | MWH
Natural Gas Fired Combined Cycle.NG | natural gas combined cycle | TRUE | 62064 | Hill Top Energy Center, LLC | 62565 | Hill Top Energy Center, LLC | PA | Greene | GEN1 | Natural Gas Fired Combined Cycle | CS |  | S | 664.7 | 0.85 | 621.3 | 624.6 | 210 | N |  |  | N | IPP Non-CHP | 2 | X | NG
Onshore Wind Turbine.WND | onshore wind | TRUE | 62063 | Blue Summit III Wind, LLC | 62566 | Blue Summit III Wind | TX | Hardeman | BS3 | Onshore Wind Turbine | WT |  | S | 200.2 |  | 200.2 | 200.2 | 1 | N |  |  | N | IPP Non-CHP | 2 | X | WND
Solar Photovoltaic.SUN | solar PV | TRUE | 62062 | GD Richmond Buttonwoods I, LLC | 62567 | GD Richmond Buttonwoods I, LLC | RI | Washington | GDBUT | Solar Photovoltaic | PV |  | S | 1.3 |  | 1.3 | 1.3 |  | N |  |  | N | IPP Non-CHP | 2 | X | SUN
Solar Photovoltaic.SUN | solar PV | TRUE | 62061 | GD West Greenwich Victory I, LLC | 62568 | GD West Greenwich Victory I, LLC | RI | Kent | GDVIC | Solar Photovoltaic | PV |  | S | 1.8 |  | 1.8 | 1.8 |  | N |  |  | N | IPP Non-CHP | 2 | X | SUN
Batteries.MWH | battery storage | 0 | 12341 | MidAmerican Energy Co | 62569 | Knoxville Battery Energy Storage | IA | Marion | ES1 | Batteries | BA |  | S | 1.1 |  | 1.1 | 1.1 | 0.1 | N |  |  | N | Electric Utility | 1 | X | MWH
Onshore Wind Turbine.WND | onshore wind | TRUE | 62069 | Jiminy Peak Mountain Resort, LLC | 62570 | Jiminy Peak Wind QF | MA | Berkshire | 32651 | Onshore Wind Turbine | WT |  | S | 1.5 |  | 1.8 | 2.7 | 0.1 | N |  |  | N | IPP Non-CHP | 2 | X | WND
Other Natural Gas.NG | natural gas peaker | TRUE | 57128 | Bloom Energy | 62571 | Disney Prospect | CA | Los Angeles | DSY01 | Other Natural Gas | FC |  | W | 1 |  | 1 | 1 | 0 | N |  |  | N | IPP Non-CHP | 2 | X | NG
Other Natural Gas.NG | natural gas peaker | TRUE | 57128 | Bloom Energy | 62572 | ATT Jericho | NY | Suffolk | ATT49 | Other Natural Gas | FC |  | W | 1 |  | 1 | 1 | 0 | N |  |  | N | IPP Non-CHP | 2 | X | NG
Other Natural Gas.NG | natural gas peaker | TRUE | 57128 | Bloom Energy | 62573 | ATT Kelvin | CA | Orange | ATT56 | Other Natural Gas | FC |  | W | 1 |  | 1 | 1 | 0 | N |  |  | N | IPP Non-CHP | 2 | X | NG
Other Natural Gas.NG | natural gas peaker | TRUE | 57128 | Bloom Energy | 62574 | ATT Van Nyus | CA | Los Angeles | ATT93 | Other Natural Gas | FC |  | W | 1 |  | 1 | 1 | 0 | N |  |  | N | IPP Non-CHP | 2 | X | NG
Other Natural Gas.NG | natural gas peaker | TRUE | 57128 | Bloom Energy | 62575 | FLEX Gibraltar | CA | Santa Clara | FLX01 | Other Natural Gas | FC |  | W | 1 |  | 1 | 1 | 0 | N |  |  | N | IPP Non-CHP | 2 | X | NG
Other Natural Gas.NG | natural gas peaker | TRUE | 57128 | Bloom Energy | 62576 | MER Queens | NY | Queens | MER01 | Other Natural Gas | FC |  | W | 1.2 |  | 1.2 | 1.2 | 0 | N |  |  | N | IPP Non-CHP | 2 | X | NG
Other Natural Gas.NG | natural gas peaker | TRUE | 57128 | Bloom Energy | 62577 | APP Prune A-D | CA | Santa Clara | AP11A | Other Natural Gas | FC |  | W | 1 |  | 1 | 1 | 0 | N |  |  | N | IPP Non-CHP | 2 | X | NG
Other Natural Gas.NG | natural gas peaker | TRUE | 57128 | Bloom Energy | 62577 | APP Prune A-D | CA | Santa Clara | AP11B | Other Natural Gas | FC |  | W | 1 |  | 1 | 1 | 0 | N |  |  | N | IPP Non-CHP | 2 | X | NG
Other Natural Gas.NG | natural gas peaker | TRUE | 57128 | Bloom Energy | 62577 | APP Prune A-D | CA | Santa Clara | AP11C | Other Natural Gas | FC |  | W | 1 |  | 1 | 1 | 0 | N |  |  | N | IPP Non-CHP | 2 | X | NG
Other Natural Gas.NG | natural gas peaker | TRUE | 57128 | Bloom Energy | 62577 | APP Prune A-D | CA | Santa Clara | AP11D | Other Natural Gas | FC |  | W | 1 |  | 1 | 1 | 0 | N |  |  | N | IPP Non-CHP | 2 | X | NG
Solar Photovoltaic.SUN | solar PV | FALSE | 62067 | EnterSolar | 62578 | Preferred Freezer San Leandro | CA | Alameda | SLPV1 | Solar Photovoltaic | PV |  | W | 2 |  | 2 | 2 |  | N |  |  | N | Commercial Non-CHP | 4 | X | SUN
Solar Photovoltaic.SUN | solar PV | TRUE | 62070 | Plainfield Solar LLC | 62579 | Plainfield Community Solar LLC | MA | Hampshire | 2999 | Solar Photovoltaic | PV |  | S | 2 |  | 2 | 2 |  | N |  |  | N | IPP Non-CHP | 2 | X | SUN
Solar Photovoltaic.SUN | solar PV | TRUE | 62071 | Route 14A CDG Solar North and South, LLC | 62580 | Route 14A CDG Solar North and South LLC | NY | Ontario | 6081 | Solar Photovoltaic | PV |  | S | 4 |  | 4 | 3.3 |  | N |  |  | N | IPP Non-CHP | 2 | X | SUN
Solar Photovoltaic.SUN | solar PV | TRUE | 59254 | NuGen Capital Management | 62581 | Tolland Solar NG LLC | MA | Hampden | 3011 | Solar Photovoltaic | PV |  | S | 3.5 |  | 3.5 | 3.5 |  | N |  |  | N | IPP Non-CHP | 2 | X | SUN
Solar Photovoltaic.SUN | solar PV | TRUE | 62072 | Newfield Solar LLC | 62582 | Newfield Community Solar LLC | NY | Tompkins | 5216 | Solar Photovoltaic | PV |  | S | 6 |  | 6 | 5.3 |  | N |  |  | N | IPP Non-CHP | 2 | X | SUN
Solar Photovoltaic.SUN | solar PV | TRUE | 62072 | Newfield Solar LLC | 62582 | Newfield Community Solar LLC | NY | Tompkins | 5465 | Solar Photovoltaic | PV |  | S | 2 |  | 2 | 1.8 |  | N |  |  | N | IPP Non-CHP | 2 | X | SUN
Solar Photovoltaic.SUN | solar PV | TRUE | 62072 | Newfield Solar LLC | 62582 | Newfield Community Solar LLC | NY | Tompkins | 5466 | Solar Photovoltaic | PV |  | S | 2 |  | 2 | 1.8 |  | N |  |  | N | IPP Non-CHP | 2 | X | SUN
Solar Photovoltaic.SUN | solar PV | TRUE | 62072 | Newfield Solar LLC | 62582 | Newfield Community Solar LLC | NY | Tompkins | 5467 | Solar Photovoltaic | PV |  | S | 2 |  | 2 | 1.8 |  | N |  |  | N | IPP Non-CHP | 2 | X | SUN
Solar Photovoltaic.SUN | solar PV | TRUE | 62073 | Tanglewood Circle Solar 1 LLC | 62583 | Tanglewood Circle Solar 1 LLC | MA | Berkshire | 5823 | Solar Photovoltaic | PV |  | S | 5 |  | 5 | 4.3 |  | N |  |  | N | IPP Non-CHP | 2 | X | SUN
Solar Photovoltaic.SUN | solar PV | TRUE | 61910 | Quitman Solar, LLC | 62584 | Quitman Solar | GA | Brooks | QUITM | Solar Photovoltaic | PV |  | S | 150 |  | 150 | 150 | 0.1 | N |  |  | N | IPP Non-CHP | 2 | X | SUN
Batteries.MWH | battery storage | 0 | 11806 | Massachusetts Mun Wholes Electric Co | 62585 | Beebe Substation Battery Storage | MA | Middlesex | WAKFD | Batteries | BA |  | S | 3 |  | 3 | 3 | 0.1 | N |  |  | N | Electric Utility | 1 | X | MWH
Solar Photovoltaic.SUN | solar PV | TRUE | 62084 | DG Florham Park Solar LLC | 62586 | DG Florham Park Solar LLC | NJ | Morris | BASF | Solar Photovoltaic | PV |  | S | 2 |  | 2 | 2 |  | N |  |  | N | IPP Non-CHP | 2 | X | SUN
Onshore Wind Turbine.WND | onshore wind | TRUE | 62085 | Mesquite Star LLC | 62587 | Mesquite Star | TX | Nolan | MESQ | Onshore Wind Turbine | WT |  | S | 418.9 |  | 418.9 | 418.9 | 23 | N |  |  | N | IPP Non-CHP | 2 | X | WND
Petroleum Liquids.DFO | petroleum | FALSE | 62087 | Montefiore Mount Vernon Hospital | 62589 | Montefiore Mount Vernon Hospital | NY | Westchester | CONP7 | Petroleum Liquids | IC |  | S | 0.4 | 0.8 | 0.4 | 0.4 | 0.1 | N |  |  | N | Commercial Non-CHP | 4 | X | DFO
Petroleum Liquids.DFO | petroleum | FALSE | 62087 | Montefiore Mount Vernon Hospital | 62589 | Montefiore Mount Vernon Hospital | NY | Westchester | DETR4 | Petroleum Liquids | IC |  | S | 0.7 | 0.8 | 0.7 | 0.7 | 0.2 | N |  |  | N | Commercial Non-CHP | 4 | X | DFO
Petroleum Liquids.DFO | petroleum | TRUE | 63286 | 4 Rivers Electric Cooperative Inc. | 62590 | Wolf Creek Generator | KS | Coffey | WOLF | Petroleum Liquids | IC |  | S | 1 | 0.8 | 1 | 1 | 0.3 | N |  |  | N | Electric Utility | 1 | X | DFO
Onshore Wind Turbine.WND | onshore wind | TRUE | 14354 | PacifiCorp | 62591 | Ekola Flats | WY | Carbon | 1 | Onshore Wind Turbine | WT |  | S | 250.9 |  | 250.9 | 250.9 | 0 | N |  |  | N | Electric Utility | 1 | X | WND
Onshore Wind Turbine.WND | onshore wind | TRUE | 61785 | EDP Renewables North America LLC | 62592 | Headwaters Wind Farm II LLC | IN | Randolph | HWII | Onshore Wind Turbine | WT |  | S | 200 |  | 200 | 200 | 12 | N |  |  | N | IPP Non-CHP | 2 | X | WND
Solar Photovoltaic.SUN | solar PV | TRUE | 61677 | Sol Systems | 62594 | Ruff Solar LLC | NC | Rutherford | 11625 | Solar Photovoltaic | PV |  | S | 22 |  | 22 | 22 |  | N |  |  | N | IPP Non-CHP | 2 | X | SUN
Solar Photovoltaic.SUN | solar PV | TRUE | 61677 | Sol Systems | 62595 | Wendell Solar Farm LLC | NC | Johnston | 10424 | Solar Photovoltaic | PV |  | S | 5 |  | 5 | 5 |  | N |  |  | N | IPP Non-CHP | 2 | X | SUN
Solar Photovoltaic.SUN | solar PV | TRUE | 61677 | Sol Systems | 62596 | Sabattus Solar LLC | NC | Nash | 11999 | Solar Photovoltaic | PV |  | S | 5 |  | 5 | 5 |  | N |  |  | N | IPP Non-CHP | 2 | X | SUN
Solar Photovoltaic.SUN | solar PV | TRUE | 59300 | PNM Resources | 62597 | Rio De Oro Solar Energy Center | NM | Valencia | RDO | Solar Photovoltaic | PV |  | S | 10 |  | 10 | 8.2 |  | N |  |  | N | Electric Utility | 1 | X | SUN
Solar Photovoltaic.SUN | solar PV | FALSE | 62095 | Connell East LLC. | 62598 | Connell East LLC | NJ | Union | LOREA | Solar Photovoltaic | PV |  | S | 1.4 | 0.95 | 1.4 | 1.4 |  | N |  |  | N | Commercial Non-CHP | 4 | X | SUN
Solar Photovoltaic.SUN | solar PV | TRUE | 64778 | Strata Manager, LLC | 62600 | Cookstown | NC | Wayne | COOKS | Solar Photovoltaic | PV |  | W | 5 |  | 5 | 5 |  | N |  |  | N | IPP Non-CHP | 2 | X | SUN
Solar Photovoltaic.SUN | solar PV | TRUE | 64778 | Strata Manager, LLC | 62601 | Changeup | NC | Randolph | CHANG | Solar Photovoltaic | PV |  | W | 2 |  | 2 | 2 |  | N |  |  | N | IPP Non-CHP | 2 | X | SUN
Solar Photovoltaic.SUN | solar PV | TRUE | 64778 | Strata Manager, LLC | 62602 | Starr | NC | Sampson | STARR | Solar Photovoltaic | PV |  | W | 5 |  | 4.9 | 4.9 |  | N |  |  | N | IPP Non-CHP | 2 | X | SUN
Solar Photovoltaic.SUN | solar PV | TRUE | 64778 | Strata Manager, LLC | 62603 | Badger | NC | Jones | BADGE | Solar Photovoltaic | PV |  | W | 5 |  | 5 | 5 |  | N |  |  | N | IPP Non-CHP | 2 | X | SUN
Batteries.MWH | battery storage | 0 | 59497 | Eversource | 62604 | Outer Cape Community Battery | MA | Barnstable | OCESS | Batteries | BA |  | S | 25 |  | 25 | 25 |  | N |  |  | N | IPP Non-CHP | 2 | X | MWH
Onshore Wind Turbine.WND | onshore wind | TRUE | 62103 | Whitney Hill Wind Power LLC | 62606 | Whitney Hill Wind Power LLC | IL | Logan | WTHWP | Onshore Wind Turbine | WT |  | S | 65 |  | 65 | 65 | 0 | N |  |  | N | IPP Non-CHP | 2 | X | WND
Solar Photovoltaic.SUN | solar PV | TRUE | 60571 | AEP Onsite Partners, LLC | 62607 | Bloomfield Municipal Utilities Solar | IA | Davis | PV | Solar Photovoltaic | PV |  | S | 1.6 |  | 1.6 | 1.6 |  | N |  |  | N | IPP Non-CHP | 2 | X | SUN
Batteries.MWH | battery storage | 0 | 16604 | City of San Antonio - (TX) | 62609 | Commerce ESS | TX | Bexar | BA1 | Batteries | BA |  | S | 10 |  | 10 | 10 | 0 | N |  |  | N | Electric Utility | 1 | X | MWH
Solar Photovoltaic.SUN | solar PV | TRUE | 16604 | City of San Antonio - (TX) | 62610 | Commerce Solar | TX | Bexar | PV1 | Solar Photovoltaic | PV |  | S | 5 |  | 5 | 5 | 0 | N |  |  | N | Electric Utility | 1 | X | SUN
Solar Photovoltaic.SUN | solar PV | TRUE | 62028 | PFMG Solar Grossmont Helix LLC | 62611 | PFMG Solar Grossmont Helix LLC | CA | San Diego | HELIX | Solar Photovoltaic | PV |  | S | 1.2 |  | 1.2 | 1.2 |  | N |  |  | N | IPP Non-CHP | 2 | X | SUN
Solar Photovoltaic.SUN | solar PV | TRUE | 62067 | EnterSolar | 62612 | USAA Black Bear Energy | NJ | Middlesex | USBC1 | Solar Photovoltaic | PV |  | W | 1.9 |  | 1.9 | 1.9 |  | N |  |  | N | IPP Non-CHP | 2 | X | SUN
Solar Photovoltaic.SUN | solar PV | TRUE | 62067 | EnterSolar | 62613 | CBP Solar | NY | Westchester | CBPB1 | Solar Photovoltaic | PV |  | W | 1.8 |  | 1.8 | 1.8 |  | N |  |  | N | IPP Non-CHP | 2 | X | SUN
Solar Photovoltaic.SUN | solar PV | TRUE | 62067 | EnterSolar | 62614 | Kinder Morgan Fordham | NY | Richmond | KMFO1 | Solar Photovoltaic | PV |  | W | 1.7 |  | 1.7 | 1.7 |  | N |  |  | N | IPP Non-CHP | 2 | X | SUN
Solar Photovoltaic.SUN | solar PV | TRUE | 62067 | EnterSolar | 62615 | ALDI DC 2 | CT | Hartford | ADC2 | Solar Photovoltaic | PV |  | W | 1.2 |  | 1.2 | 1.2 |  | N |  |  | N | IPP Non-CHP | 2 | X | SUN
Solar Photovoltaic.SUN | solar PV | TRUE | 62067 | EnterSolar | 62616 | CCG Marketing | NJ | Essex | CCGWC | Solar Photovoltaic | PV |  | W | 1.5 |  | 1.5 | 1.5 |  | N |  |  | N | IPP Non-CHP | 2 | X | SUN
Batteries.MWH | battery storage | 0 | 62109 | Searcy Solar, LLC | 62617 | Searcy Solar Hybrid | AR | White | SEABT | Batteries | BA |  | S | 10 |  | 10 | 10 | 0.1 | N |  |  | N | Electric Utility | 1 | X | MWH
Solar Photovoltaic.SUN | solar PV | TRUE | 62109 | Searcy Solar, LLC | 62617 | Searcy Solar Hybrid | AR | White | SEARC | Solar Photovoltaic | PV |  | S | 100 |  | 100 | 100 | 1 | N |  |  | N | Electric Utility | 1 | X | SUN
Onshore Wind Turbine.WND | onshore wind | TRUE | 62106 | Hidalgo Wind Farm II LLC | 62618 | Hidalgo Wind Farm II | TX | Hidalgo | WT | Onshore Wind Turbine | WT |  | S | 50.4 |  | 50.4 | 50.4 | 1 | N |  |  | N | IPP Non-CHP | 2 | X | WND
Natural Gas Internal Combustion Engine.NG | natural gas peaker | FALSE | 62110 | Rockland Bakery Inc. | 62619 | Rockland Bakery Inc. | NY | Rockland | CAT1 | Natural Gas Internal Combustion Engine | IC |  | S | 0.3 | 0.8 | 0.3 | 0.3 | 0 | N |  |  | N | Commercial Non-CHP | 4 | X | NG
Natural Gas Internal Combustion Engine.NG | natural gas peaker | FALSE | 62110 | Rockland Bakery Inc. | 62619 | Rockland Bakery Inc. | NY | Rockland | CAT2 | Natural Gas Internal Combustion Engine | IC |  | S | 0.3 | 0.8 | 0.3 | 0.3 | 0 | N |  |  | N | Commercial Non-CHP | 4 | X | NG
Natural Gas Internal Combustion Engine.NG | natural gas peaker | FALSE | 62110 | Rockland Bakery Inc. | 62619 | Rockland Bakery Inc. | NY | Rockland | CAT3 | Natural Gas Internal Combustion Engine | IC |  | S | 0.3 | 0.8 | 0.3 | 0.3 | 0 | N |  |  | N | Commercial Non-CHP | 4 | X | NG
Petroleum Liquids.DFO | petroleum | FALSE | 62110 | Rockland Bakery Inc. | 62619 | Rockland Bakery Inc. | NY | Rockland | CATE4 | Petroleum Liquids | IC |  | S | 0.7 | 0.8 | 0.7 | 0.7 | 0 | N |  |  | N | Commercial Non-CHP | 4 | X | DFO
Onshore Wind Turbine.WND | onshore wind | TRUE | 62113 | Sage Draw Wind, LLC | 62620 | Sage Draw Wind | TX | Lynn | SD | Onshore Wind Turbine | WT |  | S | 338.4 |  | 338.4 | 338.4 | 0 | N |  |  | N | IPP Non-CHP | 2 | X | WND
Solar Photovoltaic.SUN | solar PV | TRUE | 64778 | Strata Manager, LLC | 62621 | Achilles Solar | NC | Montgomery | ACHIL | Solar Photovoltaic | PV |  | W | 5 |  | 4.9 | 4.9 |  | N |  |  | N | IPP Non-CHP | 2 | X | SUN
Petroleum Liquids.DFO | petroleum | FALSE | 62112 | Overlook Medical Center | 62622 | Overlook Medical Center | NJ | Union | CHPS3 | Petroleum Liquids | IC |  | S | 2 | 0.8 | 2 | 2 | 0.3 | N |  |  | Y | Commercial CHP | 5 | T | DFO
Solar Photovoltaic.SUN | solar PV | TRUE | 64778 | Strata Manager, LLC | 62623 | Arborgate Solar | NC | Chatham | ARBOR | Solar Photovoltaic | PV |  | W | 5 |  | 5 | 5 |  | N |  |  | N | IPP Non-CHP | 2 | X | SUN
Onshore Wind Turbine.WND | onshore wind | TRUE | 62079 | White Cloud Wind Project, LLC | 62624 | White Cloud Wind Project, LLC | MO | Atchison | WTCWF | Onshore Wind Turbine | WT |  | S | 236.5 |  | 236.5 | 236.5 | 0 | N |  |  | N | IPP Non-CHP | 2 | X | WND
Petroleum Liquids.DFO | petroleum | TRUE | 18488 | City of Taunton | 62625 | West Water Street | MA | Bristol | G1 | Petroleum Liquids | IC |  | S | 2.5 | 1 | 2.5 | 2.5 | 1 | N |  |  | N | Electric Utility | 1 | X | DFO
Petroleum Liquids.DFO | petroleum | TRUE | 18488 | City of Taunton | 62625 | West Water Street | MA | Bristol | G2 | Petroleum Liquids | IC |  | S | 2.5 | 1 | 2.5 | 2.5 | 1 | N |  |  | N | Electric Utility | 1 | X | DFO
Petroleum Liquids.DFO | petroleum | TRUE | 18488 | City of Taunton | 62625 | West Water Street | MA | Bristol | G3 | Petroleum Liquids | IC |  | S | 2.5 | 1 | 2.5 | 2.5 | 1 | N |  |  | N | Electric Utility | 1 | X | DFO
Petroleum Liquids.DFO | petroleum | TRUE | 18488 | City of Taunton | 62625 | West Water Street | MA | Bristol | G4 | Petroleum Liquids | IC |  | S | 2.5 | 1 | 2.5 | 2.5 | 1 | N |  |  | N | Electric Utility | 1 | X | DFO
Solar Photovoltaic.SUN | solar PV | TRUE | 64778 | Strata Manager, LLC | 62627 | Wadesboro 4 | NC | Anson | WADE4 | Solar Photovoltaic | PV |  | W | 2.2 |  | 1.9 | 1.9 |  | N |  |  | N | IPP Non-CHP | 2 | X | SUN
Solar Photovoltaic.SUN | solar PV | TRUE | 60584 | Onyx Asset Services Group | 62628 | APG Old Bayside | MD | Harford | 10115 | Solar Photovoltaic | PV |  | W | 1.7 |  | 1.7 | 1.7 |  | N |  |  | N | IPP Non-CHP | 2 | X | SUN
Solar Photovoltaic.SUN | solar PV | TRUE | 60584 | Onyx Asset Services Group | 62629 | APG New Chesapeake | MD | Harford | 10115 | Solar Photovoltaic | PV |  | W | 2.3 |  | 2.3 | 2.3 |  | N |  |  | N | IPP Non-CHP | 2 | X | SUN
Onshore Wind Turbine.WND | onshore wind | TRUE | 56201 | Engie North America | 62630 | Jumbo Hill Wind Project | TX | Andrews | WTGS1 | Onshore Wind Turbine | WT |  | W | 160.7 |  | 160.7 | 160.7 | 2.8 | N |  |  | N | IPP Non-CHP | 2 | X | WND
Solar Photovoltaic.SUN | solar PV | TRUE | 6452 | Florida Power & Light Co | 62631 | Blue Heron Solar | FL | Hendry | 1 | Solar Photovoltaic | PV |  | S | 74.5 |  | 74.5 | 74.5 |  | N |  |  | N | Electric Utility | 1 | X | SUN
Solar Photovoltaic.SUN | solar PV | TRUE | 6452 | Florida Power & Light Co | 62632 | Cattle Ranch | FL | DeSoto | 1 | Solar Photovoltaic | PV |  | S | 74.5 |  | 74.5 | 74.5 |  | N |  |  | N | Electric Utility | 1 | X | SUN
Solar Photovoltaic.SUN | solar PV | TRUE | 6452 | Florida Power & Light Co | 62633 | Twin Lakes | FL | Putnam | 1 | Solar Photovoltaic | PV |  | S | 74.5 |  | 74.5 | 74.5 |  | N |  |  | N | Electric Utility | 1 | X | SUN
Solar Photovoltaic.SUN | solar PV | TRUE | 6452 | Florida Power & Light Co | 62634 | Babcock Preserve | FL | Charlotte | 1 | Solar Photovoltaic | PV |  | S | 74.5 |  | 74.5 | 74.5 |  | N |  |  | N | Electric Utility | 1 | X | SUN
Solar Photovoltaic.SUN | solar PV | TRUE | 63423 | NVSS-II | 62636 | NVSS-II | NV | Nye | NVSS2 | Solar Photovoltaic | PV |  | W | 15 |  | 15 | 14.5 |  | N |  |  | N | IPP Non-CHP | 2 | X | SUN
Solar Photovoltaic.SUN | solar PV | TRUE | 56990 | NJR Clean Energy Ventures Corporation | 62637 | Milford Solar Farm (NJ) LLC | NJ | Hunterdon | MILFD | Solar Photovoltaic | PV |  | W | 7.5 |  | 7.5 | 7.5 |  | N |  |  | N | IPP Non-CHP | 2 | X | SUN
Solar Photovoltaic.SUN | solar PV | TRUE | 56990 | NJR Clean Energy Ventures Corporation | 62638 | McCullough Road Solar Farm | NJ | Warren | WASHG | Solar Photovoltaic | PV |  | W | 8.8 |  | 8.8 | 8.8 |  | N |  |  | N | IPP Non-CHP | 2 | X | SUN
Solar Photovoltaic.SUN | solar PV | TRUE | 60584 | Onyx Asset Services Group | 62639 | Manchester Community College East | CT | Hartford | 10307 | Solar Photovoltaic | PV |  | W | 1 |  | 1 | 1 |  | N |  |  | N | IPP Non-CHP | 2 | X | SUN
Solar Photovoltaic.SUN | solar PV | TRUE | 60584 | Onyx Asset Services Group | 62640 | Manchester Community College North | CT | Hartford | 10308 | Solar Photovoltaic | PV |  | W | 1 |  | 1 | 1 |  | N |  |  | N | IPP Non-CHP | 2 | X | SUN
Landfill Gas.LFG | natural gas peaker | TRUE | 59170 | North American Biofuels, LLC | 62641 | Morehead Generating Facility | KY | Rowan | M3516 | Landfill Gas | IC |  | S | 1.4 | 0.9 | 1.4 | 1.4 | 0.4 | N |  |  | N | IPP Non-CHP | 2 | X | LFG
Onshore Wind Turbine.WND | onshore wind | TRUE | 58270 | GE Wind Energy LLC | 62642 | GE-Lubbock | TX | Lubbock | GE-P2 | Onshore Wind Turbine | WT |  | S | 2.5 |  | 2.5 | 2.5 | 0.1 | N |  |  | N | IPP Non-CHP | 2 | X | WND
Onshore Wind Turbine.WND | onshore wind | TRUE | 58270 | GE Wind Energy LLC | 62642 | GE-Lubbock | TX | Lubbock | GE-P3 | Onshore Wind Turbine | WT |  | S | 2.8 |  | 2.8 | 2.8 | 0.1 | N |  |  | N | IPP Non-CHP | 2 | X | WND
Onshore Wind Turbine.WND | onshore wind | TRUE | 58270 | GE Wind Energy LLC | 62642 | GE-Lubbock | TX | Lubbock | GE-P4 | Onshore Wind Turbine | WT |  | S | 3.4 |  | 3.4 | 3.4 | 0.1 | N |  |  | N | IPP Non-CHP | 2 | X | WND
Solar Photovoltaic.SUN | solar PV | FALSE | 62083 | Arizona State University FDM | 62643 | AZ State University - Tempe Campus Solar | AZ | Maricopa | 20794 | Solar Photovoltaic | PV |  | S | 0.2 |  | 0.2 | 0.2 |  | N |  |  | N | Commercial Non-CHP | 4 | X | SUN
Solar Photovoltaic.SUN | solar PV | FALSE | 62083 | Arizona State University FDM | 62643 | AZ State University - Tempe Campus Solar | AZ | Maricopa | 20799 | Solar Photovoltaic | PV |  | S | 0.1 |  | 0.1 | 0.1 |  | N |  |  | N | Commercial Non-CHP | 4 | X | SUN
Solar Photovoltaic.SUN | solar PV | FALSE | 62083 | Arizona State University FDM | 62643 | AZ State University - Tempe Campus Solar | AZ | Maricopa | 20971 | Solar Photovoltaic | PV |  | S | 0.2 |  | 0.2 | 0.2 |  | N |  |  | N | Commercial Non-CHP | 4 | X | SUN
Solar Photovoltaic.SUN | solar PV | FALSE | 62083 | Arizona State University FDM | 62643 | AZ State University - Tempe Campus Solar | AZ | Maricopa | 20974 | Solar Photovoltaic | PV |  | S | 0.1 |  | 0.1 | 0.1 |  | N |  |  | N | Commercial Non-CHP | 4 | X | SUN
Solar Photovoltaic.SUN | solar PV | FALSE | 62083 | Arizona State University FDM | 62643 | AZ State University - Tempe Campus Solar | AZ | Maricopa | 20975 | Solar Photovoltaic | PV |  | S | 0.1 |  | 0.1 | 0.1 |  | N |  |  | N | Commercial Non-CHP | 4 | X | SUN
Solar Photovoltaic.SUN | solar PV | FALSE | 62083 | Arizona State University FDM | 62643 | AZ State University - Tempe Campus Solar | AZ | Maricopa | 3365A | Solar Photovoltaic | PV |  | S | 0.1 |  | 0.1 | 0.1 |  | N |  |  | N | Commercial Non-CHP | 4 | X | SUN
Solar Photovoltaic.SUN | solar PV | FALSE | 62083 | Arizona State University FDM | 62643 | AZ State University - Tempe Campus Solar | AZ | Maricopa | 3365B | Solar Photovoltaic | PV |  | S | 0.1 |  | 0.1 | 0.1 |  | N |  |  | N | Commercial Non-CHP | 4 | X | SUN
Solar Photovoltaic.SUN | solar PV | FALSE | 62083 | Arizona State University FDM | 62643 | AZ State University - Tempe Campus Solar | AZ | Maricopa | 3384 | Solar Photovoltaic | PV |  | S | 0.7 |  | 0.7 | 0.7 |  | N |  |  | N | Commercial Non-CHP | 4 | X | SUN
Solar Photovoltaic.SUN | solar PV | FALSE | 62083 | Arizona State University FDM | 62643 | AZ State University - Tempe Campus Solar | AZ | Maricopa | 3385 | Solar Photovoltaic | PV |  | S | 0.6 |  | 0.6 | 0.6 |  | N |  |  | N | Commercial Non-CHP | 4 | X | SUN
Solar Photovoltaic.SUN | solar PV | FALSE | 62083 | Arizona State University FDM | 62643 | AZ State University - Tempe Campus Solar | AZ | Maricopa | 4202 | Solar Photovoltaic | PV |  | S | 0.1 |  | 0.1 | 0.1 |  | N |  |  | N | Commercial Non-CHP | 4 | X | SUN
Solar Photovoltaic.SUN | solar PV | FALSE | 62083 | Arizona State University FDM | 62643 | AZ State University - Tempe Campus Solar | AZ | Maricopa | 91001 | Solar Photovoltaic | PV |  | S | 0.1 |  | 0.1 | 0.1 |  | N |  |  | N | Commercial Non-CHP | 4 | X | SUN
Batteries.MWH | battery storage | 0 | 62122 | Minuteman Energy Storage, LLC | 62644 | Minuteman Energy Storage | MA | Middlesex | MMES | Batteries | BA |  | S | 5 |  | 5 | 5 | 0 | N |  |  | N | IPP Non-CHP | 2 | X | MWH
Solar Photovoltaic.SUN | solar PV | TRUE | 6452 | Florida Power & Light Co | 62645 | Northern Preserve Solar | FL | Baker | 1 | Solar Photovoltaic | PV |  | S | 74.5 |  | 74.5 | 74.5 |  | N |  |  | N | Electric Utility | 1 | X | SUN
Solar Photovoltaic.SUN | solar PV | TRUE | 63359 | REA Investments, LLC | 62646 | Washburn Road Solar | MA | Bristol | WASHB | Solar Photovoltaic | PV |  | W | 1.9 |  | 2 | 2 |  | N |  |  | N | IPP Non-CHP | 2 | X | SUN
Petroleum Liquids.DFO | petroleum | FALSE | 61984 | MBS TextBook Exhcange LLC | 62647 | MBS Textbook Exchange | MO | Boone | MBS1 | Petroleum Liquids | IC |  | S | 1 | 0.8 | 1 | 1 | 1 | N |  |  | N | Commercial Non-CHP | 4 | X | DFO
Petroleum Liquids.DFO | petroleum | FALSE | 61984 | MBS TextBook Exhcange LLC | 62647 | MBS Textbook Exchange | MO | Boone | MBS2 | Petroleum Liquids | IC |  | S | 1 | 0.8 | 1 | 1 | 1 | N |  |  | N | Commercial Non-CHP | 4 | X | DFO
Solar Photovoltaic.SUN | solar PV | TRUE | 61012 | AES Distributed Energy | 62649 | SFDK Solar | CA | Solano | SFDK | Solar Photovoltaic | PV |  | S | 6.3 |  | 6.3 | 6.3 |  | N |  |  | N | IPP Non-CHP | 2 | X | SUN
Solar Photovoltaic.SUN | solar PV | TRUE | 61187 | DG Minnesota CSG, LLC | 62651 | Haven Solar Project CSG | MN | Sherburne | HAVEN | Solar Photovoltaic | PV |  | S | 3 |  | 3 | 3 |  | N |  |  | N | IPP Non-CHP | 2 | X | SUN
Batteries.MWH | battery storage | 0 | 63359 | REA Investments, LLC | 62652 | Happy Hollow CSG Hybrid | MA | Worcester | HHESS | Batteries | BA |  | W | 3.3 |  | 3.3 | 3.3 | 0 | N |  |  | N | IPP Non-CHP | 2 | X | MWH
Solar Photovoltaic.SUN | solar PV | TRUE | 63359 | REA Investments, LLC | 62652 | Happy Hollow CSG Hybrid | MA | Worcester | HHPV | Solar Photovoltaic | PV |  | W | 5 |  | 5 | 5 | 0 | N |  |  | N | IPP Non-CHP | 2 | X | SUN
Onshore Wind Turbine.WND | onshore wind | FALSE | 62128 | OEE XXX LLC | 62653 | Zephyr Wind Project - 2.0 | OH | Hancock | T1 | Onshore Wind Turbine | WT |  | S | 1.5 |  | 1.5 | 1.5 | 0.1 | N |  |  | N | Industrial Non-CHP | 6 | X | WND
Onshore Wind Turbine.WND | onshore wind | FALSE | 62128 | OEE XXX LLC | 62653 | Zephyr Wind Project - 2.0 | OH | Hancock | T2 | Onshore Wind Turbine | WT |  | S | 1.5 |  | 1.5 | 1.5 | 0.1 | N |  |  | N | Industrial Non-CHP | 6 | X | WND
Onshore Wind Turbine.WND | onshore wind | FALSE | 62128 | OEE XXX LLC | 62653 | Zephyr Wind Project - 2.0 | OH | Hancock | T3 | Onshore Wind Turbine | WT |  | S | 1.5 |  | 1.5 | 1.5 | 0.1 | N |  |  | N | Industrial Non-CHP | 6 | X | WND
Onshore Wind Turbine.WND | onshore wind | TRUE | 62130 | Foundation CA Fund X Manager LLC | 62654 | Foundation Dole Fresh Vegetables | CA | Monterey | WTG1 | Onshore Wind Turbine | WT |  | S | 2.8 |  | 2.8 | 2.8 | 0.1 | N |  |  | N | IPP Non-CHP | 2 | X | WND
Onshore Wind Turbine.WND | onshore wind | TRUE | 62130 | Foundation CA Fund X Manager LLC | 62654 | Foundation Dole Fresh Vegetables | CA | Monterey | WTG2 | Onshore Wind Turbine | WT |  | S | 2.8 |  | 2.8 | 2.8 | 0.1 | N |  |  | N | IPP Non-CHP | 2 | X | WND
Solar Photovoltaic.SUN | solar PV | TRUE | 62131 | HL Solar LLC | 62655 | HL Solar | CA | Lassen | HLS | Solar Photovoltaic | PV |  | S | 7.6 |  | 7.6 | 7.6 |  | N |  |  | N | IPP Non-CHP | 2 | X | SUN
Solar Photovoltaic.SUN | solar PV | TRUE | 62134 | Hunter Solar LLC | 62656 | Hunter Solar LLC (UT) | UT | Emery | HUSOL | Solar Photovoltaic | PV |  | S | 100 |  | 100 | 100 |  | N |  |  | N | IPP Non-CHP | 2 | X | SUN
Solar Photovoltaic.SUN | solar PV | TRUE | 62132 | DWW Solar ll LLC | 62657 | DWW Solar ll | CT | Hartford | DWWS | Solar Photovoltaic | PV |  | S | 36.9 |  | 36.9 | 36.9 |  | N |  |  | N | IPP Non-CHP | 2 | X | SUN
Petroleum Liquids.DFO | petroleum | TRUE | 4683 | City of Cuyahoga Falls - (OH) | 62658 | Cuyahoga Falls 1 | OH | Summit | CF2-1 | Petroleum Liquids | IC |  | S | 1.8 | 0.8 | 1.8 | 1.8 | 0.1 | N |  |  | N | Electric Utility | 1 | X | DFO
Petroleum Liquids.DFO | petroleum | TRUE | 4683 | City of Cuyahoga Falls - (OH) | 62658 | Cuyahoga Falls 1 | OH | Summit | CF2-2 | Petroleum Liquids | IC |  | S | 1.8 | 0.8 | 1.8 | 1.8 | 0.1 | N |  |  | N | Electric Utility | 1 | X | DFO
Petroleum Liquids.DFO | petroleum | TRUE | 4683 | City of Cuyahoga Falls - (OH) | 62658 | Cuyahoga Falls 1 | OH | Summit | CF2-3 | Petroleum Liquids | IC |  | S | 1.8 | 0.8 | 1.8 | 1.8 | 0.1 | N |  |  | N | Electric Utility | 1 | X | DFO
Petroleum Liquids.DFO | petroleum | TRUE | 4683 | City of Cuyahoga Falls - (OH) | 62658 | Cuyahoga Falls 1 | OH | Summit | P001 | Petroleum Liquids | IC |  | S | 1.5 | 0.8 | 1.5 | 1.5 | 0.1 | N |  |  | N | Electric Utility | 1 | X | DFO
Petroleum Liquids.DFO | petroleum | TRUE | 4683 | City of Cuyahoga Falls - (OH) | 62658 | Cuyahoga Falls 1 | OH | Summit | P002 | Petroleum Liquids | IC |  | S | 1.5 | 0.8 | 1.5 | 1.5 | 0.1 | N |  |  | N | Electric Utility | 1 | X | DFO
Petroleum Liquids.DFO | petroleum | TRUE | 4683 | City of Cuyahoga Falls - (OH) | 62658 | Cuyahoga Falls 1 | OH | Summit | P003 | Petroleum Liquids | IC |  | S | 1.5 | 0.8 | 1.5 | 1.5 | 0.1 | N |  |  | N | Electric Utility | 1 | X | DFO
Petroleum Liquids.DFO | petroleum | TRUE | 4683 | City of Cuyahoga Falls - (OH) | 62658 | Cuyahoga Falls 1 | OH | Summit | P004 | Petroleum Liquids | IC |  | S | 1.5 | 0.8 | 1.5 | 1.5 | 0.1 | N |  |  | N | Electric Utility | 1 | X | DFO
Petroleum Liquids.DFO | petroleum | TRUE | 4683 | City of Cuyahoga Falls - (OH) | 62658 | Cuyahoga Falls 1 | OH | Summit | P005 | Petroleum Liquids | IC |  | S | 1.5 | 0.8 | 1.5 | 1.5 | 0.1 | N |  |  | N | Electric Utility | 1 | X | DFO
Petroleum Liquids.DFO | petroleum | TRUE | 4683 | City of Cuyahoga Falls - (OH) | 62658 | Cuyahoga Falls 1 | OH | Summit | P006 | Petroleum Liquids | IC |  | S | 1.5 | 0.8 | 1.5 | 1.5 | 0.1 | N |  |  | N | Electric Utility | 1 | X | DFO
Solar Photovoltaic.SUN | solar PV | TRUE | 63184 | CI-II Mitchell Holding LLC | 62659 | Pecan Grove Solar, LLC | NC | Craven | 1081 | Solar Photovoltaic | PV |  | S | 5 |  | 5 | 5 |  | N |  |  | N | IPP Non-CHP | 2 | X | SUN
Solar Photovoltaic.SUN | solar PV | TRUE | 63184 | CI-II Mitchell Holding LLC | 62660 | 1025 Traveller Solar, LLC | NC | Lee | 1025 | Solar Photovoltaic | PV |  | S | 5 |  | 5 | 5 |  | N |  |  | N | IPP Non-CHP | 2 | X | SUN
Solar Photovoltaic.SUN | solar PV | TRUE | 63184 | CI-II Mitchell Holding LLC | 62661 | 1047 Little Mountain Solar, LLC | NC | Yadkin | 1047 | Solar Photovoltaic | PV |  | S | 3 |  | 3 | 3 |  | N |  |  | N | IPP Non-CHP | 2 | X | SUN
Solar Photovoltaic.SUN | solar PV | TRUE | 63184 | CI-II Mitchell Holding LLC | 62662 | Ennis Solar, LLC | NC | Harnett | 22503 | Solar Photovoltaic | PV |  | S | 5 |  | 5 | 5 |  | N |  |  | N | IPP Non-CHP | 2 | X | SUN
Solar Photovoltaic.SUN | solar PV | TRUE | 63249 | Terraform Arcadia | 62663 | Gilcrest Solar | CO | Weld | SO390 | Solar Photovoltaic | PV |  | S | 1.5 |  | 1.5 | 1.5 |  | N |  |  | N | IPP Non-CHP | 2 | X | SUN
Solar Photovoltaic.SUN | solar PV | TRUE | 63249 | Terraform Arcadia | 62664 | Quincy Solar | CO | Arapahoe | SO393 | Solar Photovoltaic | PV |  | S | 1.5 |  | 1.5 | 1.5 |  | N |  |  | N | IPP Non-CHP | 2 | X | SUN
Solar Photovoltaic.SUN | solar PV | TRUE | 62146 | Sigurd Solar LLC | 62666 | Sigurd Solar LLC | UT | Sevier | SGSOL | Solar Photovoltaic | PV |  | S | 80 |  | 80 | 80 |  | N |  |  | N | IPP Non-CHP | 2 | X | SUN
Solar Photovoltaic.SUN | solar PV | TRUE | 61012 | AES Distributed Energy | 62667 | Lafayette Horizon Solar CSG LLC | CO | Boulder | LFHSL | Solar Photovoltaic | PV |  | S | 1.6 |  | 1.6 | 1.6 |  | N |  |  | N | IPP Non-CHP | 2 | X | SUN
Solar Photovoltaic.SUN | solar PV | TRUE | 5416 | Duke Energy Carolinas, LLC | 62668 | Maiden Creek Solar Power Plant | NC | Catawba | PV1 | Solar Photovoltaic | PV |  | S | 69.3 |  | 69.3 | 69.3 |  | N |  |  | N | Electric Utility | 1 | X | SUN
Solar Photovoltaic.SUN | solar PV | TRUE | 5416 | Duke Energy Carolinas, LLC | 62669 | Gaston Solar Power Plant | NC | Gaston | PV1 | Solar Photovoltaic | PV |  | S | 25 |  | 25 | 25 |  | N |  |  | N | Electric Utility | 1 | X | SUN
Other Natural Gas.NG | natural gas peaker | TRUE | 62150 | 2016 ESA Project Company, LLC | 62671 | Equinix Caspian Dr. Fuel Cell | CA | Santa Clara | EQX1A | Other Natural Gas | FC |  | S | 2 | 0.99 | 2 | 2 | 2 | N |  |  | N | IPP Non-CHP | 2 | X | NG
Other Natural Gas.NG | natural gas peaker | TRUE | 62150 | 2016 ESA Project Company, LLC | 62671 | Equinix Caspian Dr. Fuel Cell | CA | Santa Clara | EQX1B | Other Natural Gas | FC |  | S | 2.8 | 0.99 | 2.8 | 2.8 | 2.8 | N |  |  | N | IPP Non-CHP | 2 | X | NG
Solar Photovoltaic.SUN | solar PV | TRUE | 61227 | Nautilus Solar Solutions | 62672 | Nautilus Goat Island Solar LLC (CSG) | RI | Providence | GI | Solar Photovoltaic | PV |  | S | 2.5 |  | 2.5 | 2.5 |  | N |  |  | N | IPP Non-CHP | 2 | X | SUN
Solar Photovoltaic.SUN | solar PV | TRUE | 61012 | AES Distributed Energy | 62673 | Antelope Expansion 3A | CA | Los Angeles | ANX3A | Solar Photovoltaic | PV |  | S | 15 |  | 15 | 15 |  | N |  |  | N | IPP Non-CHP | 2 | X | SUN
Solar Photovoltaic.SUN | solar PV | TRUE | 61012 | AES Distributed Energy | 62674 | Antelope Expansion 3B | CA | Los Angeles | ANX3B | Solar Photovoltaic | PV |  | S | 5 |  | 5 | 5 |  | N |  |  | N | IPP Non-CHP | 2 | X | SUN
Solar Photovoltaic.SUN | solar PV | TRUE | 61012 | AES Distributed Energy | 62675 | Skipjack Solar Center | VA | Charles City | SKIPJ | Solar Photovoltaic | PV |  | S | 175 |  | 175 | 175 |  | N |  |  | N | IPP Non-CHP | 2 | X | SUN
Petroleum Liquids.DFO | petroleum | FALSE | 61702 | Epic Hosting, LLC | 62676 | Epic Verona | WI | Dane | G101 | Petroleum Liquids | IC |  | S | 2.3 | 0.8 | 2.3 | 2.3 | 0 | N |  |  | N | Commercial Non-CHP | 4 | X | DFO
Petroleum Liquids.DFO | petroleum | FALSE | 61702 | Epic Hosting, LLC | 62676 | Epic Verona | WI | Dane | G102 | Petroleum Liquids | IC |  | S | 2.3 | 0.8 | 2.3 | 2.3 | 0 | N |  |  | N | Commercial Non-CHP | 4 | X | DFO
Petroleum Liquids.DFO | petroleum | FALSE | 61702 | Epic Hosting, LLC | 62676 | Epic Verona | WI | Dane | G103 | Petroleum Liquids | IC |  | S | 2.3 | 0.8 | 2.3 | 2.3 | 0 | N |  |  | N | Commercial Non-CHP | 4 | X | DFO
Petroleum Liquids.DFO | petroleum | FALSE | 61702 | Epic Hosting, LLC | 62676 | Epic Verona | WI | Dane | G104 | Petroleum Liquids | IC |  | S | 2.3 | 0.8 | 2.3 | 2.3 | 0 | N |  |  | N | Commercial Non-CHP | 4 | X | DFO
Petroleum Liquids.DFO | petroleum | FALSE | 61702 | Epic Hosting, LLC | 62676 | Epic Verona | WI | Dane | G105 | Petroleum Liquids | IC |  | S | 2.3 | 0.8 | 2.3 | 2.3 | 0 | N |  |  | N | Commercial Non-CHP | 4 | X | DFO
Petroleum Liquids.DFO | petroleum | FALSE | 61702 | Epic Hosting, LLC | 62676 | Epic Verona | WI | Dane | G202 | Petroleum Liquids | IC |  | S | 2.3 | 0.8 | 2.3 | 2.3 | 0 | N |  |  | N | Commercial Non-CHP | 4 | X | DFO
Petroleum Liquids.DFO | petroleum | FALSE | 61702 | Epic Hosting, LLC | 62676 | Epic Verona | WI | Dane | G203 | Petroleum Liquids | IC |  | S | 2.3 | 0.8 | 2.3 | 2.3 | 0 | N |  |  | N | Commercial Non-CHP | 4 | X | DFO
Petroleum Liquids.DFO | petroleum | FALSE | 61702 | Epic Hosting, LLC | 62676 | Epic Verona | WI | Dane | G204 | Petroleum Liquids | IC |  | S | 2.3 | 0.8 | 2.3 | 2.3 | 0 | N |  |  | N | Commercial Non-CHP | 4 | X | DFO
Petroleum Liquids.DFO | petroleum | FALSE | 61702 | Epic Hosting, LLC | 62676 | Epic Verona | WI | Dane | G205 | Petroleum Liquids | IC |  | S | 2.3 | 0.8 | 2.3 | 2.3 | 0 | N |  |  | N | Commercial Non-CHP | 4 | X | DFO
Petroleum Liquids.DFO | petroleum | FALSE | 61702 | Epic Hosting, LLC | 62676 | Epic Verona | WI | Dane | G206 | Petroleum Liquids | IC |  | S | 2.3 | 0.8 | 2.3 | 2.3 | 0 | N |  |  | N | Commercial Non-CHP | 4 | X | DFO
Petroleum Liquids.DFO | petroleum | FALSE | 61702 | Epic Hosting, LLC | 62676 | Epic Verona | WI | Dane | G207 | Petroleum Liquids | IC |  | S | 2.3 | 0.8 | 2.3 | 2.3 | 0 | N |  |  | N | Commercial Non-CHP | 4 | X | DFO
Petroleum Liquids.DFO | petroleum | FALSE | 61702 | Epic Hosting, LLC | 62676 | Epic Verona | WI | Dane | G208 | Petroleum Liquids | IC |  | S | 2.3 | 0.8 | 2.3 | 2.3 | 0 | N |  |  | N | Commercial Non-CHP | 4 | X | DFO
Petroleum Liquids.DFO | petroleum | FALSE | 61702 | Epic Hosting, LLC | 62676 | Epic Verona | WI | Dane | G209 | Petroleum Liquids | IC |  | S | 2.3 | 0.8 | 2.3 | 2.3 | 0 | N |  |  | N | Commercial Non-CHP | 4 | X | DFO
Petroleum Liquids.DFO | petroleum | FALSE | 61702 | Epic Hosting, LLC | 62676 | Epic Verona | WI | Dane | G210 | Petroleum Liquids | IC |  | S | 2.3 | 0.8 | 2.3 | 2.3 | 0 | N |  |  | N | Commercial Non-CHP | 4 | X | DFO
Petroleum Liquids.DFO | petroleum | FALSE | 61702 | Epic Hosting, LLC | 62676 | Epic Verona | WI | Dane | G211 | Petroleum Liquids | IC |  | S | 2.3 | 0.8 | 2.3 | 2.3 | 0 | N |  |  | N | Commercial Non-CHP | 4 | X | DFO
Petroleum Liquids.DFO | petroleum | FALSE | 61702 | Epic Hosting, LLC | 62676 | Epic Verona | WI | Dane | G301 | Petroleum Liquids | IC |  | S | 2.3 | 0.8 | 2.3 | 2.3 | 0 | N |  |  | N | Commercial Non-CHP | 4 | X | DFO
Petroleum Liquids.DFO | petroleum | FALSE | 61702 | Epic Hosting, LLC | 62676 | Epic Verona | WI | Dane | G302 | Petroleum Liquids | IC |  | S | 2.3 | 0.8 | 2.3 | 2.3 | 0 | N |  |  | N | Commercial Non-CHP | 4 | X | DFO
Petroleum Liquids.DFO | petroleum | FALSE | 61702 | Epic Hosting, LLC | 62676 | Epic Verona | WI | Dane | G303 | Petroleum Liquids | IC |  | S | 2.3 | 0.8 | 2.3 | 2.3 | 0 | N |  |  | N | Commercial Non-CHP | 4 | X | DFO
Solar Photovoltaic.SUN | solar PV | FALSE | 61702 | Epic Hosting, LLC | 62676 | Epic Verona | WI | Dane | PV | Solar Photovoltaic | PV |  | S | 1.8 | 0.95 | 1.8 | 1.8 |  | N |  |  | N | Commercial Non-CHP | 4 | X | SUN
Solar Photovoltaic.SUN | solar PV | FALSE | 57389 | IKEA Property Inc | 62677 | IKEA Canton Rooftop PV System | MI | Wayne | 26A | Solar Photovoltaic | PV |  | S | 0.8 |  | 0.8 | 0.8 |  | N |  |  | N | Commercial Non-CHP | 4 | X | SUN
Solar Photovoltaic.SUN | solar PV | FALSE | 57389 | IKEA Property Inc | 62677 | IKEA Canton Rooftop PV System | MI | Wayne | 26B | Solar Photovoltaic | PV |  | S | 0.2 |  | 0.2 | 0.2 |  | N |  |  | N | Commercial Non-CHP | 4 | X | SUN
Solar Photovoltaic.SUN | solar PV | TRUE | 62161 | Cubico USA, LLC | 62678 | Crooked Run | NC | Pender | 299 | Solar Photovoltaic | PV |  | S | 70.1 |  | 70.1 | 70.1 |  | N |  |  | N | IPP Non-CHP | 2 | X | SUN
Solar Photovoltaic.SUN | solar PV | TRUE | 62161 | Cubico USA, LLC | 62679 | Palmetto Plains | SC | Orangeburg | 1405 | Solar Photovoltaic | PV |  | S | 75 |  | 75 | 75 |  | N |  |  | N | IPP Non-CHP | 2 | X | SUN
Solar Photovoltaic.SUN | solar PV | TRUE | 56990 | NJR Clean Energy Ventures Corporation | 62680 | Garfield Solar | NJ | Bergen | GARFE | Solar Photovoltaic | PV |  | W | 0.4 |  | 0.4 | 0.4 |  | N |  |  | N | IPP Non-CHP | 2 | X | SUN
Solar Photovoltaic.SUN | solar PV | TRUE | 56990 | NJR Clean Energy Ventures Corporation | 62680 | Garfield Solar | NJ | Bergen | GARFN | Solar Photovoltaic | PV |  | W | 0.8 |  | 0.8 | 0.8 |  | N |  |  | N | IPP Non-CHP | 2 | X | SUN
Solar Photovoltaic.SUN | solar PV | TRUE | 56990 | NJR Clean Energy Ventures Corporation | 62680 | Garfield Solar | NJ | Bergen | GARFS | Solar Photovoltaic | PV |  | W | 1.4 |  | 1.4 | 1.4 |  | N |  |  | N | IPP Non-CHP | 2 | X | SUN
Solar Photovoltaic.SUN | solar PV | TRUE | 56990 | NJR Clean Energy Ventures Corporation | 62680 | Garfield Solar | NJ | Bergen | GARMS | Solar Photovoltaic | PV |  | W | 1.6 |  | 1.6 | 1.6 |  | N |  |  | N | IPP Non-CHP | 2 | X | SUN
Solar Photovoltaic.SUN | solar PV | TRUE | 56769 | Consolidated Edison Development Inc. | 62681 | CED Champaign Solar LLC | IL | Champaign | CSIL | Solar Photovoltaic | PV |  | S | 1.6 | 1 | 1.6 | 1.6 |  | N |  |  | N | IPP Non-CHP | 2 | X | SUN
Solar Photovoltaic.SUN | solar PV | FALSE | 61204 | Today's Power, Inc. | 62682 | Noland Wastewater Treatment Plant Hybrid | AR | Washington | FAYE1 | Solar Photovoltaic | PV |  | S | 5 |  | 5 | 5 |  | N |  |  | N | Commercial Non-CHP | 4 | X | SUN
Batteries.MWH | battery storage | 0 | 61204 | Today's Power, Inc. | 62682 | Noland Wastewater Treatment Plant Hybrid | AR | Washington | FAYEB | Batteries | BA |  | S | 6 |  | 6 | 6 | 0.1 | N |  |  | N | Commercial Non-CHP | 4 | X | MWH
Solar Photovoltaic.SUN | solar PV | FALSE | 61204 | Today's Power, Inc. | 62683 | Westside Wastewater Treatment Plant Hybrid | AR | Washington | FAYW1 | Solar Photovoltaic | PV |  | S | 5 |  | 5 | 5 |  | N |  |  | N | Commercial Non-CHP | 4 | X | SUN
Batteries.MWH | battery storage | 0 | 61204 | Today's Power, Inc. | 62683 | Westside Wastewater Treatment Plant Hybrid | AR | Washington | FAYWB | Batteries | BA |  | S | 6 |  | 6 | 6 | 0.1 | N |  |  | N | Commercial Non-CHP | 4 | X | MWH
Solar Photovoltaic.SUN | solar PV | TRUE | 62627 | Alchemy Renewable Energy | 62686 | TPE Pennsylvania Solar 1, LLC | PA | Lancaster | PABOE | Solar Photovoltaic | PV |  | S | 3.6 |  | 3.6 | 3.6 |  | N |  |  | N | IPP Non-CHP | 2 | X | SUN
Solar Photovoltaic.SUN | solar PV | TRUE | 62162 | RP Napa Solar 1, LLC | 62687 | American Canyon Solar | CA | Napa | RPNPA | Solar Photovoltaic | PV |  | S | 1 |  | 1 | 1 |  | N |  |  | N | IPP Non-CHP | 2 | X | SUN
Solar Photovoltaic.SUN | solar PV | TRUE | 62162 | RP Napa Solar 1, LLC | 62687 | American Canyon Solar | CA | Napa | RPNPB | Solar Photovoltaic | PV |  | S | 1 |  | 1 | 1 |  | N |  |  | N | IPP Non-CHP | 2 | X | SUN
Solar Photovoltaic.SUN | solar PV | TRUE | 62162 | RP Napa Solar 1, LLC | 62687 | American Canyon Solar | CA | Napa | RPNPC | Solar Photovoltaic | PV |  | S | 1 |  | 1 | 1 |  | N |  |  | N | IPP Non-CHP | 2 | X | SUN
Solar Photovoltaic.SUN | solar PV | TRUE | 62628 | County of Santa Clara (CA) | 62688 | Malech Solar Farm | CA | Santa Clara | MFARM | Solar Photovoltaic | PV |  | S | 3.1 |  | 3.1 | 2 |  | N |  |  | N | IPP Non-CHP | 2 | X | SUN
Solar Photovoltaic.SUN | solar PV | TRUE | 62628 | County of Santa Clara (CA) | 62689 | Hellyer Solar Farm | CA | Santa Clara | HFARM | Solar Photovoltaic | PV |  | S | 2.2 |  | 2.2 | 1.5 |  | N |  |  | N | IPP Non-CHP | 2 | X | SUN
Solar Photovoltaic.SUN | solar PV | TRUE | 62628 | County of Santa Clara (CA) | 62690 | Guadalupe Solar Farm | CA | Santa Clara | GFARM | Solar Photovoltaic | PV |  | S | 1.7 |  | 1.7 | 1.1 |  | N |  |  | N | IPP Non-CHP | 2 | X | SUN
Solar Photovoltaic.SUN | solar PV | TRUE | 62157 | Shiloh Hwy 1108 Solar, LLC | 62691 | Shiloh Hwy Solar | NC | Camden | PGR05 | Solar Photovoltaic | PV |  | S | 5 |  | 5 | 5 |  | N |  |  | N | IPP Non-CHP | 2 | X | SUN
Solar Photovoltaic.SUN | solar PV | TRUE | 62158 | Sandy Solar, LLC | 62692 | Sandy Solar | NC | Camden | PGR04 | Solar Photovoltaic | PV |  | S | 5 |  | 5 | 5 |  | N |  |  | N | IPP Non-CHP | 2 | X | SUN
Solar Photovoltaic.SUN | solar PV | TRUE | 62159 | Chowan Jehu Road Solar, LLC | 62693 | Chowan Jehu Solar | NC | Chowan | PGR03 | Solar Photovoltaic | PV |  | S | 5 |  | 5 | 5 |  | N |  |  | N | IPP Non-CHP | 2 | X | SUN
Batteries.MWH | battery storage | 0 | 56769 | Consolidated Edison Development Inc. | 62695 | CED Northampton Solar LLC Hybrid | MA | Hampshire | NSES | Batteries | BA |  | S | 2.3 |  | 2.3 | 2.3 | 2.3 | N |  |  | N | IPP Non-CHP | 2 | X | MWH
Solar Photovoltaic.SUN | solar PV | TRUE | 56769 | Consolidated Edison Development Inc. | 62695 | CED Northampton Solar LLC Hybrid | MA | Hampshire | NSMA | Solar Photovoltaic | PV |  | S | 4.3 | 1 | 4.3 | 4.3 |  | N |  |  | N | IPP Non-CHP | 2 | X | SUN
Solar Photovoltaic.SUN | solar PV | TRUE | 60281 | Altus Power America Management, LLC | 62696 | FastSun 2 CSG | MN | Dakota | FS2 | Solar Photovoltaic | PV |  | S | 1 |  | 1 | 1 |  | N |  |  | N | IPP Non-CHP | 2 | X | SUN
Other Natural Gas.NG | natural gas peaker | TRUE | 62150 | 2016 ESA Project Company, LLC | 62697 | Mission College Blvd. Fuel Cell | CA | Santa Clara | NTL3A | Other Natural Gas | FC |  | S | 2.4 | 0.99 | 2.4 | 2.4 | 2.4 | N |  |  | N | IPP Non-CHP | 2 | X | NG
Other Natural Gas.NG | natural gas peaker | TRUE | 62150 | 2016 ESA Project Company, LLC | 62697 | Mission College Blvd. Fuel Cell | CA | Santa Clara | NTL3B | Other Natural Gas | FC |  | S | 2.6 | 0.99 | 2.6 | 2.6 | 2.6 | N |  |  | N | IPP Non-CHP | 2 | X | NG
Other Natural Gas.NG | natural gas peaker | TRUE | 62150 | 2016 ESA Project Company, LLC | 62698 | Kaiser East La Palma Ave. Fuel Cell | CA | Orange | KR059 | Other Natural Gas | FC |  | S | 2.2 | 0.99 | 2.2 | 2.2 | 1.5 | N |  |  | N | IPP Non-CHP | 2 | X | NG
Other Natural Gas.NG | natural gas peaker | TRUE | 62150 | 2016 ESA Project Company, LLC | 62699 | Kaiser Deer Valley Rd. Fuel Cell | CA | Contra Costa | KSR24 | Other Natural Gas | FC |  | S | 1.4 | 0.99 | 1.4 | 1.4 | 1.4 | N |  |  | N | IPP Non-CHP | 2 | X | NG
Other Natural Gas.NG | natural gas peaker | TRUE | 62150 | 2016 ESA Project Company, LLC | 62700 | Kaiser Owens Dr. Fuel Cell | CA | Alameda | KSR23 | Other Natural Gas | FC |  | S | 1 | 0.99 | 1 | 1 | 1 | N |  |  | N | IPP Non-CHP | 2 | X | NG
Other Natural Gas.NG | natural gas peaker | TRUE | 62150 | 2016 ESA Project Company, LLC | 62701 | Kaiser Napa Valley Corporate Dr Fuel Cell | CA | Napa | KS18A | Other Natural Gas | FC |  | S | 2.5 | 0.99 | 2.5 | 2.5 | 2.5 | N |  |  | N | IPP Non-CHP | 2 | X | NG
Other Natural Gas.NG | natural gas peaker | TRUE | 62150 | 2016 ESA Project Company, LLC | 62701 | Kaiser Napa Valley Corporate Dr Fuel Cell | CA | Napa | KS18B | Other Natural Gas | FC |  | S | 2.3 | 0.99 | 2.3 | 2.3 | 2.3 | N |  |  | N | IPP Non-CHP | 2 | X | NG
Other Natural Gas.NG | natural gas peaker | TRUE | 62150 | 2016 ESA Project Company, LLC | 62702 | Equinix Great Oaks Blvd. Fuel Cell | CA | Santa Clara | EQ14A | Other Natural Gas | FC |  | S | 2.4 | 0.99 | 2.4 | 2.4 | 2.4 | N |  |  | N | IPP Non-CHP | 2 | X | NG
Other Natural Gas.NG | natural gas peaker | TRUE | 62150 | 2016 ESA Project Company, LLC | 62702 | Equinix Great Oaks Blvd. Fuel Cell | CA | Santa Clara | EQ14B | Other Natural Gas | FC |  | S | 2.1 | 0.99 | 2.1 | 2.1 | 2.1 | N |  |  | N | IPP Non-CHP | 2 | X | NG
Other Natural Gas.NG | natural gas peaker | TRUE | 62150 | 2016 ESA Project Company, LLC | 62703 | Equinix Lundy Ave. Fuel Cell | CA | Santa Clara | EQ13A | Other Natural Gas | FC |  | S | 1.8 | 0.99 | 1.8 | 1.8 | 1.8 | N |  |  | N | IPP Non-CHP | 2 | X | NG
Other Natural Gas.NG | natural gas peaker | TRUE | 62150 | 2016 ESA Project Company, LLC | 62703 | Equinix Lundy Ave. Fuel Cell | CA | Santa Clara | EQ13B | Other Natural Gas | FC |  | S | 2 | 0.99 | 2 | 2 | 2 | N |  |  | N | IPP Non-CHP | 2 | X | NG
Other Natural Gas.NG | natural gas peaker | TRUE | 62150 | 2016 ESA Project Company, LLC | 62704 | Equinix Douglas St. Fuel Cell | CA | Los Angeles | EQX09 | Other Natural Gas | FC |  | S | 1 | 0.99 | 1 | 1 | 1 | N |  |  | N | IPP Non-CHP | 2 | X | NG
Other Natural Gas.NG | natural gas peaker | TRUE | 62150 | 2016 ESA Project Company, LLC | 62704 | Equinix Douglas St. Fuel Cell | CA | Los Angeles | EQX95 | Other Natural Gas | FC |  | S | 1 | 0.99 | 1 | 1 | 1 | N |  |  | N | IPP Non-CHP | 2 | X | NG
Other Natural Gas.NG | natural gas peaker | TRUE | 62150 | 2016 ESA Project Company, LLC | 62705 | Equinix Maple Ave. Fuel Cell | CA | Los Angeles | EQX08 | Other Natural Gas | FC |  | S | 2 | 0.99 | 2 | 2 | 2 | N |  |  | N | IPP Non-CHP | 2 | X | NG
Solar Photovoltaic.SUN | solar PV | TRUE | 60281 | Altus Power America Management, LLC | 62706 | Helen Solar CSG | MN | McLeod | SC | Solar Photovoltaic | PV |  | S | 4 |  | 4 | 4 |  | N |  |  | N | IPP Non-CHP | 2 | X | SUN
Solar Photovoltaic.SUN | solar PV | TRUE | 60281 | Altus Power America Management, LLC | 62707 | Walcott Solar CSG | MN | Rice | SC | Solar Photovoltaic | PV |  | S | 4 |  | 4 | 4 |  | N |  |  | N | IPP Non-CHP | 2 | X | SUN
Solar Photovoltaic.SUN | solar PV | TRUE | 60281 | Altus Power America Management, LLC | 62708 | Northfield Solar CSG | MN | Rice | SC | Solar Photovoltaic | PV |  | S | 5 |  | 5 | 5 |  | N |  |  | N | IPP Non-CHP | 2 | X | SUN
Solar Photovoltaic.SUN | solar PV | TRUE | 60281 | Altus Power America Management, LLC | 62709 | Warsaw Solar CSG | MN | Rice | SC | Solar Photovoltaic | PV |  | S | 2 |  | 2 | 2 |  | N |  |  | N | IPP Non-CHP | 2 | X | SUN
Solar Photovoltaic.SUN | solar PV | TRUE | 63249 | Terraform Arcadia | 62710 | Nationals | DC | District of Columbia | SO435 | Solar Photovoltaic | PV |  | S | 1 |  | 1 | 1 |  | N |  |  | N | IPP Non-CHP | 2 | X | SUN
Onshore Wind Turbine.WND | onshore wind | TRUE | 62633 | Plum Creek Wind, LLC | 62711 | Plum Creek Wind Project (NE) | NE | Wayne | PLUM | Onshore Wind Turbine | WT |  | S | 230 |  | 230 | 230 | 0 | N |  |  | N | IPP Non-CHP | 2 | X | WND
Solar Photovoltaic.SUN | solar PV | TRUE | 62155 | DG Northeast Solar II, LLC | 62712 | Burlington Coat Factory Solar | NJ | Burlington | BCF | Solar Photovoltaic | PV |  | S | 2.6 |  | 2.6 | 2.6 |  | N |  |  | N | IPP Non-CHP | 2 | X | SUN
Solar Photovoltaic.SUN | solar PV | TRUE | 62155 | DG Northeast Solar II, LLC | 62713 | DSM Nutritional Products Solar | NJ | Warren | DSM | Solar Photovoltaic | PV |  | S | 10 |  | 10 | 10 |  | N |  |  | N | IPP Non-CHP | 2 | X | SUN
Batteries.MWH | battery storage | 0 | 40215 | Cordova Electric Coop, Inc | 62714 | Eyak Service Center BESS | AK | Valdez Cordova | BESS1 | Batteries | BA |  | S | 1 |  | 1 | 1 | 0 | N |  |  | N | Electric Utility | 1 | X | MWH
Onshore Wind Turbine.WND | onshore wind | TRUE | 62635 | Wildcat Creek Wind Farm LLC | 62715 | Wildcat Creek Wind Farm LLC | TX | Cooke | WCCWF | Onshore Wind Turbine | WT |  | S | 180.1 |  | 180.1 | 180.1 | 7.8 | N |  |  | N | IPP Non-CHP | 2 | X | WND
Solar Photovoltaic.SUN | solar PV | TRUE | 60531 | Standard Solar | 62718 | Mesa CSG 2 Massicotte | CO | Mesa | X0037 | Solar Photovoltaic | PV |  | S | 1.5 |  | 1.5 | 1.5 |  | N |  |  | N | IPP Non-CHP | 2 | X | SUN
Solar Photovoltaic.SUN | solar PV | TRUE | 60531 | Standard Solar | 62719 | Mesa CSG 1 Murdock | CO | Mesa | X0038 | Solar Photovoltaic | PV |  | S | 1.5 |  | 1.5 | 1.5 |  | N |  |  | N | IPP Non-CHP | 2 | X | SUN
Solar Photovoltaic.SUN | solar PV | TRUE | 62634 | Chester Woods Point Solar, LLC | 62720 | Chester Woods Point Solar, LLC CSG | MD | Queen Annes | 5540 | Solar Photovoltaic | PV |  | S | 2 |  | 2 | 1.6 |  | N |  |  | N | IPP Non-CHP | 2 | X | SUN
Solar Photovoltaic.SUN | solar PV | TRUE | 59474 | BQ Energy LLC | 62721 | Steel Sun 2: 2303-III-9 Hamburg Tpke | NY | Erie | SS29 | Solar Photovoltaic | PV |  | J | 2 | 1 | 2 | 2 | 2 | N |  |  | N | IPP Non-CHP | 2 | X | SUN
Solar Photovoltaic.SUN | solar PV | TRUE | 59474 | BQ Energy LLC | 62722 | Steel Sun 2: 2303-III-4 Hamburg Tpke | NY | Erie | SS24 | Solar Photovoltaic | PV |  | J | 2 | 1 | 2 | 2 | 2 | N |  |  | N | IPP Non-CHP | 2 | X | SUN
Solar Photovoltaic.SUN | solar PV | TRUE | 59474 | BQ Energy LLC | 62723 | Steel Sun 2: 2303-III-2 Hamburg Tpke | NY | Erie | SS22 | Solar Photovoltaic | PV |  | J | 2 | 1 | 2 | 2 | 2 | N |  |  | N | IPP Non-CHP | 2 | X | SUN
Solar Photovoltaic.SUN | solar PV | TRUE | 59474 | BQ Energy LLC | 62724 | Homer Street West | NY | Cattaraugus | HSW | Solar Photovoltaic | PV |  | J | 1.6 | 1 | 1.6 | 1.6 | 1.6 | N |  |  | N | IPP Non-CHP | 2 | X | SUN
Solar Photovoltaic.SUN | solar PV | TRUE | 59474 | BQ Energy LLC | 62725 | Homer Street East | NY | Cattaraugus | HSE | Solar Photovoltaic | PV |  | J | 1.6 | 1 | 1.6 | 1.6 | 1.6 | N |  |  | N | IPP Non-CHP | 2 | X | SUN
Solar Photovoltaic.SUN | solar PV | TRUE | 60531 | Standard Solar | 62728 | MHG Wallingford | VT | Rutland | X0041 | Solar Photovoltaic | PV |  | S | 2.2 |  | 2.2 | 2.2 |  | N |  |  | N | IPP Non-CHP | 2 | X | SUN
Solar Photovoltaic.SUN | solar PV | TRUE | 58468 | Dominion Renewable Energy | 62730 | Desper Solar | VA | Louisa | 1 | Solar Photovoltaic | PV |  | S | 88.2 |  | 88.2 | 88.2 |  | N |  |  | N | Electric Utility | 1 | X | SUN
Solar Photovoltaic.SUN | solar PV | TRUE | 11479 | Madison Gas & Electric Co | 62731 | Middleton Airport Solar | WI | Dane | 1 | Solar Photovoltaic | PV |  | S | 5.6 |  | 5.6 | 5.6 |  | Y |  |  | N | Electric Utility | 1 | X | SUN
Solar Photovoltaic.SUN | solar PV | TRUE | 62648 | DG 1 Acquisition Co., LLC | 62732 | Solar Star Palo Alto I, LLC | CA | Santa Clara | SSPAI | Solar Photovoltaic | PV |  | S | 1.3 |  | 1.3 | 1.3 |  | N |  |  | N | IPP Non-CHP | 2 | X | SUN
Batteries.MWH | battery storage | 0 | 62652 | East Hampton Energy Storage Center, LLC | 62733 | East Hampton Energy Storage Center | NY | Suffolk | BEH | Batteries | BA |  | S | 5 |  | 5 | 5 | 1 | N |  |  | N | IPP Non-CHP | 2 | X | MWH
Batteries.MWH | battery storage | 0 | 62651 | Montauk Energy Storage Center, LLC | 62734 | Montauk Energy Storage Center | NY | Suffolk | BME | Batteries | BA |  | S | 5 |  | 5 | 5 | 0.1 | N |  |  | N | IPP Non-CHP | 2 | X | MWH
Solar Photovoltaic.SUN | solar PV | TRUE | 62656 | Phoenix Solar South Farms LLC | 62735 | Phoenix Solar South Farms LLC Solar Farm | IL | Champaign | M1358 | Solar Photovoltaic | PV |  | W | 4.7 |  | 4.7 | 4.7 |  | N |  |  | N | IPP Non-CHP | 2 | X | SUN
Onshore Wind Turbine.WND | onshore wind | FALSE | 62657 | Harbec Energy | 62736 | Harbec Energy | NY | Wayne | 250KW | Onshore Wind Turbine | WT |  | S | 0.3 |  | 0.3 | 0.3 | 0 | N |  |  | N | Industrial CHP | 7 | X | WND
Onshore Wind Turbine.WND | onshore wind | FALSE | 62657 | Harbec Energy | 62736 | Harbec Energy | NY | Wayne | 850KW | Onshore Wind Turbine | WT |  | S | 0.9 |  | 0.9 | 0.9 | 0 | N |  |  | N | Industrial CHP | 7 | X | WND
Natural Gas Fired Combustion Turbine.NG | natural gas peaker | FALSE | 62657 | Harbec Energy | 62736 | Harbec Energy | NY | Wayne | CPH | Natural Gas Fired Combustion Turbine | GT |  | S | 0.5 | 1 | 0.5 | 0.5 | 0 | N |  |  | Y | Industrial CHP | 7 | T | NG
Solar Photovoltaic.SUN | solar PV | TRUE | 59474 | BQ Energy LLC | 62737 | West Valley West | NY | Cattaraugus | WVW | Solar Photovoltaic | PV |  | S | 5 | 1 | 5 | 5 | 0.5 | N | 12 | 2057 | N | IPP Non-CHP | 2 | X | SUN
Solar Photovoltaic.SUN | solar PV | TRUE | 59474 | BQ Energy LLC | 62738 | West Valley East | NY | Cattaraugus | WVE | Solar Photovoltaic | PV |  | S | 5 | 1 | 5 | 5 | 0.5 | N | 12 | 2057 | N | IPP Non-CHP | 2 | X | SUN
Solar Photovoltaic.SUN | solar PV | TRUE | 62649 | KDC Solar ASGM LLC | 62739 | KDC Solar ASGM | NJ | Cumberland | ARDAH | Solar Photovoltaic | PV |  | S | 3.8 |  | 3.8 | 3.8 |  | N |  |  | N | IPP Non-CHP | 2 | X | SUN
Solar Photovoltaic.SUN | solar PV | TRUE | 62660 | MSC-Empire01, LLC | 62740 | MSC-Empire01, LLC | MN | Dakota | 52784 | Solar Photovoltaic | PV |  | S | 1 | 0.98 | 1 | 1 |  | N |  |  | N | IPP Non-CHP | 2 | X | SUN
Natural Gas Internal Combustion Engine.NG | natural gas peaker | FALSE | 62658 | Mount Joy Wire Corp | 62741 | Mount Joy Wire | PA | Lancaster | CHP | Natural Gas Internal Combustion Engine | IC |  | S | 1.1 | 0.8 | 1.1 | 1.1 | 0.5 | N |  |  | Y | Industrial CHP | 7 | T | NG
Solar Photovoltaic.SUN | solar PV | TRUE | 62662 | Butter Solar, LLC | 62744 | Arcadia Solar | WI | Trempealeau | A1 | Solar Photovoltaic | PV |  | S | 5 |  | 5 | 5 |  | N |  |  | N | IPP Non-CHP | 2 | X | SUN
Batteries.MWH | battery storage | 0 | 62668 | Wheatridge Wind Holdings, LLC | 62745 | Wheatridge Hybrid | OR | Morrow | BTRY | Batteries | BA |  | S | 30 |  | 30 | 30 | 30 | N |  |  | N | IPP Non-CHP | 2 | X | MWH
Solar Photovoltaic.SUN | solar PV | TRUE | 62668 | Wheatridge Wind Holdings, LLC | 62745 | Wheatridge Hybrid | OR | Morrow | SOLAR | Solar Photovoltaic | PV |  | S | 50 |  | 50 | 50 |  | N |  |  | N | IPP Non-CHP | 2 | X | SUN
Onshore Wind Turbine.WND | onshore wind | TRUE | 62668 | Wheatridge Wind Holdings, LLC | 62745 | Wheatridge Hybrid | OR | Morrow | WIND | Onshore Wind Turbine | WT |  | S | 200 |  | 200 | 200 | 30 | N |  |  | N | IPP Non-CHP | 2 | X | WND
Solar Photovoltaic.SUN | solar PV | TRUE | 62666 | KDC Solar CSCP LLC | 62746 | KDC Solar CSCP LLC | NJ | Monmouth | CSCP | Solar Photovoltaic | PV |  | S | 3.4 |  | 3.4 | 3.4 |  | N |  |  | N | IPP Non-CHP | 2 | X | SUN
Conventional Hydroelectric.WAT | hydro | TRUE | 62661 | Lock 12 Hydro Partners, LLC | 62747 | Matilda Hamilton Fee Hydroelectric Station | KY | Estill | 1 | Conventional Hydroelectric | HY |  | S | 0.5 | 1 | 0.5 | 0.5 | 0.1 | N |  |  | N | IPP Non-CHP | 2 | X | WAT
Conventional Hydroelectric.WAT | hydro | TRUE | 62661 | Lock 12 Hydro Partners, LLC | 62747 | Matilda Hamilton Fee Hydroelectric Station | KY | Estill | 2 | Conventional Hydroelectric | HY |  | S | 0.5 | 1 | 0.5 | 0.5 | 0.1 | N |  |  | N | IPP Non-CHP | 2 | X | WAT
Conventional Hydroelectric.WAT | hydro | TRUE | 62661 | Lock 12 Hydro Partners, LLC | 62747 | Matilda Hamilton Fee Hydroelectric Station | KY | Estill | 3 | Conventional Hydroelectric | HY |  | S | 0.5 | 1 | 0.5 | 0.5 | 0.1 | N |  |  | N | IPP Non-CHP | 2 | X | WAT
Conventional Hydroelectric.WAT | hydro | TRUE | 62661 | Lock 12 Hydro Partners, LLC | 62747 | Matilda Hamilton Fee Hydroelectric Station | KY | Estill | 4 | Conventional Hydroelectric | HY |  | S | 0.5 | 1 | 0.5 | 0.5 | 0.1 | N |  |  | N | IPP Non-CHP | 2 | X | WAT
Conventional Hydroelectric.WAT | hydro | TRUE | 62661 | Lock 12 Hydro Partners, LLC | 62747 | Matilda Hamilton Fee Hydroelectric Station | KY | Estill | 5 | Conventional Hydroelectric | HY |  | S | 0.5 | 1 | 0.5 | 0.5 | 0.1 | N |  |  | N | IPP Non-CHP | 2 | X | WAT
Solar Photovoltaic.SUN | solar PV | TRUE | 18454 | Tampa Electric Co | 62750 | Little Manatee River Solar | FL | Hillsborough | GEN1 | Solar Photovoltaic | PV |  | S | 74.5 | 0.95 | 74.5 | 74.5 |  | N |  |  | N | Electric Utility | 1 | X | SUN
Onshore Wind Turbine.WND | onshore wind | FALSE | 62644 | OEE XXVIII LLC | 62752 | LafargeHolcim - Paulding Wind Project | OH | Paulding | L1 | Onshore Wind Turbine | WT |  | S | 1.5 |  | 1.5 | 1.5 | 0.1 | N |  |  | N | Industrial Non-CHP | 6 | X | WND
Onshore Wind Turbine.WND | onshore wind | FALSE | 62644 | OEE XXVIII LLC | 62752 | LafargeHolcim - Paulding Wind Project | OH | Paulding | L2 | Onshore Wind Turbine | WT |  | S | 1.5 |  | 1.5 | 1.5 | 0.1 | N |  |  | N | Industrial Non-CHP | 6 | X | WND
Onshore Wind Turbine.WND | onshore wind | FALSE | 62644 | OEE XXVIII LLC | 62752 | LafargeHolcim - Paulding Wind Project | OH | Paulding | L3 | Onshore Wind Turbine | WT |  | S | 1.5 |  | 1.5 | 1.5 | 0.1 | N |  |  | N | Industrial Non-CHP | 6 | X | WND
Batteries.MWH | battery storage | 0 | 61728 | GlidePath Power Operations LLC | 62753 | Prospect Storage | TX | Brazoria | BESS | Batteries | BA |  | S | 9.9 |  | 9.9 | 9.9 | 0.1 | N |  |  | N | IPP Non-CHP | 2 | X | MWH
Batteries.MWH | battery storage | 0 | 61420 | ENGIE Storage Services NA LLC | 62754 | San Diego International Airport BESS | CA | San Diego | BA | Batteries | BA |  | S | 2 |  | 2 | 2 | 0 | N |  |  | N | Commercial Non-CHP | 4 | X | MWH
Solar Photovoltaic.SUN | solar PV | TRUE | 61219 | Longroad Energy Services LLC | 62755 | Prospero Solar | TX | Andrews | PROSP | Solar Photovoltaic | PV |  | S | 300 |  | 300 | 300 |  | N |  |  | N | IPP Non-CHP | 2 | X | SUN
Solar Photovoltaic.SUN | solar PV | TRUE | 62655 | RC Energy AA LLC | 62756 | RC Energy AA LLC Solar Facility | NM | Bernalillo | AA001 | Solar Photovoltaic | PV |  | S | 1 |  | 1 | 1 |  | N |  |  | N | IPP Non-CHP | 2 | X | SUN
Natural Gas Fired Combustion Turbine.NG | natural gas peaker | FALSE | 62677 | Massachusetts Department of Correction | 62757 | Bridgewater Complex Co-Generation Plant | MA | Bristol | CG1 | Natural Gas Fired Combustion Turbine | GT |  | W | 1.5 | 0.9 | 1.5 | 1.5 | 0.5 | N |  |  | Y | Commercial CHP | 5 | T | NG
Solar Photovoltaic.SUN | solar PV | TRUE | 58468 | Dominion Renewable Energy | 62758 | Meherrin Solar | VA | Greensville | MEHER | Solar Photovoltaic | PV |  | S | 59.6 |  | 59.6 | 59.6 |  | N |  |  | N | IPP Non-CHP | 2 | X | SUN
Solar Photovoltaic.SUN | solar PV | TRUE | 60281 | Altus Power America Management, LLC | 62759 | Greenville CSG | NY | Orange | GV | Solar Photovoltaic | PV |  | S | 2 | 1 | 2 | 2 |  | N |  |  | N | IPP Non-CHP | 2 | X | SUN
Solar Photovoltaic.SUN | solar PV | TRUE | 60281 | Altus Power America Management, LLC | 62760 | Hopkinton CSG | MA | Middlesex | WT | Solar Photovoltaic | PV |  | S | 2 | 1 | 2 | 2 |  | N |  |  | N | IPP Non-CHP | 2 | X | SUN
Solar Photovoltaic.SUN | solar PV | TRUE | 60281 | Altus Power America Management, LLC | 62761 | Chester CSG | NY | Orange | CH | Solar Photovoltaic | PV |  | S | 2 |  | 2 | 2 |  | N |  |  | N | IPP Non-CHP | 2 | X | SUN
Natural Gas Fired Combustion Turbine.NG | natural gas peaker | TRUE | 58303 | Energy Systems Group LLC | 62762 | NASA Johnson Space Center CHP | TX | Harris | CTG-1 | Natural Gas Fired Combustion Turbine | GT |  | W | 5.6 | 0.99 | 5.3 | 5.7 | 2.3 | N |  |  | Y | IPP CHP | 3 | T | NG
Natural Gas Fired Combustion Turbine.NG | natural gas peaker | TRUE | 58303 | Energy Systems Group LLC | 62762 | NASA Johnson Space Center CHP | TX | Harris | CTG-2 | Natural Gas Fired Combustion Turbine | GT |  | W | 5.6 | 0.99 | 5.3 | 5.7 | 2.3 | N |  |  | Y | IPP CHP | 3 | T | NG
Solar Photovoltaic.SUN | solar PV | TRUE | 60281 | Altus Power America Management, LLC | 62763 | Carver CSG | MA | Plymouth | CR | Solar Photovoltaic | PV |  | S | 2 |  | 2 | 2 |  | N |  |  | N | IPP Non-CHP | 2 | X | SUN
Solar Photovoltaic.SUN | solar PV | TRUE | 60281 | Altus Power America Management, LLC | 62764 | Westtown CSG | NY | Orange | WT | Solar Photovoltaic | PV |  | S | 2 | 1 | 2 | 2 |  | N |  |  | N | IPP Non-CHP | 2 | X | SUN
Onshore Wind Turbine.WND | onshore wind | TRUE | 61219 | Longroad Energy Services LLC | 62765 | El Campo Wind | TX | Knox | CAMPO | Onshore Wind Turbine | WT |  | S | 242.8 |  | 242.8 | 242.8 | 0 | N |  |  | N | IPP Non-CHP | 2 | X | WND
Solar Photovoltaic.SUN | solar PV | TRUE | 9234 | Indiana Municipal Power Agency | 62766 | Scottsburg Solar Park | IN | Scott | SCCOT | Solar Photovoltaic | PV |  | W | 7.1 |  | 7.1 | 5.7 |  | N |  |  | N | Electric Utility | 1 | X | SUN
Solar Photovoltaic.SUN | solar PV | TRUE | 9234 | Indiana Municipal Power Agency | 62767 | Gas City Solar Park | IN | Grant | SGASC | Solar Photovoltaic | PV |  | W | 2.5 |  | 2.5 | 2 |  | N |  |  | N | Electric Utility | 1 | X | SUN
Solar Photovoltaic.SUN | solar PV | TRUE | 9234 | Indiana Municipal Power Agency | 62769 | Columbia City Solar Park | IN | Whitley | SCOLU | Solar Photovoltaic | PV |  | W | 4.3 |  | 4.3 | 3.5 |  | N |  |  | N | Electric Utility | 1 | X | SUN
Solar Photovoltaic.SUN | solar PV | TRUE | 9234 | Indiana Municipal Power Agency | 62770 | Richmond Solar Park 3 | IN | Wayne | SRIC3 | Solar Photovoltaic | PV |  | W | 6.5 |  | 6.5 | 5.2 |  | N |  |  | N | Electric Utility | 1 | X | SUN
Solar Photovoltaic.SUN | solar PV | TRUE | 62680 | BT Coniglio Solar LLC | 62772 | Coniglio Solar | TX | Fannin | BTCON | Solar Photovoltaic | PV |  | S | 123.6 |  | 123.6 | 123.6 |  | N |  |  | N | IPP Non-CHP | 2 | X | SUN
Solar Photovoltaic.SUN | solar PV | TRUE | 60496 | Adapture Renewables, Inc. | 62773 | BT Cooke Solar, LLC | TX | Cooke | BTCOO | Solar Photovoltaic | PV |  | S | 59 |  | 59 | 59 |  | N |  |  | N | IPP Non-CHP | 2 | X | SUN
Solar Photovoltaic.SUN | solar PV | TRUE | 62682 | Kellam Solar, LLC | 62774 | Kellam Solar | TX | Van Zandt | BTKEL | Solar Photovoltaic | PV |  | J | 59 |  | 59 | 59 |  | N |  |  | N | IPP Non-CHP | 2 | X | SUN
Solar Photovoltaic.SUN | solar PV | TRUE | 60496 | Adapture Renewables, Inc. | 62775 | Wildberry | TN | Fayette | WILDB | Solar Photovoltaic | PV |  | S | 15 |  | 15 | 15 |  | N |  |  | N | IPP Non-CHP | 2 | X | SUN
Solar Photovoltaic.SUN | solar PV | TRUE | 9234 | Indiana Municipal Power Agency | 62776 | Crawfordsville Solar Park 4 | IN | Montgomery | SCRA4 | Solar Photovoltaic | PV |  | W | 2.3 |  | 2.3 | 1.9 |  | N |  |  | N | Electric Utility | 1 | X | SUN
Solar Photovoltaic.SUN | solar PV | TRUE | 62684 | Ulster Solar LLC | 62777 | Ulster County Solar | NY | Ulster | ULSTE | Solar Photovoltaic | PV |  | S | 1.4 |  | 1.4 | 1.4 |  | N |  |  | N | IPP Non-CHP | 2 | X | SUN
Solar Photovoltaic.SUN | solar PV | TRUE | 62690 | Hecate Energy Blair Road LLC | 62778 | Hecate Energy Blair Road LLC | FL | Duval | HEJEA | Solar Photovoltaic | PV |  | S | 4 |  | 4.2 | 4.2 |  | N |  |  | N | IPP Non-CHP | 2 | X | SUN
Solar Photovoltaic.SUN | solar PV | TRUE | 63359 | REA Investments, LLC | 62779 | Novel Martin Solar One LLC (McLeod) CSG | MN | McLeod | MART | Solar Photovoltaic | PV |  | S | 1 | 0.98 | 1 | 1 | 1 | N |  |  | N | IPP Non-CHP | 2 | X | SUN
Solar Photovoltaic.SUN | solar PV | TRUE | 62694 | Rappahannock Solar, LLC | 62780 | Rappahannock Solar, LLC | VA | Lancaster | 100 | Solar Photovoltaic | PV |  | S | 1.5 |  | 1.5 | 1.5 |  | N |  |  | N | IPP Non-CHP | 2 | X | SUN
Solar Photovoltaic.SUN | solar PV | TRUE | 59254 | NuGen Capital Management | 62781 | 10 Briggs Solar NG, LLC (East) | RI | Kent | 02818 | Solar Photovoltaic | PV |  | S | 5 |  | 5 | 5 |  | N |  |  | N | IPP Non-CHP | 2 | X | SUN
Solar Photovoltaic.SUN | solar PV | TRUE | 62688 | Helios NY I, LLC | 62784 | Franklin Solar Site | NY | Franklin | FRANK | Solar Photovoltaic | PV |  | S | 1.6 |  | 1.6 | 1.6 |  | N |  |  | N | IPP Non-CHP | 2 | X | SUN
Solar Photovoltaic.SUN | solar PV | TRUE | 62688 | Helios NY I, LLC | 62785 | Malone Solar Site | NY | Franklin | MALON | Solar Photovoltaic | PV |  | S | 1.1 |  | 1.1 | 1.1 |  | N |  |  | N | IPP Non-CHP | 2 | X | SUN
Solar Photovoltaic.SUN | solar PV | TRUE | 61677 | Sol Systems | 62786 | Thanksgiving Fire Solar Farm, LLC | NC | Johnston | 12087 | Solar Photovoltaic | PV |  | S | 2 |  | 2 | 2 |  | N |  |  | N | IPP Non-CHP | 2 | X | SUN
Solar Photovoltaic.SUN | solar PV | TRUE | 60531 | Standard Solar | 62788 | Sugarhill Road - Solitude Solar CSG | NY | Saratoga | X0040 | Solar Photovoltaic | PV |  | S | 4.7 |  | 4.7 | 4.7 |  | N |  |  | N | IPP Non-CHP | 2 | X | SUN
Solar Photovoltaic.SUN | solar PV | TRUE | 9234 | Indiana Municipal Power Agency | 62790 | Tell City Solar Park | IN | Perry | STEL2 | Solar Photovoltaic | PV |  | W | 3.2 |  | 3.2 | 2.5 |  | N |  |  | N | Electric Utility | 1 | X | SUN
Solar Photovoltaic.SUN | solar PV | TRUE | 9234 | Indiana Municipal Power Agency | 62791 | Richmond Solar Park 4 | IN | Wayne | SRIC4 | Solar Photovoltaic | PV |  | W | 7.1 |  | 7.1 | 5.6 |  | N |  |  | N | Electric Utility | 1 | X | SUN
Solar Photovoltaic.SUN | solar PV | TRUE | 60370 | DG AMP Solar, LLC | 62792 | DG AMP Solar Piqua Manier | OH | Miami | AMPPM | Solar Photovoltaic | PV |  | S | 12.6 |  | 12.6 | 12.6 |  | N |  |  | N | IPP Non-CHP | 2 | X | SUN
Solar Photovoltaic.SUN | solar PV | TRUE | 9234 | Indiana Municipal Power Agency | 62793 | Crawfordsville 5 Solar Park | IN | Montgomery | SCRA5 | Solar Photovoltaic | PV |  | W | 9.8 |  | 9.8 | 7.8 |  | N |  |  | N | Electric Utility | 1 | X | SUN
Solar Photovoltaic.SUN | solar PV | TRUE | 9234 | Indiana Municipal Power Agency | 62794 | Centerville Solar Park | IN | Wayne | SCENT | Solar Photovoltaic | PV |  | W | 1.1 |  | 1.1 | 0.8 |  | N |  |  | N | Electric Utility | 1 | X | SUN
Onshore Wind Turbine.WND | onshore wind | TRUE | 12341 | MidAmerican Energy Co | 62795 | Ida Grove II | IA | Ida | 1 | Onshore Wind Turbine | WT |  | S | 201 |  | 200 | 200 | 0.1 | N |  |  | N | Electric Utility | 1 | X | WND
Solar Photovoltaic.SUN | solar PV | TRUE | 59613 | BayWa r.e. Solar Projects LLC | 62798 | Fern Solar LLC | NC | Edgecombe | FERN | Solar Photovoltaic | PV |  | S | 100 | 0.8 | 100 | 100 |  | N |  |  | N | IPP Non-CHP | 2 | X | SUN
Solar Photovoltaic.SUN | solar PV | TRUE | 62712 | Winona Solar I LLC | 62799 | Winona Solar | MN | Winona | WIN | Solar Photovoltaic | PV |  | S | 1 |  | 1 | 1 |  | N |  |  | N | IPP Non-CHP | 2 | X | SUN
Solar Photovoltaic.SUN | solar PV | TRUE | 62711 | Wabasha Solar LLC | 62800 | Wabasha Solar | MN | Wabasha | WAB | Solar Photovoltaic | PV |  | S | 1 |  | 1 | 1 |  | N |  |  | N | IPP Non-CHP | 2 | X | SUN
Batteries.MWH | battery storage | 0 | 61522 | Viridity Energy Solutions, Inc. | 62801 | Vallecito | CA | Santa Barbara | ORN34 | Batteries | BA |  | S | 10 |  | 10 | 10 | 0.1 | N |  |  | N | IPP Non-CHP | 2 | X | MWH
Solar Photovoltaic.SUN | solar PV | TRUE | 62705 | Concho Bluff LLC | 62804 | Greasewood Solar | TX | Pecos | GREA1 | Solar Photovoltaic | PV |  | S | 255 |  | 255 | 255 |  | N |  |  | N | IPP Non-CHP | 2 | X | SUN
Solar Photovoltaic.SUN | solar PV | TRUE | 60496 | Adapture Renewables, Inc. | 62805 | Bloomington Solar I | UT | Washington | BLOOM | Solar Photovoltaic | PV |  | S | 2 |  | 2 | 2 |  | N |  |  | N | IPP Non-CHP | 2 | X | SUN
Solar Photovoltaic.SUN | solar PV | TRUE | 62701 | Vista Solar, Inc. | 62806 | Shelter Creek Condominiums Solar | CA | San Mateo | SCC01 | Solar Photovoltaic | PV |  | W | 2.5 |  | 2.4 | 1.1 |  | N |  |  | N | IPP Non-CHP | 2 | X | SUN
Onshore Wind Turbine.WND | onshore wind | TRUE | 62659 | BMP Wind LLC | 62809 | BMP Wind (TX) | TX | Callahan | BMP | Onshore Wind Turbine | WT |  | S | 293.3 |  | 293.3 | 293.3 | 23 | N |  |  | N | IPP Non-CHP | 2 | X | WND
Solar Photovoltaic.SUN | solar PV | TRUE | 64994 | SolRiver Capital LLC | 62810 | RIT Henrietta Solar 1, LLC | NY | Monroe | 13500 | Solar Photovoltaic | PV |  | S | 1.6 |  | 1.6 | 1.6 |  | N |  |  | N | IPP Non-CHP | 2 | X | SUN
Solar Photovoltaic.SUN | solar PV | TRUE | 63440 | Milford Solar I (NES) | 62812 | Milford Solar 1 | UT | Beaver | MS1 | Solar Photovoltaic | PV |  | W | 99 |  | 99 | 99 |  | N |  |  | N | IPP Non-CHP | 2 | X | SUN
Solar Photovoltaic.SUN | solar PV | TRUE | 5248 | Dominion Energy Inc. | 62813 | Grasshopper Solar | VA | Mecklenburg | GRHS | Solar Photovoltaic | PV |  | S | 80 | 0.99 | 80 | 80 |  | N |  |  | N | Electric Utility | 1 | X | SUN
Solar Photovoltaic.SUN | solar PV | TRUE | 5248 | Dominion Energy Inc. | 62814 | Sadler Solar | VA | Greensville | SADL | Solar Photovoltaic | PV |  | S | 100 |  | 100 | 100 |  | N |  |  | N | Electric Utility | 1 | X | SUN
Onshore Wind Turbine.WND | onshore wind | TRUE | 5109 | DTE Electric Company | 62815 | Fairbanks Wind Park | MI | Delta | GNWF1 | Onshore Wind Turbine | WT |  | S | 72.8 |  | 72.8 | 72.8 | 37 | N |  |  | N | Electric Utility | 1 | X | WND
Solar Photovoltaic.SUN | solar PV | TRUE | 65411 | Duke Energy Renewables Services | 62820 | Stony Knoll Solar, LLC | NC | Surry | GEN1 | Solar Photovoltaic | PV |  | W | 22.6 |  | 22.6 | 22.6 |  | N |  |  | N | IPP Non-CHP | 2 | X | SUN
Solar Photovoltaic.SUN | solar PV | TRUE | 65411 | Duke Energy Renewables Services | 62821 | Speedway Solar NC, LLC | NC | Cabarrus | GEN1 | Solar Photovoltaic | PV |  | W | 22.6 |  | 22.6 | 22.6 |  | N |  |  | N | IPP Non-CHP | 2 | X | SUN
Solar Photovoltaic.SUN | solar PV | TRUE | 65411 | Duke Energy Renewables Services | 62822 | Broad River Solar, LLC | NC | Cleveland | GEN1 | Solar Photovoltaic | PV |  | W | 50 |  | 50 | 50 |  | N |  |  | N | IPP Non-CHP | 2 | X | SUN
Solar Photovoltaic.SUN | solar PV | TRUE | 62719 | Green Street Power Partners | 62824 | GSPP Devens, LLC | MA | Middlesex | DEVEN | Solar Photovoltaic | PV |  | S | 2.2 |  | 2.2 | 2.2 |  | N |  |  | N | IPP Non-CHP | 2 | X | SUN
Solar Photovoltaic.SUN | solar PV | TRUE | 62719 | Green Street Power Partners | 62825 | GSPP Terrawatt Westfield LLC CSG | MA | Hampden | WESTF | Solar Photovoltaic | PV |  | S | 3.6 |  | 3.6 | 3.6 |  | N |  |  | N | IPP Non-CHP | 2 | X | SUN
Solar Photovoltaic.SUN | solar PV | TRUE | 62719 | Green Street Power Partners | 62826 | GSPP Raynham TMLP, LLC CSG | MA | Bristol | RAYN | Solar Photovoltaic | PV |  | S | 2.3 |  | 2.3 | 2.3 |  | N |  |  | N | IPP Non-CHP | 2 | X | SUN
Solar Photovoltaic.SUN | solar PV | TRUE | 62719 | Green Street Power Partners | 62827 | Ajax Solar, LLC (MA) | MA | Plymouth | AJAXS | Solar Photovoltaic | PV |  | S | 3.8 |  | 3.8 | 3.8 |  | N |  |  | N | IPP Non-CHP | 2 | X | SUN
Solar Photovoltaic.SUN | solar PV | TRUE | 62828 | TWE Bowman Solar Project, LLC | 62828 | TWE Bowman Solar Project | SC | Orangeburg | BOW | Solar Photovoltaic | PV |  | S | 75 |  | 73.1 | 73.1 |  | N |  |  | N | IPP Non-CHP | 2 | X | SUN
Solar Photovoltaic.SUN | solar PV | TRUE | 62719 | Green Street Power Partners | 62829 | GSPP Held LLC CSG | MN | Stearns | HELDM | Solar Photovoltaic | PV |  | S | 3 |  | 3 | 3 |  | N |  |  | N | IPP Non-CHP | 2 | X | SUN
Solar Photovoltaic.SUN | solar PV | TRUE | 62719 | Green Street Power Partners | 62830 | GSPP Imholte CSG | MN | Stearns | IMHOL | Solar Photovoltaic | PV |  | S | 1 |  | 1 | 1 |  | N |  |  | N | IPP Non-CHP | 2 | X | SUN
Solar Photovoltaic.SUN | solar PV | TRUE | 62879 | Hickory Grove #1 LLC | 62831 | Hickory Grove #1 | NY | Chemung | 25 | Solar Photovoltaic | PV |  | S | 2 |  | 2 | 2 |  | N |  |  | N | IPP Non-CHP | 2 | X | SUN
Solar Photovoltaic.SUN | solar PV | TRUE | 62880 | Hickory Grove #2 | 62832 | Hickory Grove #2 | NY | Chemung | 309 | Solar Photovoltaic | PV |  | S | 1.7 |  | 1.7 | 1.7 |  | N |  |  | N | IPP Non-CHP | 2 | X | SUN
Solar Photovoltaic.SUN | solar PV | TRUE | 8245 | City of Hastings - (NE) | 62833 | Hastings Community Solar Farm | NE | Adams | PV | Solar Photovoltaic | PV |  | S | 1.5 |  | 0.3 | 0.3 |  | N |  |  | N | Electric Utility | 1 | X | SUN
Solar Photovoltaic.SUN | solar PV | TRUE | 63179 | NY Enfield I LLC | 62834 | Podunk Road CSG | NY | Tompkins | 871 | Solar Photovoltaic | PV |  | S | 2.2 |  | 2.2 | 2.2 | 2 | N |  |  | N | IPP Non-CHP | 2 | X | SUN
Batteries.MWH | battery storage | 0 | 63332 | Acushnet | 62835 | Acushnet Ball Plant 2 | MA | Bristol | ESS-1 | Batteries | BA |  | W | 1 | 1 | 1 | 1 | 0 | N |  |  | N | Industrial Non-CHP | 6 | X | MWH
Batteries.MWH | battery storage | 0 | 63332 | Acushnet | 62835 | Acushnet Ball Plant 2 | MA | Bristol | ESS-2 | Batteries | BA |  | W | 0.5 | 1 | 0.5 | 0.5 | 0 | N |  |  | N | Industrial Non-CHP | 6 | X | MWH
Onshore Wind Turbine.WND | onshore wind | TRUE | 65411 | Duke Energy Renewables Services | 62836 | Maryneal Windpower | TX | Nolan | MNW | Onshore Wind Turbine | WT |  | W | 182.4 |  | 182.4 | 182.4 | 0.1 | N |  |  | N | IPP Non-CHP | 2 | X | WND
Onshore Wind Turbine.WND | onshore wind | TRUE | 65411 | Duke Energy Renewables Services | 62837 | Frontier Windpower II | OK | Kay | FW2 | Onshore Wind Turbine | WT |  | W | 351.8 |  | 351.8 | 351.8 | 27 | N |  |  | N | IPP Non-CHP | 2 | X | WND
Batteries.MWH | battery storage | 0 | 4226 | Consolidated Edison Co-NY Inc | 62839 | 98th Street Battery Storage Station | NY | Queens | ESS98 | Batteries | BA |  | S | 2 |  | 1.8 | 1.8 | 1 | N |  |  | N | Electric Utility | 1 | X | MWH
Onshore Wind Turbine.WND | onshore wind | TRUE | 50123 | Leeward Asset Management, LLC | 62840 | Mountain Breeze Wind, LLC | CO | Weld | MTBRZ | Onshore Wind Turbine | WT |  | S | 171.7 |  | 171.7 | 171.7 | 0.1 | N |  |  | N | IPP Non-CHP | 2 | X | WND
Solar Photovoltaic.SUN | solar PV | TRUE | 60025 | Greenbacker Renewable Energy Corporation | 62842 | Nextsun Energy Littleton | MA | Middlesex | 1-003 | Solar Photovoltaic | PV |  | S | 3.8 | 1 | 3.8 | 3.8 |  | N |  |  | N | IPP Non-CHP | 2 | X | SUN
Solar Photovoltaic.SUN | solar PV | TRUE | 60571 | AEP Onsite Partners, LLC | 62843 | Garnet Solar (NY) | NY | Warren | PV1 | Solar Photovoltaic | PV |  | S | 1.9 |  | 1.9 | 1.9 |  | N |  |  | N | IPP Non-CHP | 2 | X | SUN
Solar Photovoltaic.SUN | solar PV | TRUE | 56201 | Engie North America | 62845 | ENGIE Long Draw Solar LLC | TX | Borden | SP1 | Solar Photovoltaic | PV |  | W | 225 |  | 225 | 225 |  | N |  |  | N | IPP Non-CHP | 2 | X | SUN
Solar Photovoltaic.SUN | solar PV | TRUE | 62662 | Butter Solar, LLC | 62847 | Fennimore Solar | WI | Grant | FEN6 | Solar Photovoltaic | PV |  | S | 3 |  | 3 | 3 |  | N |  |  | N | IPP Non-CHP | 2 | X | SUN
Solar Photovoltaic.SUN | solar PV | TRUE | 62662 | Butter Solar, LLC | 62848 | New Lisbon Solar | WI | Juneau | NEW9 | Solar Photovoltaic | PV |  | S | 2.5 |  | 2.5 | 2.5 |  | N |  |  | N | IPP Non-CHP | 2 | X | SUN
Solar Photovoltaic.SUN | solar PV | TRUE | 62662 | Butter Solar, LLC | 62849 | Cumberland Solar | WI | Barron | CUM4 | Solar Photovoltaic | PV |  | S | 2.5 |  | 2.5 | 2.5 |  | N |  |  | N | IPP Non-CHP | 2 | X | SUN
Onshore Wind Turbine.WND | onshore wind | TRUE | 59050 | Algonquin Power Co | 62853 | Maverick Creek Wind | TX | Concho | MVRCK | Onshore Wind Turbine | WT |  | S | 491.6 | 0.95 | 491.6 | 491.6 | 1 | N |  |  | N | IPP Non-CHP | 2 | X | WND
Onshore Wind Turbine.WND | onshore wind | TRUE | 56215 | RWE Renewables Americas, LLC | 62855 | West Raymond Wind Farm LLC | TX | Willacy | WRAYM | Onshore Wind Turbine | WT |  | S | 239.8 |  | 239.8 | 239.8 | 22 | N |  |  | N | IPP Non-CHP | 2 | X | WND
Batteries.MWH | battery storage | 0 | 62707 | Marengo Battery Storage LLC | 62856 | Marengo Battery Storage LLC | IL | McHenry | MBSS | Batteries | BA |  | S | 20 |  | 20 | 20 | 15 | N |  |  | N | IPP Non-CHP | 2 | X | MWH
Onshore Wind Turbine.WND | onshore wind | TRUE | 62743 | RoxWind LLC | 62857 | RoxWind | ME | Oxford | WIND1 | Onshore Wind Turbine | WT |  | S | 15.3 |  | 15.3 | 15.3 | 0 | N |  |  | N | IPP Non-CHP | 2 | X | WND
Solar Photovoltaic.SUN | solar PV | TRUE | 62662 | Butter Solar, LLC | 62858 | Cashton Solar | WI | Monroe | CAS3 | Solar Photovoltaic | PV |  | S | 2 |  | 2 | 2 |  | N |  |  | N | IPP Non-CHP | 2 | X | SUN
Landfill Gas.LFG | natural gas peaker | TRUE | 20151 | Washington Electric Coop - (VT) | 62859 | Coventry Clean Energy Corporation | VT | Orleans | COV-1 | Landfill Gas | IC |  | S | 1.6 | 0.8 | 1.5 | 1.5 | 1.5 | N |  |  | N | Electric Utility | 1 | X | LFG
Landfill Gas.LFG | natural gas peaker | TRUE | 20151 | Washington Electric Coop - (VT) | 62859 | Coventry Clean Energy Corporation | VT | Orleans | COV-2 | Landfill Gas | IC |  | S | 1.6 | 0.8 | 1.5 | 1.5 | 1.5 | N |  |  | N | Electric Utility | 1 | X | LFG
Landfill Gas.LFG | natural gas peaker | TRUE | 20151 | Washington Electric Coop - (VT) | 62859 | Coventry Clean Energy Corporation | VT | Orleans | COV-3 | Landfill Gas | IC |  | S | 1.6 | 0.8 | 1.5 | 1.5 | 1.5 | N |  |  | N | Electric Utility | 1 | X | LFG
Landfill Gas.LFG | natural gas peaker | TRUE | 20151 | Washington Electric Coop - (VT) | 62859 | Coventry Clean Energy Corporation | VT | Orleans | COV-4 | Landfill Gas | IC |  | S | 1.6 | 0.8 | 1.5 | 1.5 | 1.5 | N |  |  | N | Electric Utility | 1 | X | LFG
Landfill Gas.LFG | natural gas peaker | TRUE | 20151 | Washington Electric Coop - (VT) | 62859 | Coventry Clean Energy Corporation | VT | Orleans | COV-5 | Landfill Gas | IC |  | S | 1.6 | 0.8 | 1.5 | 1.5 | 1.5 | N |  |  | N | Electric Utility | 1 | X | LFG
Solar Photovoltaic.SUN | solar PV | TRUE | 62881 | Chambers Road Solar LLC | 62860 | Chambers Road Solar | NY | Chemung | 263 | Solar Photovoltaic | PV |  | S | 4 |  | 4 | 4 |  | N |  |  | N | IPP Non-CHP | 2 | X | SUN
Solar Photovoltaic.SUN | solar PV | TRUE | 62662 | Butter Solar, LLC | 62861 | Forest City Solar | IA | Winnebago | FOR7 | Solar Photovoltaic | PV |  | S | 3 |  | 3 | 3 |  | N |  |  | N | IPP Non-CHP | 2 | X | SUN
Batteries.MWH | battery storage | 0 | 15470 | Duke Energy Indiana, LLC | 62862 | Nabb Battery Energy Storage System | IN | Clark | ES1 | Batteries | BA |  | S | 5 |  | 5 | 5 | 5 | N |  |  | N | Electric Utility | 1 | X | MWH
Solar Photovoltaic.SUN | solar PV | TRUE | 62662 | Butter Solar, LLC | 62868 | Elroy Solar | WI | Juneau | ELR5 | Solar Photovoltaic | PV |  | S | 1.5 |  | 1.5 | 1.5 |  | N |  |  | N | IPP Non-CHP | 2 | X | SUN
Solar Photovoltaic.SUN | solar PV | TRUE | 62662 | Butter Solar, LLC | 62869 | St. Charles Solar | MN | Winona | STC10 | Solar Photovoltaic | PV |  | S | 2 |  | 2 | 2 |  | N |  |  | N | IPP Non-CHP | 2 | X | SUN
Solar Photovoltaic.SUN | solar PV | TRUE | 62739 | Otter River Road Solar LLC | 62870 | Gardner - Otter River Road | MA | Worcester | 79711 | Solar Photovoltaic | PV |  | S | 2.5 |  | 2.5 | 2.5 |  | N |  |  | N | IPP Non-CHP | 2 | X | SUN
Onshore Wind Turbine.WND | onshore wind | TRUE | 56215 | RWE Renewables Americas, LLC | 62871 | Boiling Springs Wind Farm | OK | Woodward | BGSPS | Onshore Wind Turbine | WT |  | S | 148.4 |  | 148.4 | 148.4 | 25 | N |  |  | N | IPP Non-CHP | 2 | X | WND
Other Waste Biomass.AB | biomass | TRUE | 62749 | Carolina Poultry Power | 62873 | Carolina Poultry Power Farmville | NC | Pitt | 7474 | Other Waste Biomass | ST |  | S | 0.8 | 1 | 0.8 | 0.8 | 0.2 | N |  |  | Y | IPP CHP | 3 | T | AB
Other Waste Biomass.AB | biomass | TRUE | 62749 | Carolina Poultry Power | 62873 | Carolina Poultry Power Farmville | NC | Pitt | 7475 | Other Waste Biomass | ST |  | S | 0.8 | 1 | 0.8 | 0.8 | 0.2 | N |  |  | Y | IPP CHP | 3 | T | AB
Other Waste Biomass.AB | biomass | TRUE | 62749 | Carolina Poultry Power | 62873 | Carolina Poultry Power Farmville | NC | Pitt | 7476 | Other Waste Biomass | ST |  | S | 0.1 | 1 | 0.1 | 0.1 | 0.1 | N |  |  | N | IPP CHP | 3 | X | AB
Batteries.MWH | battery storage | 0 | 62747 | Acorn I Energy Storage LLC | 62874 | Acorn I Energy Storage LLC | CA | Ventura | ACOR1 | Batteries | BA |  | S | 2 |  | 2 | 2 | 2 | N |  |  | N | IPP Non-CHP | 2 | X | MWH
Batteries.MWH | battery storage | 0 | 62748 | Wildcat I Energy Storage LLC | 62875 | Wildcat I Energy Storage LLC | CA | Riverside | WILD1 | Batteries | BA |  | S | 3 |  | 3 | 3 | 3 | N |  |  | N | IPP Non-CHP | 2 | X | MWH
Solar Photovoltaic.SUN | solar PV | FALSE | 62715 | Westbound Solar LLC | 62876 | Amazon Maryland DCA1 | MD | Baltimore | DCA1 | Solar Photovoltaic | PV |  | S | 1.3 |  | 1.3 | 1.3 |  | N |  |  | N | Commercial Non-CHP | 4 | X | SUN
Solar Photovoltaic.SUN | solar PV | FALSE | 62715 | Westbound Solar LLC | 62877 | Amazon Denver DEN3 | CO | Adams | ADEN3 | Solar Photovoltaic | PV |  | S | 4.6 |  | 4.6 | 4.6 |  | N |  |  | N | Commercial Non-CHP | 4 | X | SUN
Solar Photovoltaic.SUN | solar PV | TRUE | 62715 | Westbound Solar LLC | 62878 | McCleskey Cotton | GA | Terrell | MCCOT | Solar Photovoltaic | PV |  | S | 1.9 |  | 1.9 | 1.9 |  | N |  |  | N | IPP Non-CHP | 2 | X | SUN
Solar Photovoltaic.SUN | solar PV | TRUE | 62715 | Westbound Solar LLC | 62879 | Columbia Bryson | GA | Columbia | COBRY | Solar Photovoltaic | PV |  | S | 1.4 |  | 1.4 | 1.4 |  | N |  |  | N | IPP Non-CHP | 2 | X | SUN
Solar Photovoltaic.SUN | solar PV | TRUE | 62715 | Westbound Solar LLC | 62880 | Bibb Jones | GA | Bibb | BIBBJ | Solar Photovoltaic | PV |  | S | 1 |  | 1 | 1 |  | N |  |  | N | IPP Non-CHP | 2 | X | SUN
Solar Photovoltaic.SUN | solar PV | TRUE | 62715 | Westbound Solar LLC | 62881 | Muscogee Public Works | GA | Muscogee | MUSPW | Solar Photovoltaic | PV |  | S | 1.5 |  | 1.5 | 1.5 |  | N |  |  | N | IPP Non-CHP | 2 | X | SUN
Solar Photovoltaic.SUN | solar PV | TRUE | 62715 | Westbound Solar LLC | 62882 | Oil Dri 2 Solar | GA | Thomas | OLDRY | Solar Photovoltaic | PV |  | S | 1.4 |  | 1.4 | 1.4 |  | N |  |  | N | IPP Non-CHP | 2 | X | SUN
Solar Photovoltaic.SUN | solar PV | TRUE | 62715 | Westbound Solar LLC | 62883 | Telfair Thompson | GA | Telfair | TELTO | Solar Photovoltaic | PV |  | S | 1.9 |  | 1.9 | 1.9 |  | N |  |  | N | IPP Non-CHP | 2 | X | SUN
Solar Photovoltaic.SUN | solar PV | TRUE | 62715 | Westbound Solar LLC | 62884 | Richmond Hayes Solar | GA | Richmond | RICHA | Solar Photovoltaic | PV |  | S | 2.3 |  | 2.3 | 2.3 |  | N |  |  | N | IPP Non-CHP | 2 | X | SUN
Solar Photovoltaic.SUN | solar PV | TRUE | 62715 | Westbound Solar LLC | 62885 | Troup RC50 | GA | Harris | TROUP | Solar Photovoltaic | PV |  | S | 2.3 |  | 2.3 | 2.3 |  | N |  |  | N | IPP Non-CHP | 2 | X | SUN
Solar Photovoltaic.SUN | solar PV | TRUE | 62715 | Westbound Solar LLC | 62886 | Wilkinson DeFore | GA | Wilkinson | WILKD | Solar Photovoltaic | PV |  | S | 2.3 |  | 2.3 | 2.3 |  | N |  |  | N | IPP Non-CHP | 2 | X | SUN
Solar Photovoltaic.SUN | solar PV | TRUE | 62715 | Westbound Solar LLC | 62887 | Freeman Avenue | GA | Sumter | FREAV | Solar Photovoltaic | PV |  | S | 1.4 |  | 1.4 | 1.4 |  | N |  |  | N | IPP Non-CHP | 2 | X | SUN
Batteries.MWH | battery storage | 0 | 62763 | Hecate Energy Johanna Facility LLC | 62889 | Hecate Energy Johanna Facility | CA | Orange | HEGJF | Batteries | BA |  | S | 10 |  | 10 | 10 | 10 | N |  |  | N | IPP Non-CHP | 2 | X | MWH
Batteries.MWH | battery storage | 0 | 62763 | Hecate Energy Johanna Facility LLC | 62889 | Hecate Energy Johanna Facility | CA | Orange | HJFII | Batteries | BA |  | S | 10 |  | 10 | 10 | 10 | N |  |  | N | IPP Non-CHP | 2 | X | MWH
Solar Photovoltaic.SUN | solar PV | TRUE | 62762 | GSPP Boxborough Littleton, LLC | 62890 | GSPP Boxborough Littleton (MA) | MA | Middlesex | BOXBR | Solar Photovoltaic | PV |  | S | 4 |  | 4 | 4 |  | N |  |  | N | IPP Non-CHP | 2 | X | SUN
Onshore Wind Turbine.WND | onshore wind | TRUE | 62761 | Rosewater Wind Farm LLC | 62891 | Rosewater Wind Farm | IN | White | ROSEW | Onshore Wind Turbine | WT |  | S | 102 |  | 102 | 102 | 1.3 | N |  |  | N | IPP Non-CHP | 2 | X | WND
Solar Photovoltaic.SUN | solar PV | TRUE | 62759 | National Grid Renewables | 62893 | Prairie Wolf Solar LLC | IL | Coles | PWOLF | Solar Photovoltaic | PV |  | S | 200 |  | 200 | 200 |  | N |  |  | N | IPP Non-CHP | 2 | X | SUN
Onshore Wind Turbine.WND | onshore wind | TRUE | 60025 | Greenbacker Renewable Energy Corporation | 62897 | Holiday Hill Community Wind | MA | Hampden | HHCW1 | Onshore Wind Turbine | WT |  | S | 5 |  | 5 | 5 | 0 | N |  |  | N | IPP Non-CHP | 2 | X | WND
Solar Photovoltaic.SUN | solar PV | TRUE | 60531 | Standard Solar | 62898 | Town of Burrillville Solar CSG | RI | Providence | X0042 | Solar Photovoltaic | PV |  | S | 3.3 |  | 3.3 | 3.3 |  | N |  |  | N | IPP Non-CHP | 2 | X | SUN
Solar Photovoltaic.SUN | solar PV | TRUE | 61012 | AES Distributed Energy | 62899 | East Line Solar | AZ | Pinal | EASTL | Solar Photovoltaic | PV |  | S | 100 |  | 100 | 100 |  | N |  |  | N | IPP Non-CHP | 2 | X | SUN
Solar Photovoltaic.SUN | solar PV | TRUE | 62766 | Somerville Solar, LLC | 62900 | Somerville Solar | TN | Fayette | PV | Solar Photovoltaic | PV |  | S | 2.3 |  | 2.3 | 2.3 |  | N |  |  | N | IPP Non-CHP | 2 | X | SUN
Natural Gas Fired Combustion Turbine.NG | natural gas peaker | FALSE | 62767 | Phoenix Contact Services, Inc | 62901 | Phoenix Contact - CCHP Plant | PA | Dauphin | CCHP | Natural Gas Fired Combustion Turbine | GT |  | S | 1 | 1 | 1 | 1 | 0.1 | N |  |  | Y | Industrial CHP | 7 | T | NG
Solar Photovoltaic.SUN | solar PV | TRUE | 62772 | CA ODEVI LLC | 62902 | Windsor Floating Solar | CA | Sonoma | WUS15 | Solar Photovoltaic | PV |  | S | 1.5 |  | 1.5 | 1.5 |  | N |  |  | N | IPP Non-CHP | 2 | X | SUN
Solar Photovoltaic.SUN | solar PV | TRUE | 60281 | Altus Power America Management, LLC | 62903 | NorthPark Solar | NJ | Monmouth | NPSP1 | Solar Photovoltaic | PV |  | S | 6.1 |  | 6.1 | 6.1 |  | N |  |  | N | IPP Non-CHP | 2 | X | SUN
Solar Photovoltaic.SUN | solar PV | TRUE | 60281 | Altus Power America Management, LLC | 62903 | NorthPark Solar | NJ | Monmouth | NPSP2 | Solar Photovoltaic | PV |  | S | 4.5 |  | 4.5 | 4.5 |  | N |  |  | N | IPP Non-CHP | 2 | X | SUN
Solar Photovoltaic.SUN | solar PV | TRUE | 60281 | Altus Power America Management, LLC | 62904 | Milhurst Solar | NJ | Monmouth | NPSMH | Solar Photovoltaic | PV |  | S | 1.3 |  | 1.3 | 1.3 |  | N |  |  | N | IPP Non-CHP | 2 | X | SUN
Solar Photovoltaic.SUN | solar PV | TRUE | 60281 | Altus Power America Management, LLC | 62905 | Day Four Solar LLC | NJ | Burlington | DAY04 | Solar Photovoltaic | PV |  | S | 4.5 |  | 4.5 | 4.5 |  | N |  |  | N | IPP Non-CHP | 2 | X | SUN
Solar Photovoltaic.SUN | solar PV | TRUE | 60281 | Altus Power America Management, LLC | 62906 | Augusta Solar Farm | NJ | Sussex | AUGSF | Solar Photovoltaic | PV |  | S | 2.9 |  | 2.9 | 2.9 |  | N |  |  | N | IPP Non-CHP | 2 | X | SUN
Batteries.MWH | battery storage | 0 | 61522 | Viridity Energy Solutions, Inc. | 62907 | Hinesburg | VT | Chittenden | VEC | Batteries | BA |  | S | 1.9 |  | 1.9 | 1.9 | 0.1 | N |  |  | N | IPP Non-CHP | 2 | X | MWH
Batteries.MWH | battery storage | 0 | 62731 | Gopher Energy Storage, LLC | 62908 | Anoka BESS | MN | Anoka | BA | Batteries | BA |  | S | 6 |  | 6 | 6 | 0 | N |  |  | N | IPP Non-CHP | 2 | X | MWH
Onshore Wind Turbine.WND | onshore wind | TRUE | 56215 | RWE Renewables Americas, LLC | 62909 | Raymond Wind Farm, LLC | TX | Willacy | ERAYM | Onshore Wind Turbine | WT |  | S | 200.2 |  | 200.2 | 200.2 | 22 | N |  |  | N | IPP Non-CHP | 2 | X | WND
Solar Photovoltaic.SUN | solar PV | TRUE | 60531 | Standard Solar | 62910 | MNCPPC Germantown Solar | MD | Montgomery | X0008 | Solar Photovoltaic | PV |  | S | 1 |  | 1 | 1 |  | N |  |  | N | IPP Non-CHP | 2 | X | SUN
Solar Photovoltaic.SUN | solar PV | TRUE | 62773 | Kearsarge Gill LLC | 62911 | Kearsarge Gill | MA | Franklin | GILL | Solar Photovoltaic | PV |  | S | 2 |  | 2 | 2 |  | N |  |  | N | IPP Non-CHP | 2 | X | SUN
Solar Photovoltaic.SUN | solar PV | TRUE | 60025 | Greenbacker Renewable Energy Corporation | 62912 | Solar Hagerstown | MD | Washington | 137 | Solar Photovoltaic | PV |  | S | 10 |  | 7.5 | 10 |  | N |  |  | N | IPP Non-CHP | 2 | X | SUN
Solar Photovoltaic.SUN | solar PV | TRUE | 6452 | Florida Power & Light Co | 62914 | Nassau Solar Center | FL | Nassau | 1 | Solar Photovoltaic | PV |  | S | 74.5 |  | 74.5 | 74.5 |  | N |  |  | N | Electric Utility | 1 | X | SUN
Solar Photovoltaic.SUN | solar PV | TRUE | 6452 | Florida Power & Light Co | 62915 | Magnolia Springs Solar Center | FL | Clay | 1 | Solar Photovoltaic | PV |  | S | 74.5 |  | 74.5 | 74.5 |  | N |  |  | N | Electric Utility | 1 | X | SUN
Solar Photovoltaic.SUN | solar PV | TRUE | 6452 | Florida Power & Light Co | 62916 | Trailside Solar Center | FL | St Johns | 1 | Solar Photovoltaic | PV |  | S | 74.5 |  | 74.5 | 74.5 |  | N |  |  | N | Electric Utility | 1 | X | SUN
Solar Photovoltaic.SUN | solar PV | TRUE | 6452 | Florida Power & Light Co | 62917 | Rodeo Solar Center | FL | DeSoto | 1 | Solar Photovoltaic | PV |  | S | 74.5 |  | 74.5 | 74.5 |  | N |  |  | N | Electric Utility | 1 | X | SUN
Conventional Hydroelectric.WAT | hydro | FALSE | 19564 | University of Notre Dame | 62918 | Notre Dame Hydro | IN | St Joseph | HYD1 | Conventional Hydroelectric | HY |  | S | 2.5 | 0.9 | 2.5 | 2.5 | 0.2 | N |  |  | N | Commercial Non-CHP | 4 | X | WAT
Solar Photovoltaic.SUN | solar PV | TRUE | 6452 | Florida Power & Light Co | 62919 | Orange Blossom Solar Center | FL | Indian River | 1 | Solar Photovoltaic | PV |  | S | 74.5 |  | 74.5 | 74.5 |  | N |  |  | N | Electric Utility | 1 | X | SUN
Natural Gas Internal Combustion Engine.NG | natural gas peaker | TRUE | 62777 | Burrstone Energy Center | 62920 | Burrstone Energy Center | NY | Oneida | CG-1 | Natural Gas Internal Combustion Engine | IC |  | S | 1.1 | 0.8 | 1.1 | 1.1 | 0.7 | N |  |  | Y | IPP CHP | 3 | T | NG
Natural Gas Internal Combustion Engine.NG | natural gas peaker | TRUE | 62777 | Burrstone Energy Center | 62920 | Burrstone Energy Center | NY | Oneida | CG-2 | Natural Gas Internal Combustion Engine | IC |  | S | 1.1 | 0.8 | 1.1 | 1.1 | 0.7 | N |  |  | Y | IPP CHP | 3 | T | NG
Natural Gas Internal Combustion Engine.NG | natural gas peaker | TRUE | 62777 | Burrstone Energy Center | 62920 | Burrstone Energy Center | NY | Oneida | CG-3 | Natural Gas Internal Combustion Engine | IC |  | S | 1.1 | 0.8 | 1.1 | 1.1 | 0.7 | N |  |  | Y | IPP CHP | 3 | T | NG
Natural Gas Internal Combustion Engine.NG | natural gas peaker | TRUE | 62777 | Burrstone Energy Center | 62920 | Burrstone Energy Center | NY | Oneida | CG-4 | Natural Gas Internal Combustion Engine | IC |  | S | 0.3 | 0.8 | 0.3 | 0.3 | 0.2 | N |  |  | Y | IPP CHP | 3 | T | NG
Solar Photovoltaic.SUN | solar PV | TRUE | 6452 | Florida Power & Light Co | 62921 | Palm Bay Solar | FL | Brevard | 1 | Solar Photovoltaic | PV |  | S | 74.5 |  | 74.5 | 74.5 |  | N |  |  | N | Electric Utility | 1 | X | SUN
Solar Photovoltaic.SUN | solar PV | TRUE | 6452 | Florida Power & Light Co | 62922 | Lakeside Solar Center | FL | Okeechobee | 1 | Solar Photovoltaic | PV |  | S | 74.5 |  | 74.5 | 74.5 |  | N |  |  | N | Electric Utility | 1 | X | SUN
Solar Photovoltaic.SUN | solar PV | TRUE | 6452 | Florida Power & Light Co | 62923 | Union Springs Solar Center | FL | Union | 1 | Solar Photovoltaic | PV |  | S | 74.5 |  | 74.5 | 74.5 |  | N |  |  | N | Electric Utility | 1 | X | SUN
Solar Photovoltaic.SUN | solar PV | TRUE | 6452 | Florida Power & Light Co | 62924 | Pelican Solar Center | FL | St Lucie | 1 | Solar Photovoltaic | PV |  | S | 74.5 |  | 74.5 | 74.5 |  | N |  |  | N | Electric Utility | 1 | X | SUN
Solar Photovoltaic.SUN | solar PV | TRUE | 6452 | Florida Power & Light Co | 62925 | Egret Solar Center | FL | Baker | 1 | Solar Photovoltaic | PV |  | S | 74.5 |  | 74.5 | 74.5 |  | N |  |  | N | Electric Utility | 1 | X | SUN
Natural Gas Fired Combined Cycle.NG | natural gas combined cycle | TRUE | 62787 | Jackson Generation, LLC | 62926 | Jackson Generation, LLC | IL | Will | 01 | Natural Gas Fired Combined Cycle | CS |  | S | 644.3 | 0.85 | 600 | 558 | 340 | N |  |  | N | IPP Non-CHP | 2 | X | NG
Natural Gas Fired Combined Cycle.NG | natural gas combined cycle | TRUE | 62787 | Jackson Generation, LLC | 62926 | Jackson Generation, LLC | IL | Will | 02 | Natural Gas Fired Combined Cycle | CS |  | S | 644.3 | 0.85 | 600 | 558 | 340 | N |  |  | N | IPP Non-CHP | 2 | X | NG
Solar Photovoltaic.SUN | solar PV | TRUE | 62784 | Kenyon Energy KS Solar 1 LLC | 62931 | City of Pratt Solar | KS | Pratt | PRATT | Solar Photovoltaic | PV |  | S | 6 |  | 6 | 6 |  | N |  |  | N | IPP Non-CHP | 2 | X | SUN
Solar Photovoltaic.SUN | solar PV | TRUE | 62789 | Oberon Solar IB | 62932 | Oberon IB | TX | Ector | OBR1B | Solar Photovoltaic | PV |  | W | 30 |  | 30 | 30 |  | N |  |  | N | IPP Non-CHP | 2 | X | SUN
Solar Photovoltaic.SUN | solar PV | TRUE | 62788 | Oberon Solar IA | 62933 | Oberon IA | TX | Ector | OBR1A | Solar Photovoltaic | PV |  | J | 150 |  | 150 | 150 |  | N |  |  | N | IPP Non-CHP | 2 | X | SUN
Onshore Wind Turbine.WND | onshore wind | TRUE | 62758 | Orchard Windfarm, LLC | 62935 | Orchard Windfarm 1, LLC | OR | Morrow | OCHW | Onshore Wind Turbine | WT |  | S | 10 |  | 10 | 10 | 0 | N |  |  | N | IPP Non-CHP | 2 | X | WND
Onshore Wind Turbine.WND | onshore wind | TRUE | 62778 | Rattlesnake Flat, LLC | 62936 | Rattlesnake Flat | WA | Adams | RAT | Onshore Wind Turbine | WT |  | S | 144 |  | 144 | 144 | 2.3 | N |  |  | N | IPP Non-CHP | 2 | X | WND
Batteries.MWH | battery storage | 0 | 62731 | Gopher Energy Storage, LLC | 62937 | Athens BESS | MN | Isanti | BA | Batteries | BA |  | S | 6 |  | 6 | 6 | 0 | N |  |  | N | IPP Non-CHP | 2 | X | MWH
Onshore Wind Turbine.WND | onshore wind | TRUE | 59496 | Allete Clean Energy | 62938 | Glen Ullin Energy Center | ND | Morton | 39001 | Onshore Wind Turbine | WT |  | W | 106.7 |  | 106.7 | 106.7 | 1 | N |  |  | N | IPP Non-CHP | 2 | X | WND
Onshore Wind Turbine.WND | onshore wind | TRUE | 59496 | Allete Clean Energy | 62939 | South Peak Wind | MT | Judith Basin | 41001 | Onshore Wind Turbine | WT |  | W | 80 |  | 80 | 80 | 1 | N |  |  | N | IPP Non-CHP | 2 | X | WND
Solar Photovoltaic.SUN | solar PV | TRUE | 62764 | C2 Starratt Solar LLC | 62940 | Starratt Solar | FL | Duval | PV | Solar Photovoltaic | PV |  | S | 5 |  | 5 | 5 |  | N |  |  | N | IPP Non-CHP | 2 | X | SUN
Solar Photovoltaic.SUN | solar PV | TRUE | 60370 | DG AMP Solar, LLC | 62941 | DG AMP Rittman Rd | OH | Medina | AMPRR | Solar Photovoltaic | PV |  | S | 2.6 |  | 2.6 | 2.6 |  | N |  |  | N | IPP Non-CHP | 2 | X | SUN
Solar Photovoltaic.SUN | solar PV | TRUE | 60370 | DG AMP Solar, LLC | 62942 | DG AMP 1048 Wadsworth | OH | Medina | A1048 | Solar Photovoltaic | PV |  | S | 6.3 |  | 6.3 | 6.3 |  | N |  |  | N | IPP Non-CHP | 2 | X | SUN
Onshore Wind Turbine.WND | onshore wind | TRUE | 17650 | Southern Power Co | 62943 | Deuel Harvest Wind Energy LLC | SD | Deuel | GEN1 | Onshore Wind Turbine | WT |  | W | 300 |  | 300 | 300 | 2.8 | N |  |  | N | IPP Non-CHP | 2 | X | WND
Onshore Wind Turbine.WND | onshore wind | TRUE | 62796 | Paulding Wind Farm IV LLC | 62944 | Timber Road IV | OH | Paulding | TRIV | Onshore Wind Turbine | WT |  | S | 125.1 |  | 125.1 | 125.1 | 0.7 | N |  |  | N | IPP Non-CHP | 2 | X | WND
Solar Photovoltaic.SUN | solar PV | TRUE | 62794 | AP Solar 2, LLC | 62945 | Fighting Jays Solar Project | TX | Fort Bend | FJSOL | Solar Photovoltaic | PV |  | S | 227.5 |  | 227.5 | 227.5 |  | N |  |  | N | IPP Non-CHP | 2 | X | SUN
Solar Photovoltaic.SUN | solar PV | TRUE | 62795 | Dickinson Solar, LLC | 62946 | Dickinson Solar | PA | Cumberland | DICK | Solar Photovoltaic | PV |  | S | 3 |  | 3 | 3 |  | N |  |  | N | IPP Non-CHP | 2 | X | SUN
Solar Photovoltaic.SUN | solar PV | TRUE | 60146 | Ameresco Federal Solutions | 62948 | NASA Wallops Flight Facility Solar | VA | Accomack | CRPT5 | Solar Photovoltaic | PV |  | W | 0.1 |  | 0.1 | 0.1 |  | N |  |  | N | IPP Non-CHP | 2 | X | SUN
Solar Photovoltaic.SUN | solar PV | TRUE | 60146 | Ameresco Federal Solutions | 62948 | NASA Wallops Flight Facility Solar | VA | Accomack | CRPT6 | Solar Photovoltaic | PV |  | W | 0.1 |  | 0.1 | 0.1 |  | N |  |  | N | IPP Non-CHP | 2 | X | SUN
Solar Photovoltaic.SUN | solar PV | TRUE | 60146 | Ameresco Federal Solutions | 62948 | NASA Wallops Flight Facility Solar | VA | Accomack | CRPT7 | Solar Photovoltaic | PV |  | W | 0.1 |  | 0.1 | 0.1 |  | N |  |  | N | IPP Non-CHP | 2 | X | SUN
Solar Photovoltaic.SUN | solar PV | TRUE | 60146 | Ameresco Federal Solutions | 62948 | NASA Wallops Flight Facility Solar | VA | Accomack | TRCK1 | Solar Photovoltaic | PV |  | W | 4 |  | 4 | 4 |  | N |  |  | N | IPP Non-CHP | 2 | X | SUN
Solar Photovoltaic.SUN | solar PV | TRUE | 62805 | Bluestone Farm Solar, LLC | 62950 | Bluestone Solar | VA | Mecklenburg | BLUE1 | Solar Photovoltaic | PV |  | S | 49.9 | 0.95 | 49.9 | 40.5 |  | N |  |  | N | IPP Non-CHP | 2 | X | SUN
Solar Photovoltaic.SUN | solar PV | TRUE | 62807 | Hawtree Creek Farm Solar, LLC | 62951 | Hawtree Solar | NC | Warren | HAWT1 | Solar Photovoltaic | PV |  | S | 65 |  | 65 | 50 |  | N |  |  | N | IPP Non-CHP | 2 | X | SUN
Onshore Wind Turbine.WND | onshore wind | TRUE | 15466 | Public Service Co of Colorado | 62952 | Cheyenne Ridge Wind Farm | CO | Cheyenne | CRW01 | Onshore Wind Turbine | WT |  | S | 498.4 |  | 477.1 | 477.1 | 1 | N |  |  | N | Electric Utility | 1 | X | WND
Solar Photovoltaic.SUN | solar PV | TRUE | 61677 | Sol Systems | 62953 | Griffin Solar | TX | McLennan | 1080 | Solar Photovoltaic | PV |  | S | 5 |  | 5 | 5 |  | N |  |  | N | IPP Non-CHP | 2 | X | SUN
Solar Photovoltaic.SUN | solar PV | TRUE | 20860 | Wisconsin Public Service Corp | 62955 | Badger Hollow I | WI | Iowa | GEN1 | Solar Photovoltaic | PV |  | J | 150 |  | 150 | 150 |  | N |  |  | N | Electric Utility | 1 | X | SUN
Onshore Wind Turbine.WND | onshore wind | TRUE | 49893 | Invenergy Services LLC | 62956 | Thunderhead Wind Energy LLC | NE | Antelope | GEN1 | Onshore Wind Turbine | WT |  | S | 300 |  | 300 | 300 | 0 | N |  |  | N | IPP Non-CHP | 2 | X | WND
Solar Photovoltaic.SUN | solar PV | TRUE | 62800 | DG Edison New Jersey LLC | 62957 | DG Iron Mountain | NJ | Middlesex | IRNMT | Solar Photovoltaic | PV |  | S | 5.4 |  | 5.4 | 5.4 |  | N |  |  | N | IPP Non-CHP | 2 | X | SUN
Solar Photovoltaic.SUN | solar PV | TRUE | 62801 | DG Linden New Jersey LLC | 62958 | DG Infineum | NJ | Union | INFNM | Solar Photovoltaic | PV |  | S | 2 |  | 2 | 2 |  | N |  |  | N | IPP Non-CHP | 2 | X | SUN
Solar Photovoltaic.SUN | solar PV | TRUE | 62808 | Whitehorn Solar, LLC | 62959 | Whitehorn Solar | VA | Pittsylvania | WHIT1 | Solar Photovoltaic | PV |  | S | 50 |  | 50 | 30.3 |  | N |  |  | N | IPP Non-CHP | 2 | X | SUN
Solar Photovoltaic.SUN | solar PV | TRUE | 62817 | DG Georgia Solar II, LLC | 62960 | Kimberly-Clark Solar | GA | Troup | KC | Solar Photovoltaic | PV |  | S | 2.3 |  | 2.3 | 2.3 |  | N |  |  | N | IPP Non-CHP | 2 | X | SUN
Solar Photovoltaic.SUN | solar PV | TRUE | 63359 | REA Investments, LLC | 62961 | Novel Brooten Solar CSG | MN | Stearns | BROOT | Solar Photovoltaic | PV |  | S | 1 | 0.95 | 1 | 1 | 1 | N |  |  | N | IPP Non-CHP | 2 | X | SUN
Solar Photovoltaic.SUN | solar PV | TRUE | 63359 | REA Investments, LLC | 62962 | Novel Reber Solar CSG | MN | Stearns | REBER | Solar Photovoltaic | PV |  | S | 1 |  | 1 | 1 |  | N |  |  | N | IPP Non-CHP | 2 | X | SUN
Solar Photovoltaic.SUN | solar PV | TRUE | 63359 | REA Investments, LLC | 62963 | Novel Historical Society Solar CSG | MN | Renville | HIST | Solar Photovoltaic | PV |  | S | 1 |  | 1 | 1 |  | N |  |  | N | IPP Non-CHP | 2 | X | SUN
Solar Photovoltaic.SUN | solar PV | TRUE | 63359 | REA Investments, LLC | 62966 | Novel Herber Solar CSG | MN | Winona | HERB | Solar Photovoltaic | PV |  | S | 1 | 0.96 | 1 | 1 | 1 | N |  |  | N | IPP Non-CHP | 2 | X | SUN
Solar Photovoltaic.SUN | solar PV | TRUE | 63359 | REA Investments, LLC | 62967 | Novel Herickhoff Solar CSG | MN | Douglas | HERIC | Solar Photovoltaic | PV |  | S | 1 | 1 | 1 | 1 | 1 | N |  |  | N | IPP Non-CHP | 2 | X | SUN
Batteries.MWH | battery storage | 0 | 62812 | Syncarpha Tewksbury, LLC | 62968 | Syncarpha Tewksbury Hybrid CSG | MA | Middlesex | SYTKB | Batteries | BA |  | S | 2 | 1 | 2 | 2 | 0.1 | N |  |  | N | IPP Non-CHP | 2 | X | MWH
Solar Photovoltaic.SUN | solar PV | TRUE | 62812 | Syncarpha Tewksbury, LLC | 62968 | Syncarpha Tewksbury Hybrid CSG | MA | Middlesex | SYTKS | Solar Photovoltaic | PV |  | S | 2.8 | 1 | 2.8 | 2.8 |  | N |  |  | N | IPP Non-CHP | 2 | X | SUN
Batteries.MWH | battery storage | 0 | 62826 | Syncarpha Puddon I, LLC | 62969 | Syncarpha Puddon I Hybrid CSG | MA | Worcester | SYP1B | Batteries | BA |  | S | 4 | 1 | 4 | 4 | 0.1 | N |  |  | N | IPP Non-CHP | 2 | X | MWH
Solar Photovoltaic.SUN | solar PV | TRUE | 62826 | Syncarpha Puddon I, LLC | 62969 | Syncarpha Puddon I Hybrid CSG | MA | Worcester | SYP1S | Solar Photovoltaic | PV |  | S | 5 | 1 | 5 | 5 |  | N |  |  | N | IPP Non-CHP | 2 | X | SUN
Batteries.MWH | battery storage | 0 | 62827 | Syncarpha Puddon II, LLC | 62970 | Syncarpha Puddon II Hybrid CSG | MA | Worcester | SYP2B | Batteries | BA |  | S | 4 | 1 | 4 | 4 | 0.1 | N |  |  | N | IPP Non-CHP | 2 | X | MWH
Solar Photovoltaic.SUN | solar PV | TRUE | 62827 | Syncarpha Puddon II, LLC | 62970 | Syncarpha Puddon II Hybrid CSG | MA | Worcester | SYP2S | Solar Photovoltaic | PV |  | S | 5 | 1 | 5 | 5 |  | N |  |  | N | IPP Non-CHP | 2 | X | SUN
Solar Photovoltaic.SUN | solar PV | TRUE | 62813 | Syncarpha Westminster, LLC | 62971 | Syncarpha Westminster Hybrid CSG | MA | Worcester | SYWES | Solar Photovoltaic | PV |  | S | 4.7 | 1 | 4.7 | 4.7 |  | N |  |  | N | IPP Non-CHP | 2 | X | SUN
Batteries.MWH | battery storage | 0 | 62814 | Syncarpha Leicester, LLC | 62972 | Syncarpha Leicester Hybrid CSG | MA | Worcester | SYLEB | Batteries | BA |  | S | 2 | 1 | 2 | 2 | 0.1 | N |  |  | N | IPP Non-CHP | 2 | X | MWH
Solar Photovoltaic.SUN | solar PV | TRUE | 62814 | Syncarpha Leicester, LLC | 62972 | Syncarpha Leicester Hybrid CSG | MA | Worcester | SYLES | Solar Photovoltaic | PV |  | S | 2.6 | 1 | 2.6 | 2.6 |  | N |  |  | N | IPP Non-CHP | 2 | X | SUN
Batteries.MWH | battery storage | 0 | 62819 | Syncarpha Halifax, LLC | 62973 | Syncarpha Halifax Hybrid CSG | MA | Plymouth | SYHAB | Batteries | BA |  | S | 1.6 | 1 | 1.6 | 1.6 | 0 | N |  |  | N | IPP Non-CHP | 2 | X | MWH
Solar Photovoltaic.SUN | solar PV | TRUE | 62819 | Syncarpha Halifax, LLC | 62973 | Syncarpha Halifax Hybrid CSG | MA | Plymouth | SYHAS | Solar Photovoltaic | PV |  | S | 1.7 | 1 | 1.7 | 1.7 | 0 | N |  |  | N | IPP Non-CHP | 2 | X | SUN
Solar Photovoltaic.SUN | solar PV | TRUE | 62820 | Syncarpha Millbury, LLC | 62974 | Syncarpha Millbury Hybrid (CSG) | MA | Worcester | SYMIS | Solar Photovoltaic | PV |  | S | 5 | 1 | 5 | 5 |  | N |  |  | N | IPP Non-CHP | 2 | X | SUN
Batteries.MWH | battery storage | 0 | 62822 | Syncarpha Blandford, LLC | 62975 | Syncarpha Blandford Hybrid CSG | MA | Hampden | SYBLB | Batteries | BA |  | S | 3.9 | 1 | 3.9 | 3.9 | 0 | N |  |  | N | IPP Non-CHP | 2 | X | MWH
Solar Photovoltaic.SUN | solar PV | TRUE | 62822 | Syncarpha Blandford, LLC | 62975 | Syncarpha Blandford Hybrid CSG | MA | Hampden | SYBLS | Solar Photovoltaic | PV |  | S | 4.9 |  | 4.9 | 4.9 |  | N |  |  | N | IPP Non-CHP | 2 | X | SUN
Batteries.MWH | battery storage | 0 | 62821 | Syncarpha Northampton, LLC | 62976 | Syncarpha Northampton Hybrid CSG | MA | Hampshire | SYNOB | Batteries | BA |  | S | 2 | 1 | 2 | 2 | 0 | N |  |  | N | IPP Non-CHP | 2 | X | MWH
Solar Photovoltaic.SUN | solar PV | TRUE | 62821 | Syncarpha Northampton, LLC | 62976 | Syncarpha Northampton Hybrid CSG | MA | Hampshire | SYNOS | Solar Photovoltaic | PV |  | S | 3.6 | 1 | 3.6 | 3.6 | 0 | N |  |  | N | IPP Non-CHP | 2 | X | SUN
Batteries.MWH | battery storage | 0 | 62824 | Syncarpha Northbridge I, LLC | 62977 | Syncarpha Northbridge I Hybrid(CSG) | MA | Worcester | SYN1B | Batteries | BA |  | S | 4 | 1 | 4 | 4 | 0.1 | N |  |  | N | IPP Non-CHP | 2 | X | MWH
Solar Photovoltaic.SUN | solar PV | TRUE | 62824 | Syncarpha Northbridge I, LLC | 62977 | Syncarpha Northbridge I Hybrid(CSG) | MA | Worcester | SYN1S | Solar Photovoltaic | PV |  | S | 5 | 1 | 5 | 5 |  | N |  |  | N | IPP Non-CHP | 2 | X | SUN
Batteries.MWH | battery storage | 0 | 62825 | Syncarpha Northbridge II, LLC | 62978 | Syncarpha Northbridge II Hybrid CSG | MA | Worcester | SYN2B | Batteries | BA |  | S | 3 | 1 | 3 | 3 | 0.1 | N |  |  | N | IPP Non-CHP | 2 | X | MWH
Solar Photovoltaic.SUN | solar PV | TRUE | 62825 | Syncarpha Northbridge II, LLC | 62978 | Syncarpha Northbridge II Hybrid CSG | MA | Worcester | SYN2S | Solar Photovoltaic | PV |  | S | 5 | 1 | 5 | 5 |  | N |  |  | N | IPP Non-CHP | 2 | X | SUN
Solar Photovoltaic.SUN | solar PV | TRUE | 63359 | REA Investments, LLC | 62979 | Novel DeCook Solar CSG | MN | Olmsted | DECO | Solar Photovoltaic | PV |  | S | 1 | 0.95 | 1 | 1 | 1 | N |  |  | N | IPP Non-CHP | 2 | X | SUN
Solar Photovoltaic.SUN | solar PV | TRUE | 57222 | Liberty Utilities (CalPeco Electric) LLC | 62980 | Turquoise Liberty Solar | NV | Washoe | PV | Solar Photovoltaic | PV |  | S | 10 | 1 | 10 | 10 |  | N |  |  | N | Electric Utility | 1 | X | SUN
Batteries.MWH | battery storage | 0 | 56404 | National Grid | 62981 | East Pulaski BESS | NY | Oswego | BESS | Batteries | BA |  | S | 2 |  | 2 | 2 | 0.2 | N |  |  | N | Electric Utility | 1 | X | MWH
Solar Photovoltaic.SUN | solar PV | TRUE | 63359 | REA Investments, LLC | 62982 | Novel Schmoll Farms Solar CSG | MN | Dodge | SCHM | Solar Photovoltaic | PV |  | S | 1 | 1 | 1 | 1 |  | N |  |  | N | IPP Non-CHP | 2 | X | SUN
Solar Photovoltaic.SUN | solar PV | TRUE | 63359 | REA Investments, LLC | 62983 | Novel Pederson Solar CSG | MN | Benton | PED | Solar Photovoltaic | PV |  | S | 1 | 0.95 | 1 | 1 | 1 | N |  |  | N | IPP Non-CHP | 2 | X | SUN
Solar Photovoltaic.SUN | solar PV | TRUE | 63359 | REA Investments, LLC | 62984 | Novel Jewison Solar CSG | MN | Waseca | JEWI | Solar Photovoltaic | PV |  | S | 1 | 0.95 | 1 | 1 | 1 | N |  |  | N | IPP Non-CHP | 2 | X | SUN
Solar Photovoltaic.SUN | solar PV | TRUE | 63359 | REA Investments, LLC | 62985 | Novel Byron Solar CSG | MN | Olmsted | BYRN | Solar Photovoltaic | PV |  | S | 1 | 1 | 1 | 1 | 1 | N |  |  | N | IPP Non-CHP | 2 | X | SUN
Solar Photovoltaic.SUN | solar PV | TRUE | 63359 | REA Investments, LLC | 62986 | Novel Kanewischer Solar CSG | MN | Waseca | KANE | Solar Photovoltaic | PV |  | S | 1 | 1 | 1 | 1 | 1 | N |  |  | N | IPP Non-CHP | 2 | X | SUN
Solar Photovoltaic.SUN | solar PV | FALSE | 61944 | MN8 Energy LLC | 62987 | Grossmont HS Solar Project | CA | San Diego | GHSP | Solar Photovoltaic | PV |  | S | 1.4 |  | 1.3 | 0.8 |  | N |  |  | N | Commercial Non-CHP | 4 | X | SUN
Solar Photovoltaic.SUN | solar PV | TRUE | 62842 | Lightsource Renewable Energy Asset Management, LLC | 62988 | Wildflower Solar 1 | CA | Sacramento | CAWF1 | Solar Photovoltaic | PV |  | W | 13 | 0.95 | 13 | 13 |  | N |  |  | N | IPP Non-CHP | 2 | X | SUN
Solar Photovoltaic.SUN | solar PV | TRUE | 62842 | Lightsource Renewable Energy Asset Management, LLC | 62989 | Whitetail Solar 1 | PA | Franklin | PAWT1 | Solar Photovoltaic | PV |  | W | 13.5 |  | 13.5 | 13.5 |  | N |  |  | N | IPP Non-CHP | 2 | X | SUN
Solar Photovoltaic.SUN | solar PV | TRUE | 62842 | Lightsource Renewable Energy Asset Management, LLC | 62990 | Whitetail Solar 2 | PA | Franklin | PAWT2 | Solar Photovoltaic | PV |  | W | 20 | 0.95 | 20 | 20 |  | N |  |  | N | IPP Non-CHP | 2 | X | SUN
Solar Photovoltaic.SUN | solar PV | TRUE | 62842 | Lightsource Renewable Energy Asset Management, LLC | 62991 | Whitetail Solar 3 | PA | Franklin | PAWT3 | Solar Photovoltaic | PV |  | W | 20 | 0.95 | 20 | 20 |  | N |  |  | N | IPP Non-CHP | 2 | X | SUN
Solar Photovoltaic.SUN | solar PV | TRUE | 62838 | LSE Dorado, LLC | 62992 | Goose Pond Solar | MA | Hampden | GPNOR | Solar Photovoltaic | PV |  | S | 2 |  | 2 | 2 |  | N |  |  | N | IPP Non-CHP | 2 | X | SUN
Solar Photovoltaic.SUN | solar PV | TRUE | 62838 | LSE Dorado, LLC | 62992 | Goose Pond Solar | MA | Hampden | GPSOU | Solar Photovoltaic | PV |  | S | 2 |  | 2 | 2 |  | N |  |  | N | IPP Non-CHP | 2 | X | SUN
Solar Photovoltaic.SUN | solar PV | TRUE | 62842 | Lightsource Renewable Energy Asset Management, LLC | 62993 | Johnson Corner Solar 1 | KS | Stanton | KSJC1 | Solar Photovoltaic | PV |  | W | 20 | 0.95 | 20 | 20 |  | N |  |  | N | IPP Non-CHP | 2 | X | SUN
Solar Photovoltaic.SUN | solar PV | TRUE | 62842 | Lightsource Renewable Energy Asset Management, LLC | 62994 | Bluewater CDEC 1 | NM | Cibola | NMBW1 | Solar Photovoltaic | PV |  | W | 2.4 |  | 2.4 | 2.4 |  | N |  |  | N | IPP Non-CHP | 2 | X | SUN
Solar Photovoltaic.SUN | solar PV | TRUE | 62842 | Lightsource Renewable Energy Asset Management, LLC | 62995 | Grants CDEC 2 | NM | Cibola | NMGR1 | Solar Photovoltaic | PV |  | W | 4.5 |  | 4.5 | 4.5 |  | N |  |  | N | IPP Non-CHP | 2 | X | SUN
Solar Photovoltaic.SUN | solar PV | TRUE | 62845 | ESA Four Oaks 2 NC LLC | 62996 | ESA Four Oaks 2 NC LLC | NC | Johnston | PGR08 | Solar Photovoltaic | PV |  | S | 2 |  | 2 | 2 |  | N |  |  | N | IPP Non-CHP | 2 | X | SUN
Solar Photovoltaic.SUN | solar PV | TRUE | 62844 | Spring Hope Solar 3, LLC | 62997 | Spring Hope Solar 3, LLC | NC | Nash | PGR09 | Solar Photovoltaic | PV |  | S | 5 |  | 5 | 5 |  | N |  |  | N | IPP Non-CHP | 2 | X | SUN
Solar Photovoltaic.SUN | solar PV | TRUE | 61012 | AES Distributed Energy | 62998 | 25 Ashdown Road Solar, LLC | NY | Saratoga | ASHDO | Solar Photovoltaic | PV |  | S | 4 | 1 | 4 | 4 |  | N |  |  | N | IPP Non-CHP | 2 | X | SUN
Batteries.MWH | battery storage | 0 | 61012 | AES Distributed Energy | 62999 | Finchville Solar, LLC Hybrid CSG | NY | Orange | BESS | Batteries | BA |  | S | 3 | 1 | 3 | 3 | 0 | N |  |  | N | IPP Non-CHP | 2 | X | MWH
Solar Photovoltaic.SUN | solar PV | TRUE | 61012 | AES Distributed Energy | 62999 | Finchville Solar, LLC Hybrid CSG | NY | Orange | FINCH | Solar Photovoltaic | PV |  | S | 5 | 1 | 5 | 5 | 0 | N |  |  | N | IPP Non-CHP | 2 | X | SUN
Batteries.MWH | battery storage | 0 | 61012 | AES Distributed Energy | 63000 | RT 52 Walden Solar 1, LLC Hybrid | NY | Orange | BESS | Batteries | BA |  | S | 4 | 1 | 4 | 4 | 0 | N |  |  | N | IPP Non-CHP | 2 | X | MWH
Solar Photovoltaic.SUN | solar PV | TRUE | 61012 | AES Distributed Energy | 63000 | RT 52 Walden Solar 1, LLC Hybrid | NY | Orange | WALDN | Solar Photovoltaic | PV |  | S | 5 | 1 | 5 | 5 |  | N |  |  | N | IPP Non-CHP | 2 | X | SUN
Geothermal.GEO | geothermal | TRUE | 62861 | Open Mountain Energy LLC. | 63001 | Whitegrass No. 1 | NV | Lyon | OH1 | Geothermal | BT |  | S | 1.9 | 0.95 | 1.9 | 1.9 | 0.3 | N |  |  | N | IPP Non-CHP | 2 | X | GEO
Geothermal.GEO | geothermal | TRUE | 62861 | Open Mountain Energy LLC. | 63001 | Whitegrass No. 1 | NV | Lyon | OH2 | Geothermal | BT |  | S | 1.9 | 0.95 | 1.9 | 1.9 | 0.3 | N |  |  | N | IPP Non-CHP | 2 | X | GEO
Geothermal.GEO | geothermal | TRUE | 62861 | Open Mountain Energy LLC. | 63001 | Whitegrass No. 1 | NV | Lyon | OL1 | Geothermal | BT |  | S | 1.3 | 0.95 | 1.3 | 1.3 | 0.3 | N |  |  | N | IPP Non-CHP | 2 | X | GEO
Geothermal.GEO | geothermal | TRUE | 62861 | Open Mountain Energy LLC. | 63001 | Whitegrass No. 1 | NV | Lyon | OL2 | Geothermal | BT |  | S | 1.3 | 0.95 | 1.3 | 1.3 | 0.3 | N |  |  | N | IPP Non-CHP | 2 | X | GEO
Solar Photovoltaic.SUN | solar PV | TRUE | 63359 | REA Investments, LLC | 63004 | Novel Bartel Solar CSG | MN | Olmsted | BART | Solar Photovoltaic | PV |  | S | 1 | 0.96 | 1 | 1 | 1 | N |  |  | N | IPP Non-CHP | 2 | X | SUN
Solar Photovoltaic.SUN | solar PV | TRUE | 63359 | REA Investments, LLC | 63005 | Novel Haley Solar CSG | MN | Waseca | HALY | Solar Photovoltaic | PV |  | S | 1 | 1 | 1 | 1 | 1 | N |  |  | N | IPP Non-CHP | 2 | X | SUN
Solar Photovoltaic.SUN | solar PV | TRUE | 63359 | REA Investments, LLC | 63007 | Novel MNDot Solar CSG | MN | Washington | MNDT | Solar Photovoltaic | PV |  | S | 1 | 0.98 | 1 | 1 | 1 | N |  |  | N | IPP Non-CHP | 2 | X | SUN
Solar Photovoltaic.SUN | solar PV | TRUE | 63359 | REA Investments, LLC | 63008 | Novel Winegar Partnership Solar CSG | MN | Waseca | WINE | Solar Photovoltaic | PV |  | S | 1 | 1 | 1 | 1 |  | N |  |  | N | IPP Non-CHP | 2 | X | SUN
Solar Photovoltaic.SUN | solar PV | TRUE | 63359 | REA Investments, LLC | 63009 | Novel Peter Solar CSG | MN | Le Sueur | PETR | Solar Photovoltaic | PV |  | S | 1 | 1 | 1 | 1 |  | N |  |  | N | IPP Non-CHP | 2 | X | SUN
Solar Photovoltaic.SUN | solar PV | TRUE | 63359 | REA Investments, LLC | 63010 | Novel Benedix Solar CSG | MN | Dodge | BNDX | Solar Photovoltaic | PV |  | S | 1 | 1 | 1 | 1 | 1 | N |  |  | N | IPP Non-CHP | 2 | X | SUN
Batteries.MWH | battery storage | 0 | 61012 | AES Distributed Energy | 63011 | Cronin Road Solar 1, LLC CSG Hybrid | MA | Worcester | BESS | Batteries | BA |  | S | 1.5 | 1 | 1.5 | 1.5 | 0 | N |  |  | N | IPP Non-CHP | 2 | X | MWH
Solar Photovoltaic.SUN | solar PV | TRUE | 61012 | AES Distributed Energy | 63011 | Cronin Road Solar 1, LLC CSG Hybrid | MA | Worcester | CRONI | Solar Photovoltaic | PV |  | S | 1.5 | 1 | 1.5 | 1.5 |  | N |  |  | N | IPP Non-CHP | 2 | X | SUN
Solar Photovoltaic.SUN | solar PV | TRUE | 61012 | AES Distributed Energy | 63012 | Ransomville Solar 1, LLC | NY | Niagara | SWANN | Solar Photovoltaic | PV |  | S | 5 | 1 | 5 | 5 |  | N |  |  | N | IPP Non-CHP | 2 | X | SUN
Solar Photovoltaic.SUN | solar PV | TRUE | 61012 | AES Distributed Energy | 63013 | Johnstown Solar 1, LLC | NY | Fulton | STATE | Solar Photovoltaic | PV |  | S | 4 | 1 | 4 | 4 |  | N |  |  | N | IPP Non-CHP | 2 | X | SUN
Solar Photovoltaic.SUN | solar PV | TRUE | 62873 | Plott Hound Solar, LLC | 63015 | Plott Hound Solar | NC | Craven | 1088 | Solar Photovoltaic | PV |  | W | 5 | 1 | 5 | 5 |  | N |  |  | N | IPP Non-CHP | 2 | X | SUN
Solar Photovoltaic.SUN | solar PV | TRUE | 62872 | Carolina Lily Solar, LLC | 63016 | Carolina Lily Solar | NC | Davie | 1096 | Solar Photovoltaic | PV |  | W | 5 | 1 | 5 | 5 |  | N |  |  | N | IPP Non-CHP | 2 | X | SUN
Solar Photovoltaic.SUN | solar PV | TRUE | 62871 | Ray Wilson Solar, LLC | 63017 | Ray Wilson Solar | NC | Davie | 1090 | Solar Photovoltaic | PV |  | W | 5 | 1 | 5 | 5 |  | N |  |  | N | IPP Non-CHP | 2 | X | SUN
Solar Photovoltaic.SUN | solar PV | TRUE | 62870 | Heritage Sustainable Energy. LLC | 63019 | Green Lake Solar | MI | Grand Traverse | GRN1 | Solar Photovoltaic | PV |  | S | 1 |  | 1 | 1 |  | N |  |  | N | IPP Non-CHP | 2 | X | SUN
Solar Photovoltaic.SUN | solar PV | TRUE | 62870 | Heritage Sustainable Energy. LLC | 63020 | TCLP Solar Phase 1 | MI | Leelanau | TCLP1 | Solar Photovoltaic | PV |  | S | 1 |  | 1 | 1 |  | N |  |  | N | IPP Non-CHP | 2 | X | SUN
Solar Photovoltaic.SUN | solar PV | TRUE | 62856 | Forefront Power, LLC | 63021 | SCCCD - Clovis Community College | CA | Fresno | 232 | Solar Photovoltaic | PV |  | S | 1.3 |  | 1.3 | 1.3 |  | N |  |  | N | IPP Non-CHP | 2 | X | SUN
Batteries.MWH | battery storage | 0 | 62876 | Department of the Army, Fort Carson | 63022 | Fort Carson Battery Energy Storage System | CO | El Paso | 1 | Batteries | BA |  | S | 4.2 |  | 4.2 | 4.2 | 0.1 | N |  |  | N | Commercial Non-CHP | 4 | X | MWH
Natural Gas Internal Combustion Engine.NG | natural gas peaker | FALSE | 62877 | Jefferson Torresdale Hospital | 63023 | Jefferson Torresdale Hospital | PA | Philadelphia | COGEN | Natural Gas Internal Combustion Engine | IC |  | S | 1.1 | 0.8 | 1.1 | 1.1 | 0.6 | N |  |  | Y | Commercial CHP | 5 | T | NG
Solar Photovoltaic.SUN | solar PV | TRUE | 63631 | Four Brothers 2, LLC | 63024 | Hertford Solar Power, LLC | NC | Hertford | KEH | Solar Photovoltaic | PV |  | S | 10 |  | 10 | 10 | 0 | N | 1 | 2061 | N | IPP Non-CHP | 2 | X | SUN
Onshore Wind Turbine.WND | onshore wind | TRUE | 62855 | Clear Creek Wind, LLC | 63025 | Clear Creek Wind | MO | Nodaway | V110 | Onshore Wind Turbine | WT |  | W | 22 |  | 22 | 22 | 2 | N |  |  | N | IPP Non-CHP | 2 | X | WND
Onshore Wind Turbine.WND | onshore wind | TRUE | 62855 | Clear Creek Wind, LLC | 63025 | Clear Creek Wind | MO | Nodaway | V120 | Onshore Wind Turbine | WT |  | W | 220 |  | 220 | 220 | 2 | N |  |  | N | IPP Non-CHP | 2 | X | WND
Solar Photovoltaic.SUN | solar PV | TRUE | 61677 | Sol Systems | 63027 | Mars Solar | TX | Webb | 20 | Solar Photovoltaic | PV |  | S | 10 |  | 10 | 10 |  | N |  |  | N | IPP Non-CHP | 2 | X | SUN
Solar Photovoltaic.SUN | solar PV | TRUE | 49893 | Invenergy Services LLC | 63029 | Hardin Solar Energy LLC | OH | Hardin | GEN1 | Solar Photovoltaic | PV |  | S | 150 |  | 150 | 150 |  | N |  |  | N | IPP Non-CHP | 2 | X | SUN
Onshore Wind Turbine.WND | onshore wind | TRUE | 64495 | Canadian Breaks LLC | 63030 | Canadian Breaks, LLC | TX | Deaf Smith | CBRKS | Onshore Wind Turbine | WT |  | W | 210.1 |  | 210.1 | 210.1 | 0 | N |  |  | N | IPP Non-CHP | 2 | X | WND
Solar Photovoltaic.SUN | solar PV | TRUE | 5248 | Dominion Energy Inc. | 63031 | Gloucester Solar | VA | Gloucester | GLSO | Solar Photovoltaic | PV |  | S | 19.9 |  | 19.8 | 19.8 |  | N |  |  | N | Electric Utility | 1 | X | SUN
Solar Photovoltaic.SUN | solar PV | TRUE | 60281 | Altus Power America Management, LLC | 63033 | FastSun 19 CSG | MN | Dakota | FS19 | Solar Photovoltaic | PV |  | S | 1 |  | 1 | 1 |  | N |  |  | N | IPP Non-CHP | 2 | X | SUN
Solar Photovoltaic.SUN | solar PV | TRUE | 60281 | Altus Power America Management, LLC | 63034 | FastSun 18 CSG | MN | Winona | FS18 | Solar Photovoltaic | PV |  | S | 1 |  | 1 | 1 |  | N |  |  | N | IPP Non-CHP | 2 | X | SUN
Solar Photovoltaic.SUN | solar PV | TRUE | 60281 | Altus Power America Management, LLC | 63035 | FastSun 13 CSG | MN | Douglas | FS13 | Solar Photovoltaic | PV |  | S | 1 |  | 1 | 1 |  | N |  |  | N | IPP Non-CHP | 2 | X | SUN
Solar Photovoltaic.SUN | solar PV | TRUE | 60281 | Altus Power America Management, LLC | 63036 | FastSun 14 CSG | MN | Blue Earth | FS14 | Solar Photovoltaic | PV |  | S | 1 |  | 1 | 1 |  | N |  |  | N | IPP Non-CHP | 2 | X | SUN
Solar Photovoltaic.SUN | solar PV | TRUE | 60281 | Altus Power America Management, LLC | 63037 | FastSun 11 CSG | MN | Goodhue | FS11 | Solar Photovoltaic | PV |  | S | 1 |  | 1 | 1 |  | N |  |  | N | IPP Non-CHP | 2 | X | SUN
Solar Photovoltaic.SUN | solar PV | TRUE | 60281 | Altus Power America Management, LLC | 63038 | FastSun 10 CSG | MN | Goodhue | FS10 | Solar Photovoltaic | PV |  | S | 1 |  | 1 | 1 |  | N |  |  | N | IPP Non-CHP | 2 | X | SUN
Solar Photovoltaic.SUN | solar PV | TRUE | 60281 | Altus Power America Management, LLC | 63039 | FastSun 8 CSG | MN | Nicollet | FS8 | Solar Photovoltaic | PV |  | S | 1 |  | 1 | 1 |  | N |  |  | N | IPP Non-CHP | 2 | X | SUN
Solar Photovoltaic.SUN | solar PV | TRUE | 60281 | Altus Power America Management, LLC | 63040 | FastSun 9 CSG | MN | Goodhue | FS9 | Solar Photovoltaic | PV |  | S | 1 |  | 1 | 1 |  | N |  |  | N | IPP Non-CHP | 2 | X | SUN
Solar Photovoltaic.SUN | solar PV | TRUE | 61012 | AES Distributed Energy | 63041 | Lane Ave Solar LLC | MA | Worcester | HANRA | Solar Photovoltaic | PV |  | S | 1.5 | 1 | 1.5 | 1.5 |  | N |  |  | N | IPP Non-CHP | 2 | X | SUN
Solar Photovoltaic.SUN | solar PV | TRUE | 60281 | Altus Power America Management, LLC | 63042 | FastSun 3 CSG | MN | Stearns | FS3 | Solar Photovoltaic | PV |  | S | 1 |  | 1 | 1 |  | N |  |  | N | IPP Non-CHP | 2 | X | SUN
Solar Photovoltaic.SUN | solar PV | TRUE | 60281 | Altus Power America Management, LLC | 63043 | FastSun 7 CSG | MN | McLeod | FS7 | Solar Photovoltaic | PV |  | S | 1 |  | 1 | 1 |  | N |  |  | N | IPP Non-CHP | 2 | X | SUN
Batteries.MWH | battery storage | 0 | 61012 | AES Distributed Energy | 63044 | Ryan Road Solar LLC Hybrid(CSG) | MA | Worcester | BESS | Batteries | BA |  | S | 4.3 |  | 4.3 | 4.3 | 0 | N |  |  | N | IPP Non-CHP | 2 | X | MWH
Solar Photovoltaic.SUN | solar PV | TRUE | 61012 | AES Distributed Energy | 63044 | Ryan Road Solar LLC Hybrid(CSG) | MA | Worcester | ORCHA | Solar Photovoltaic | PV |  | S | 4.3 |  | 4.3 | 4.3 |  | N |  |  | N | IPP Non-CHP | 2 | X | SUN
Solar Photovoltaic.SUN | solar PV | TRUE | 60281 | Altus Power America Management, LLC | 63045 | FastSun 5 CSG | MN | Winona | FS5 | Solar Photovoltaic | PV |  | S | 1 |  | 1 | 1 |  | N |  |  | N | IPP Non-CHP | 2 | X | SUN
Solar Photovoltaic.SUN | solar PV | TRUE | 60281 | Altus Power America Management, LLC | 63046 | FastSun 1 CSG | MN | Meeker | FS1 | Solar Photovoltaic | PV |  | S | 1 |  | 1 | 1 |  | N |  |  | N | IPP Non-CHP | 2 | X | SUN
Solar Photovoltaic.SUN | solar PV | TRUE | 61012 | AES Distributed Energy | 63047 | W. Orange Rd Solar LLC | MA | Franklin | HEYES | Solar Photovoltaic | PV |  | S | 5 | 1 | 5 | 5 |  | N |  |  | N | IPP Non-CHP | 2 | X | SUN
Solar Photovoltaic.SUN | solar PV | TRUE | 61012 | AES Distributed Energy | 63048 | Wilbur Woods Solar LLC | MA | Franklin | DESMO | Solar Photovoltaic | PV |  | S | 5 | 1 | 5 | 5 |  | N |  |  | N | IPP Non-CHP | 2 | X | SUN
Solar Photovoltaic.SUN | solar PV | TRUE | 49893 | Invenergy Services LLC | 63049 | Prineville Solar Energy LLC | OR | Crook | GEN1 | Solar Photovoltaic | PV |  | S | 40 |  | 46.2 | 46.2 |  | N |  |  | N | IPP Non-CHP | 2 | X | SUN
Solar Photovoltaic.SUN | solar PV | TRUE | 49893 | Invenergy Services LLC | 63050 | Millican Solar Energy LLC | OR | Crook | GEN1 | Solar Photovoltaic | PV |  | S | 70 |  | 71.4 | 71.4 |  | N |  |  | N | IPP Non-CHP | 2 | X | SUN
Solar Photovoltaic.SUN | solar PV | TRUE | 61227 | Nautilus Solar Solutions | 63051 | Hollygrove CSG | NY | Wayne | 32 | Solar Photovoltaic | PV |  | S | 2 |  | 2 | 2 |  | N |  |  | N | IPP Non-CHP | 2 | X | SUN
Solar Photovoltaic.SUN | solar PV | TRUE | 61227 | Nautilus Solar Solutions | 63052 | Guildlerland CSG | NY | Albany | 106 | Solar Photovoltaic | PV |  | S | 2 |  | 2 | 2 |  | N |  |  | N | IPP Non-CHP | 2 | X | SUN
Onshore Wind Turbine.WND | onshore wind | TRUE | 12341 | MidAmerican Energy Co | 63053 | Palo Alto Wind Farm | IA | Palo Alto | PAWF | Onshore Wind Turbine | WT |  | S | 250 | 0.9 | 250 | 250 | 0.1 | N |  |  | N | Electric Utility | 1 | X | WND
Onshore Wind Turbine.WND | onshore wind | TRUE | 12341 | MidAmerican Energy Co | 63053 | Palo Alto Wind Farm | IA | Palo Alto | PAWF2 | Onshore Wind Turbine | WT |  | S | 90 | 0.9 | 90 | 90 | 0.1 | N |  |  | N | Electric Utility | 1 | X | WND
Solar Photovoltaic.SUN | solar PV | TRUE | 62885 | CalCity Solar 1, LLC | 63054 | CalCity Solar 1 | CA | Kern | CALTR | Solar Photovoltaic | PV |  | S | 3 |  | 3 | 3 |  | N |  |  | N | IPP Non-CHP | 2 | X | SUN
Solar Photovoltaic.SUN | solar PV | TRUE | 61227 | Nautilus Solar Solutions | 63055 | Howland CSG | NY | Oswego | 26 | Solar Photovoltaic | PV |  | S | 2 |  | 2 | 2 |  | N |  |  | N | IPP Non-CHP | 2 | X | SUN
Solar Photovoltaic.SUN | solar PV | TRUE | 61227 | Nautilus Solar Solutions | 63056 | Gifford CSG | NY | Schenectady | 131 | Solar Photovoltaic | PV |  | S | 2 |  | 2 | 2 |  | N |  |  | N | IPP Non-CHP | 2 | X | SUN
Solar Photovoltaic.SUN | solar PV | TRUE | 61227 | Nautilus Solar Solutions | 63057 | Czub CSG | NY | Rensselaer | 114 | Solar Photovoltaic | PV |  | S | 2 |  | 2 | 2 |  | N |  |  | N | IPP Non-CHP | 2 | X | SUN
Solar Photovoltaic.SUN | solar PV | TRUE | 61227 | Nautilus Solar Solutions | 63058 | Mereand CSG | NY | Jefferson | 199 | Solar Photovoltaic | PV |  | S | 2 |  | 2 | 2 |  | N |  |  | N | IPP Non-CHP | 2 | X | SUN
Solar Photovoltaic.SUN | solar PV | TRUE | 61227 | Nautilus Solar Solutions | 63059 | Aegis CSG | NY | Ontario | 19 | Solar Photovoltaic | PV |  | S | 2 |  | 2 | 2 |  | N |  |  | N | IPP Non-CHP | 2 | X | SUN
Solar Photovoltaic.SUN | solar PV | TRUE | 61227 | Nautilus Solar Solutions | 63060 | Pearl CSG | NY | Genesee | 28 | Solar Photovoltaic | PV |  | S | 2 |  | 2 | 2 |  | N |  |  | N | IPP Non-CHP | 2 | X | SUN
Solar Photovoltaic.SUN | solar PV | TRUE | 61227 | Nautilus Solar Solutions | 63060 | Pearl CSG | NY | Genesee | 29 | Solar Photovoltaic | PV |  | S | 2 |  | 2 | 2 |  | N |  |  | N | IPP Non-CHP | 2 | X | SUN
Solar Photovoltaic.SUN | solar PV | TRUE | 61012 | AES Distributed Energy | 63061 | Clover Creek Solar Community Solar | UT | Juab | CLVR | Solar Photovoltaic | PV |  | S | 80 |  | 80 | 80 |  | N |  |  | N | IPP Non-CHP | 2 | X | SUN
Solar Photovoltaic.SUN | solar PV | TRUE | 7140 | Georgia Power Co | 63062 | Fort Valley State University Solar | GA | Peach | 1 | Solar Photovoltaic | PV |  | S | 10.8 |  | 10.8 | 10.8 |  | N |  |  | N | Electric Utility | 1 | X | SUN
Natural Gas Fired Combustion Turbine.NG | natural gas peaker | TRUE | 5416 | Duke Energy Carolinas, LLC | 63063 | Duke Energy CHP at Clemson University | SC | Pickens | GT01 | Natural Gas Fired Combustion Turbine | GT |  | S | 13.4 | 0.85 | 12.5 | 15.5 | 12.5 | N |  |  | N | Electric Utility | 1 | X | NG
Batteries.MWH | battery storage | 0 | 3046 | Duke Energy Progress - (NC) | 63064 | Asheville-Rock Hill Battery | NC | Buncombe | ES1 | Batteries | BA |  | S | 8.8 |  | 8.8 | 8.8 | 8.8 | N |  |  | N | Electric Utility | 1 | X | MWH
Solar Photovoltaic.SUN | solar PV | TRUE | 62856 | Forefront Power, LLC | 63068 | SCCCD - Fresno Community College | CA | Fresno | 231 | Solar Photovoltaic | PV |  | S | 2.2 |  | 2.2 | 2.2 |  | N |  |  | N | IPP Non-CHP | 2 | X | SUN
Solar Photovoltaic.SUN | solar PV | TRUE | 62856 | Forefront Power, LLC | 63069 | Harmony Road Solar | IL | McHenry | 1823 | Solar Photovoltaic | PV |  | S | 1.9 |  | 1.9 | 1.9 |  | N |  |  | N | IPP Non-CHP | 2 | X | SUN
Solar Photovoltaic.SUN | solar PV | TRUE | 62856 | Forefront Power, LLC | 63070 | Square Barn Solar | IL | McHenry | 1820 | Solar Photovoltaic | PV |  | S | 1.5 |  | 1.5 | 1.5 |  | N |  |  | N | IPP Non-CHP | 2 | X | SUN
Solar Photovoltaic.SUN | solar PV | TRUE | 62856 | Forefront Power, LLC | 63071 | Reed Road Solar | IL | McHenry | 1822 | Solar Photovoltaic | PV |  | S | 1.3 |  | 1.3 | 1.3 |  | N |  |  | N | IPP Non-CHP | 2 | X | SUN
Solar Photovoltaic.SUN | solar PV | TRUE | 61227 | Nautilus Solar Solutions | 63072 | BTC2 Solar (CSG) | MD | Baltimore | 18 | Solar Photovoltaic | PV |  | S | 2 |  | 2 | 2 |  | N |  |  | N | IPP Non-CHP | 2 | X | SUN
Solar Photovoltaic.SUN | solar PV | TRUE | 62856 | Forefront Power, LLC | 63073 | Mooseheart School Solar | IL | Kane | 1817 | Solar Photovoltaic | PV |  | S | 2 |  | 2 | 2 |  | N |  |  | N | IPP Non-CHP | 2 | X | SUN
Solar Photovoltaic.SUN | solar PV | TRUE | 62856 | Forefront Power, LLC | 63074 | Reedley Community College Solar | CA | Fresno | 234 | Solar Photovoltaic | PV |  | S | 2.6 |  | 2.6 | 2.6 |  | N |  |  | N | IPP Non-CHP | 2 | X | SUN
Solar Photovoltaic.SUN | solar PV | TRUE | 61227 | Nautilus Solar Solutions | 63075 | Upper Marlboro 1 CSG | MD | Prince Georges | 20 | Solar Photovoltaic | PV |  | S | 2 |  | 2 | 2 |  | N |  |  | N | IPP Non-CHP | 2 | X | SUN
Solar Photovoltaic.SUN | solar PV | TRUE | 5248 | Dominion Energy Inc. | 63076 | Gutenberg Solar | NC | Northampton | GUTN | Solar Photovoltaic | PV |  | S | 79.9 |  | 79.9 | 79.9 |  | N |  |  | N | Electric Utility | 1 | X | SUN
Solar Photovoltaic.SUN | solar PV | TRUE | 62627 | Alchemy Renewable Energy | 63077 | Twittys Creek Solar, LLC | VA | Charlotte | VATC | Solar Photovoltaic | PV |  | S | 13.8 | 1 | 13.8 | 13.8 |  | N |  |  | N | IPP Non-CHP | 2 | X | SUN
Solar Photovoltaic.SUN | solar PV | TRUE | 60059 | ZGlobal Inc | 63078 | Eagle Creek | CA | Kern | EGCRK | Solar Photovoltaic | PV |  | W | 3 | 1 | 3 | 3 |  | N |  |  | N | IPP Non-CHP | 2 | X | SUN
Solar Photovoltaic.SUN | solar PV | TRUE | 61227 | Nautilus Solar Solutions | 63079 | Bethlehem Solar | NY | Albany | 157 | Solar Photovoltaic | PV |  | S | 1.7 |  | 1.7 | 1.7 |  | N |  |  | N | IPP Non-CHP | 2 | X | SUN
Solar Photovoltaic.SUN | solar PV | TRUE | 60639 | AEP Renewables | 63080 | Harry Allen Solar Energy LLC | NV | Clark | GEN1 | Solar Photovoltaic | PV |  | J | 100 |  | 100 | 100 |  | N |  |  | N | IPP Non-CHP | 2 | X | SUN
Solar Photovoltaic.SUN | solar PV | TRUE | 59300 | PNM Resources | 63081 | San Miguel I Solar Energy Center | NM | San Miguel | SMI | Solar Photovoltaic | PV |  | S | 10 | 1 | 10 | 8.2 |  | N |  |  | N | Electric Utility | 1 | X | SUN
Solar Photovoltaic.SUN | solar PV | TRUE | 59300 | PNM Resources | 63082 | San Miguel II Solar Energy Center | NM | San Miguel | SMII | Solar Photovoltaic | PV |  | S | 10 | 1 | 10 | 8.2 |  | N |  |  | N | Electric Utility | 1 | X | SUN
Solar Photovoltaic.SUN | solar PV | TRUE | 62834 | Caden Energix Pamplin LLC | 63083 | Caden Energix Pamplin LLC | VA | Appomattox | ENX04 | Solar Photovoltaic | PV |  | S | 15.7 |  | 15.7 | 15.7 | 15.7 | N |  |  | N | IPP Non-CHP | 2 | X | SUN
Solar Photovoltaic.SUN | solar PV | TRUE | 62835 | Caden Energix Hickory LLC | 63084 | Caden Energix Hickory LLC | VA | Chesapeake City | ENX02 | Solar Photovoltaic | PV |  | S | 20 |  | 20 | 20 | 20 | N |  |  | N | IPP Non-CHP | 2 | X | SUN
Solar Photovoltaic.SUN | solar PV | TRUE | 62835 | Caden Energix Hickory LLC | 63084 | Caden Energix Hickory LLC | VA | Chesapeake City | ENX03 | Solar Photovoltaic | PV |  | S | 12 |  | 12 | 12 | 12 | N |  |  | N | IPP Non-CHP | 2 | X | SUN
Solar Photovoltaic.SUN | solar PV | TRUE | 61227 | Nautilus Solar Solutions | 63085 | White CSG | MD | Baltimore | 15124 | Solar Photovoltaic | PV |  | S | 2 |  | 2 | 2 |  | N |  |  | N | IPP Non-CHP | 2 | X | SUN
Solar Photovoltaic.SUN | solar PV | TRUE | 61227 | Nautilus Solar Solutions | 63086 | Frog Hollow CSG | NY | Ulster | 1731 | Solar Photovoltaic | PV |  | S | 2 |  | 2 | 2 |  | N |  |  | N | IPP Non-CHP | 2 | X | SUN
Solar Photovoltaic.SUN | solar PV | TRUE | 62900 | Caden Energix Rives Road LLC | 63087 | Caden Energix Rives Road LLC | VA | Prince George | ENX01 | Solar Photovoltaic | PV |  | S | 19.7 |  | 19.7 | 19.7 | 19.7 | N |  |  | N | IPP Non-CHP | 2 | X | SUN
Solar Photovoltaic.SUN | solar PV | TRUE | 61227 | Nautilus Solar Solutions | 63089 | Gibbons CSG | MD | Worcester | 15122 | Solar Photovoltaic | PV |  | S | 2 |  | 2 | 2 |  | N |  |  | N | IPP Non-CHP | 2 | X | SUN
Batteries.MWH | battery storage | 0 | 62731 | Gopher Energy Storage, LLC | 63090 | Athens - Coopers Corner BESS | MN | Isanti | COOPR | Batteries | BA |  | S | 3 | 0.95 | 3 | 3 | 0 | N |  |  | N | IPP Non-CHP | 2 | X | MWH
Batteries.MWH | battery storage | 0 | 62856 | Forefront Power, LLC | 63091 | UC Santa Cruz Solar | CA | Santa Cruz | 18027 | Batteries | BA |  | S | 1 |  | 1 | 1 |  | N |  |  | N | IPP Non-CHP | 2 | X | MWH
Solar Photovoltaic.SUN | solar PV | TRUE | 62856 | Forefront Power, LLC | 63091 | UC Santa Cruz Solar | CA | Santa Cruz | 246 | Solar Photovoltaic | PV |  | S | 1.8 |  | 1.8 | 1.8 |  | N |  |  | N | IPP Non-CHP | 2 | X | SUN
Solar Photovoltaic.SUN | solar PV | TRUE | 62902 | Highline Services, LLC | 63092 | Riverview Solar | CO | Logan | RIVER | Solar Photovoltaic | PV |  | W | 1.5 |  | 1.5 | 1.5 | 0.1 | N |  |  | N | Electric Utility | 1 | X | SUN
Other Waste Biomass.OBG | biomass | TRUE | 62897 | MSB Investors, LLC | 63094 | Tajiguas Resource Recovery Project | CA | Santa Barbara | SBAD1 | Other Waste Biomass | IC |  | W | 1.1 | 1 | 1.1 | 1.1 | 0.5 | N |  |  | Y | IPP CHP | 3 | T | OBG | LFG
Other Waste Biomass.OBG | biomass | TRUE | 62897 | MSB Investors, LLC | 63094 | Tajiguas Resource Recovery Project | CA | Santa Barbara | SBAD2 | Other Waste Biomass | IC |  | W | 1.1 | 1 | 1.1 | 1.1 | 0.5 | N |  |  | Y | IPP CHP | 3 | T | OBG | LFG
Onshore Wind Turbine.WND | onshore wind | TRUE | 56201 | Engie North America | 63100 | Prairie Hill Wind Project | TX | Limestone | WTG | Onshore Wind Turbine | WT |  | W | 300 |  | 300 | 300 | 3 | N |  |  | N | IPP Non-CHP | 2 | X | WND
Onshore Wind Turbine.WND | onshore wind | TRUE | 56201 | Engie North America | 63101 | Las Lomas Wind Project | TX | Zapata | WTG | Onshore Wind Turbine | WT |  | W | 201.6 |  | 201.6 | 201.6 | 4.2 | N |  |  | N | IPP Non-CHP | 2 | X | WND
Onshore Wind Turbine.WND | onshore wind | TRUE | 56201 | Engie North America | 63102 | Dakota Range III Wind Project | SD | Grant | WTG | Onshore Wind Turbine | WT |  | W | 153.6 |  | 153.6 | 153.6 | 4 | N |  |  | N | IPP Non-CHP | 2 | X | WND
Onshore Wind Turbine.WND | onshore wind | TRUE | 56201 | Engie North America | 63103 | Triple H Wind Project | SD | Hyde | WTG | Onshore Wind Turbine | WT |  | W | 250.2 |  | 250.2 | 250.2 | 2.7 | N |  |  | N | IPP Non-CHP | 2 | X | WND
Onshore Wind Turbine.WND | onshore wind | TRUE | 56201 | Engie North America | 63104 | King Plains Wind Project | OK | Garfield | WTG | Onshore Wind Turbine | WT |  | W | 248.2 |  | 248.2 | 248.2 | 2.8 | N |  |  | N | IPP Non-CHP | 2 | X | WND
Solar Photovoltaic.SUN | solar PV | TRUE | 20860 | Wisconsin Public Service Corp | 63105 | Two Creeks Solar | WI | Manitowoc | 1 | Solar Photovoltaic | PV |  | J | 150 |  | 150 | 150 |  | N |  |  | N | Electric Utility | 1 | X | SUN
Solar Photovoltaic.SUN | solar PV | TRUE | 61227 | Nautilus Solar Solutions | 63106 | Dover CSG | NY | Dutchess | 21 | Solar Photovoltaic | PV |  | S | 2 |  | 2 | 2 |  | N |  |  | N | IPP Non-CHP | 2 | X | SUN
Solar Photovoltaic.SUN | solar PV | TRUE | 61227 | Nautilus Solar Solutions | 63107 | Howell CSG | NY | Orange | 1725 | Solar Photovoltaic | PV |  | S | 2 |  | 2 | 2 |  | N |  |  | N | IPP Non-CHP | 2 | X | SUN
Solar Photovoltaic.SUN | solar PV | TRUE | 61227 | Nautilus Solar Solutions | 63108 | Strauss CSG | NY | Seneca | 30 | Solar Photovoltaic | PV |  | S | 2 |  | 2 | 2 |  | N |  |  | N | IPP Non-CHP | 2 | X | SUN
Solar Photovoltaic.SUN | solar PV | TRUE | 6452 | Florida Power & Light Co | 63109 | Discovery Solar Center | FL | Brevard | 1 | Solar Photovoltaic | PV |  | S | 74.5 |  | 74.5 | 74.5 |  | N |  |  | N | Electric Utility | 1 | X | SUN
Solar Photovoltaic.SUN | solar PV | TRUE | 6452 | Florida Power & Light Co | 63110 | Sabal Palm Solar Center | FL | Palm Beach | 1 | Solar Photovoltaic | PV |  | S | 74.5 |  | 74.5 | 74.5 |  | N |  |  | N | Electric Utility | 1 | X | SUN
Solar Photovoltaic.SUN | solar PV | TRUE | 61227 | Nautilus Solar Solutions | 63112 | Ellsworth I CSG | NY | Saratoga | 22 | Solar Photovoltaic | PV |  | S | 2 |  | 2 | 2 |  | N |  |  | N | IPP Non-CHP | 2 | X | SUN
Onshore Wind Turbine.WND | onshore wind | TRUE | 62916 | Mohave County Wind Farm | 63114 | Mohave County Wind Farm | AZ | Mohave | MCWF | Onshore Wind Turbine | WT |  | S | 350 |  | 350 | 350 | 0 | N |  |  | N | IPP Non-CHP | 2 | X | WND
Solar Photovoltaic.SUN | solar PV | TRUE | 62915 | Madison Energy Holdings LLC | 63116 | Dakota Community Solar One LLC CSG | MN | Dakota | 52838 | Solar Photovoltaic | PV |  | S | 1 | 0.98 | 1 | 1 |  | N |  |  | N | IPP Non-CHP | 2 | X | SUN
Solar Photovoltaic.SUN | solar PV | TRUE | 62915 | Madison Energy Holdings LLC | 63117 | Douglas Todd Community Solar One LLC CSG | MN | Douglas | 52834 | Solar Photovoltaic | PV |  | S | 1 | 0.98 | 1 | 1 |  | N |  |  | N | IPP Non-CHP | 2 | X | SUN
Solar Photovoltaic.SUN | solar PV | TRUE | 62915 | Madison Energy Holdings LLC | 63118 | Meeker Community Solar One LLC CSG | MN | Meeker | 52824 | Solar Photovoltaic | PV |  | S | 1 | 0.98 | 1 | 1 |  | N |  |  | N | IPP Non-CHP | 2 | X | SUN
Solar Photovoltaic.SUN | solar PV | TRUE | 62915 | Madison Energy Holdings LLC | 63119 | McLeod Community Solar One LLC CSG | MN | McLeod | 52832 | Solar Photovoltaic | PV |  | S | 1 | 0.98 | 1 | 1 |  | N |  |  | N | IPP Non-CHP | 2 | X | SUN
Solar Photovoltaic.SUN | solar PV | TRUE | 62915 | Madison Energy Holdings LLC | 63120 | Nicollet Community Solar One LLC | MN | Nicollet | 52828 | Solar Photovoltaic | PV |  | S | 1 | 0.98 | 1 | 1 |  | N |  |  | N | IPP Non-CHP | 2 | X | SUN
Solar Photovoltaic.SUN | solar PV | TRUE | 62915 | Madison Energy Holdings LLC | 63121 | Stearns Community Solar One LLC CSG | MN | Stearns | 52825 | Solar Photovoltaic | PV |  | S | 1 | 0.98 | 1 | 1 |  | N |  |  | N | IPP Non-CHP | 2 | X | SUN
Solar Photovoltaic.SUN | solar PV | TRUE | 62915 | Madison Energy Holdings LLC | 63122 | Sherburne Community Solar One LLC CSG | MN | Sherburne | 52814 | Solar Photovoltaic | PV |  | S | 1 | 0.98 | 1 | 1 |  | N |  |  | N | IPP Non-CHP | 2 | X | SUN
Solar Photovoltaic.SUN | solar PV | TRUE | 62905 | Syncarpha Taos I, LLC | 63123 | Syncarpha Taos | NM | Taos | SYNTA | Solar Photovoltaic | PV |  | S | 3.1 | 1 | 3.1 | 3.1 |  | N |  |  | N | IPP Non-CHP | 2 | X | SUN
Solar Photovoltaic.SUN | solar PV | TRUE | 62904 | Syncarpha El Rito I, LLC | 63124 | Syncarpha El Rito | NM | Rio Arriba | SYNEL | Solar Photovoltaic | PV |  | S | 1.6 |  | 1.6 | 1.6 |  | N |  |  | N | IPP Non-CHP | 2 | X | SUN
Solar Photovoltaic.SUN | solar PV | TRUE | 62906 | Syncarpha Questa I, LLC | 63125 | Syncarpha Questa | NM | Taos | SYNQU | Solar Photovoltaic | PV |  | S | 1.6 | 1 | 1.6 | 1.6 |  | N |  |  | N | IPP Non-CHP | 2 | X | SUN
Solar Photovoltaic.SUN | solar PV | TRUE | 62911 | Drew Solar LLC | 63127 | Drew Solar LLC | CA | Imperial | DS | Solar Photovoltaic | PV |  | S | 100 |  | 100 | 100 |  | N |  |  | N | IPP Non-CHP | 2 | X | SUN
Solar Photovoltaic.SUN | solar PV | TRUE | 62912 | Iris Solar LLC | 63128 | Iris Solar LLC | LA | Washington | ISLLC | Solar Photovoltaic | PV |  | S | 50 |  | 50 | 50 |  | N |  |  | N | IPP Non-CHP | 2 | X | SUN
Solar Photovoltaic.SUN | solar PV | TRUE | 61012 | AES Distributed Energy | 63129 | Allis Medina Solar LLC CSG | NY | Orleans | ALLIS | Solar Photovoltaic | PV |  | S | 5 |  | 5 | 5 |  | N |  |  | N | IPP Non-CHP | 2 | X | SUN
Solar Photovoltaic.SUN | solar PV | TRUE | 61012 | AES Distributed Energy | 63130 | Beals Medina Solar LLC CSG | NY | Orleans | BEALS | Solar Photovoltaic | PV |  | S | 3.5 |  | 3.5 | 3.5 |  | N |  |  | N | IPP Non-CHP | 2 | X | SUN
Solar Photovoltaic.SUN | solar PV | TRUE | 61012 | AES Distributed Energy | 63131 | West Street Solar 1 LLC | MA | Worcester | GRDNR | Solar Photovoltaic | PV |  | S | 5 |  | 5 | 5 |  | N |  |  | N | IPP Non-CHP | 2 | X | SUN
Onshore Wind Turbine.WND | onshore wind | TRUE | 61219 | Longroad Energy Services LLC | 63132 | Weaver Wind | ME | Hancock | WEAVR | Onshore Wind Turbine | WT |  | S | 72.6 |  | 72.6 | 72.6 | 0 | N |  |  | N | IPP Non-CHP | 2 | X | WND
Onshore Wind Turbine.WND | onshore wind | TRUE | 62913 | Roundhouse Renewable Energy, LLC | 63133 | Roundhouse Wind Energy Project | WY | Laramie | 82059 | Onshore Wind Turbine | WT |  | S | 124 | 0.9 | 124 | 124 | 2.8 | N |  |  | N | IPP Non-CHP | 2 | X | WND
Onshore Wind Turbine.WND | onshore wind | TRUE | 62913 | Roundhouse Renewable Energy, LLC | 63133 | Roundhouse Wind Energy Project | WY | Laramie | 82060 | Onshore Wind Turbine | WT |  | S | 79 | 0.87 | 79 | 79 | 2.8 | N |  |  | N | IPP Non-CHP | 2 | X | WND
Onshore Wind Turbine.WND | onshore wind | TRUE | 62913 | Roundhouse Renewable Energy, LLC | 63133 | Roundhouse Wind Energy Project | WY | Laramie | 82061 | Onshore Wind Turbine | WT |  | S | 23 | 0.9 | 23 | 23 | 2.8 | N |  |  | N | IPP Non-CHP | 2 | X | WND
Solar Photovoltaic.SUN | solar PV | TRUE | 61227 | Nautilus Solar Solutions | 63136 | Hopkins Hill CSG | RI | Kent | 64605 | Solar Photovoltaic | PV |  | S | 4.8 |  | 4.8 | 4.8 |  | N |  |  | N | IPP Non-CHP | 2 | X | SUN
Solar Photovoltaic.SUN | solar PV | TRUE | 61227 | Nautilus Solar Solutions | 63136 | Hopkins Hill CSG | RI | Kent | HH1 | Solar Photovoltaic | PV |  | S | 3.3 |  | 3.3 | 3.3 |  | N |  |  | N | IPP Non-CHP | 2 | X | SUN
Solar Photovoltaic.SUN | solar PV | TRUE | 61227 | Nautilus Solar Solutions | 63136 | Hopkins Hill CSG | RI | Kent | HH2 | Solar Photovoltaic | PV |  | S | 3.3 |  | 3.3 | 3.3 |  | N |  |  | N | IPP Non-CHP | 2 | X | SUN
Solar Photovoltaic.SUN | solar PV | TRUE | 15470 | Duke Energy Indiana, LLC | 63137 | Tippecanoe Solar Power Plant | IN | Tippecanoe | PV1 | Solar Photovoltaic | PV |  | S | 1.6 |  | 1.6 | 1.6 | 1.6 | N |  |  | N | Electric Utility | 1 | X | SUN
Solar Photovoltaic.SUN | solar PV | TRUE | 60531 | Standard Solar | 63138 | USS Haven Solar LLC CSG | MN | Sherburne | USHAV | Solar Photovoltaic | PV |  | J | 1 |  | 1 | 1 |  | N |  |  | N | IPP Non-CHP | 2 | X | SUN
Solar Photovoltaic.SUN | solar PV | TRUE | 60531 | Standard Solar | 63139 | USS White Cloud LLC CSG | MN | Sherburne | USSWC | Solar Photovoltaic | PV |  | J | 1 |  | 1 | 1 |  | N |  |  | N | IPP Non-CHP | 2 | X | SUN
Solar Photovoltaic.SUN | solar PV | TRUE | 60531 | Standard Solar | 63140 | USS Westeros Solar LLC CSG | MN | Carver | USSWS | Solar Photovoltaic | PV |  | J | 1 |  | 1 | 1 |  | N |  |  | N | IPP Non-CHP | 2 | X | SUN
Solar Photovoltaic.SUN | solar PV | TRUE | 60531 | Standard Solar | 63141 | USS Sunrise Solar LLC CSG | MN | Chisago | SNRSE | Solar Photovoltaic | PV |  | J | 1 |  | 1 | 1 |  | N |  |  | N | IPP Non-CHP | 2 | X | SUN
Solar Photovoltaic.SUN | solar PV | TRUE | 60531 | Standard Solar | 63142 | USS Milkweed Solar LLC CSG | MN | Stearns | MLKWD | Solar Photovoltaic | PV |  | J | 1 |  | 1 | 1 |  | N |  |  | N | IPP Non-CHP | 2 | X | SUN
Solar Photovoltaic.SUN | solar PV | TRUE | 60531 | Standard Solar | 63143 | USS Greenhouse Solar LLC CSG | MN | Goodhue | GRHSE | Solar Photovoltaic | PV |  | J | 1 |  | 1 | 1 |  | N |  |  | N | IPP Non-CHP | 2 | X | SUN
Solar Photovoltaic.SUN | solar PV | TRUE | 60531 | Standard Solar | 63144 | USS Mayhew Solar LLC CSG | MN | Benton | MAYHW | Solar Photovoltaic | PV |  | J | 1 |  | 1 | 1 |  | N |  |  | N | IPP Non-CHP | 2 | X | SUN
Solar Photovoltaic.SUN | solar PV | TRUE | 60531 | Standard Solar | 63145 | USS Cheyenne Solar LLC CSG | MN | Chisago | CHYNE | Solar Photovoltaic | PV |  | J | 1 |  | 1 | 1 |  | N |  |  | N | IPP Non-CHP | 2 | X | SUN
Solar Photovoltaic.SUN | solar PV | TRUE | 60531 | Standard Solar | 63146 | USS Midtown Solar LLC CSG | MN | Stearns | MDTWN | Solar Photovoltaic | PV |  | J | 1 |  | 1 | 1 |  | N |  |  | N | IPP Non-CHP | 2 | X | SUN
Solar Photovoltaic.SUN | solar PV | TRUE | 60531 | Standard Solar | 63147 | USS Monarch Solar LLC CSG | MN | Pope | MNRCH | Solar Photovoltaic | PV |  | J | 1 |  | 1 | 1 |  | N |  |  | N | IPP Non-CHP | 2 | X | SUN
Solar Photovoltaic.SUN | solar PV | TRUE | 60531 | Standard Solar | 63148 | USS Turkey Solar LLC CSG | MN | Meeker | TURKY | Solar Photovoltaic | PV |  | J | 1 |  | 1 | 1 |  | N |  |  | N | IPP Non-CHP | 2 | X | SUN
Solar Photovoltaic.SUN | solar PV | TRUE | 56990 | NJR Clean Energy Ventures Corporation | 63149 | Franklin Solar | NJ | Warren | FRANK | Solar Photovoltaic | PV |  | W | 8.8 | 1 | 8.8 | 8.8 |  | N |  |  | N | IPP Non-CHP | 2 | X | SUN
Solar Photovoltaic.SUN | solar PV | TRUE | 56990 | NJR Clean Energy Ventures Corporation | 63150 | Pohatcong Solar Farm | NJ | Warren | POHAT | Solar Photovoltaic | PV |  | W | 8 | 1 | 8 | 8 |  | N |  |  | N | IPP Non-CHP | 2 | X | SUN
Solar Photovoltaic.SUN | solar PV | TRUE | 60531 | Standard Solar | 63151 | USS Solar Sources LLC CSG | MN | Washington | SOURC | Solar Photovoltaic | PV |  | J | 1 |  | 1 | 1 |  | N |  |  | N | IPP Non-CHP | 2 | X | SUN
Solar Photovoltaic.SUN | solar PV | TRUE | 60531 | Standard Solar | 63152 | USS Christoffer Solar LLC CSG | MN | Chippewa | CHRST | Solar Photovoltaic | PV |  | J | 1 |  | 1 | 1 |  | N |  |  | N | IPP Non-CHP | 2 | X | SUN
Solar Photovoltaic.SUN | solar PV | TRUE | 60531 | Standard Solar | 63153 | USS Buckaroo Solar LLC CSG | MN | Clay | BUCKR | Solar Photovoltaic | PV |  | J | 1 |  | 1 | 1 |  | N |  |  | N | IPP Non-CHP | 2 | X | SUN
Solar Photovoltaic.SUN | solar PV | TRUE | 60531 | Standard Solar | 63154 | USS Horne North Solar LLC CSG | MN | Clay | HORNN | Solar Photovoltaic | PV |  | J | 1 |  | 1 | 1 |  | N |  |  | N | IPP Non-CHP | 2 | X | SUN
Solar Photovoltaic.SUN | solar PV | TRUE | 60531 | Standard Solar | 63155 | USS Horne South Solar LLC CSG | MN | Clay | HORNS | Solar Photovoltaic | PV |  | J | 1 |  | 1 | 1 |  | N |  |  | N | IPP Non-CHP | 2 | X | SUN
Solar Photovoltaic.SUN | solar PV | TRUE | 60531 | Standard Solar | 63156 | USS JJ Clay Solar LLC CSG | MN | Clay | JJCLY | Solar Photovoltaic | PV |  | J | 1 |  | 1 | 1 |  | N |  |  | N | IPP Non-CHP | 2 | X | SUN
Solar Photovoltaic.SUN | solar PV | TRUE | 60531 | Standard Solar | 63157 | USS Verde Solar LLC CSG | MN | Redwood | VERDE | Solar Photovoltaic | PV |  | J | 1 |  | 1 | 1 |  | N |  |  | N | IPP Non-CHP | 2 | X | SUN
Solar Photovoltaic.SUN | solar PV | TRUE | 60531 | Standard Solar | 63158 | USS Cougar Solar LLC CSG | MN | Redwood | COUGR | Solar Photovoltaic | PV |  | J | 1 |  | 1 | 1 |  | N |  |  | N | IPP Non-CHP | 2 | X | SUN
Solar Photovoltaic.SUN | solar PV | TRUE | 60531 | Standard Solar | 63159 | USS Flower Solar LLC CSG | MN | Nicollet | FLOWR | Solar Photovoltaic | PV |  | J | 1 |  | 1 | 1 |  | N |  |  | N | IPP Non-CHP | 2 | X | SUN
Solar Photovoltaic.SUN | solar PV | TRUE | 60531 | Standard Solar | 63160 | USS All In Solar LLC CSG | MN | Freeborn | ALLIN | Solar Photovoltaic | PV |  | S | 1 |  | 1 | 1 |  | N |  |  | N | IPP Non-CHP | 2 | X | SUN
Solar Photovoltaic.SUN | solar PV | TRUE | 61012 | AES Distributed Energy | 63161 | AES Tonawanda Solar LLC | NY | Erie | TNWDA | Solar Photovoltaic | PV |  | S | 2 |  | 2 | 2 |  | N |  |  | N | IPP Non-CHP | 2 | X | SUN
Solar Photovoltaic.SUN | solar PV | TRUE | 62961 | Mountain Parks Services, Inc. | 63163 | Tom Sifers Solar | CO | Grand | SIFRS | Solar Photovoltaic | PV |  | S | 1 |  | 1 | 1 |  | N |  |  | N | IPP Non-CHP | 2 | X | SUN
Solar Photovoltaic.SUN | solar PV | TRUE | 62961 | Mountain Parks Services, Inc. | 63164 | Whiskey Hill Solar | CO | Jackson | WHSKY | Solar Photovoltaic | PV |  | S | 1 |  | 1 | 1 |  | N |  |  | N | IPP Non-CHP | 2 | X | SUN
Solar Photovoltaic.SUN | solar PV | TRUE | 65173 | United States Solar Corporation | 63165 | USS Reindeer Solar LLC CSG | MN | Benton | RENDR | Solar Photovoltaic | PV |  | W | 1 |  | 1 | 1 | 1 | N |  |  | N | IPP Non-CHP | 2 | X | SUN
Solar Photovoltaic.SUN | solar PV | TRUE | 65173 | United States Solar Corporation | 63166 | USS Bush Solar LLC CSG | MN | Steele | BUSH | Solar Photovoltaic | PV |  | W | 1 |  | 1 | 1 |  | N |  |  | N | IPP Non-CHP | 2 | X | SUN
Solar Photovoltaic.SUN | solar PV | TRUE | 65173 | United States Solar Corporation | 63167 | USS Hancock Solar LLC CSG | MN | Carver | HNCCK | Solar Photovoltaic | PV |  | W | 1 | 1 | 1 | 1 | 1 | N |  |  |  | IPP Non-CHP | 2 | X | SUN
Solar Photovoltaic.SUN | solar PV | TRUE | 65173 | United States Solar Corporation | 63168 | USS Pheasant Solar LLC CSG | MN | Chippewa | PHSNT | Solar Photovoltaic | PV |  | W | 1 | 1 | 1 | 1 |  | N |  |  | N | IPP Non-CHP | 2 | X | SUN
Solar Photovoltaic.SUN | solar PV | TRUE | 60531 | Standard Solar | 63169 | USS KVPV Solar LLC CSG | MN | Clay | KVPV | Solar Photovoltaic | PV |  | S | 1 | 1 | 1 | 1 |  | N |  |  | N | IPP Non-CHP | 2 | X | SUN
Solar Photovoltaic.SUN | solar PV | TRUE | 60531 | Standard Solar | 63170 | USS Kass Solar LLC | MN | Lyon | KASS | Solar Photovoltaic | PV |  | S | 1 | 1 | 1 | 1 |  | N |  |  | N | IPP Non-CHP | 2 | X | SUN
Solar Photovoltaic.SUN | solar PV | TRUE | 65173 | United States Solar Corporation | 63171 | USS Chariot Solar LLC | MN | Renville | CHROT | Solar Photovoltaic | PV |  | W | 1 | 1 | 1 | 1 | 1 | N |  |  | N | IPP Non-CHP | 2 | X | SUN
Petroleum Liquids.DFO | petroleum | TRUE | 1456 | Town of Bedford - (VA) | 63173 | Orange Street G1 | VA | Bedford | 1 | Petroleum Liquids | IC |  | S | 1.8 | 0.8 | 1.8 | 1.8 | 1.8 | N |  |  | N | Electric Utility | 1 | X | DFO
Solar Photovoltaic.SUN | solar PV | TRUE | 62962 | Hartmann Community Solar LLC | 63174 | Hartmann Project CSG | MN | Sherburne | TC3 | Solar Photovoltaic | PV |  | S | 1 |  | 1 | 1 |  | N |  |  | N | IPP Non-CHP | 2 | X | SUN
Solar Photovoltaic.SUN | solar PV | TRUE | 62963 | E. Goenner Community Solar LLC | 63175 | E. Goenner Project CSG | MN | Sherburne | TC3 | Solar Photovoltaic | PV |  | S | 1 |  | 1 | 1 |  | N |  |  | N | IPP Non-CHP | 2 | X | SUN
Solar Photovoltaic.SUN | solar PV | TRUE | 62964 | Prawer Community Solar LLC | 63176 | Prawer Project CSG | MN | Sherburne | TC3 | Solar Photovoltaic | PV |  | S | 1 |  | 1 | 1 |  | N |  |  | N | IPP Non-CHP | 2 | X | SUN
Solar Photovoltaic.SUN | solar PV | TRUE | 62965 | Schwinghamer Community Solar LLC | 63177 | Schwinghamer Project CSG | MN | Stearns | TC3 | Solar Photovoltaic | PV |  | S | 1 |  | 1 | 1 |  | N |  |  | N | IPP Non-CHP | 2 | X | SUN
Solar Photovoltaic.SUN | solar PV | TRUE | 62966 | STAG St. Paul Community Solar LLC | 63178 | STAG St. Paul Project CSG | MN | Dakota | TC3 | Solar Photovoltaic | PV |  | S | 1 |  | 1 | 1 |  | N |  |  | N | IPP Non-CHP | 2 | X | SUN
Solar Photovoltaic.SUN | solar PV | TRUE | 60970 | SunShare Management | 63179 | Linden 01 CSG | MN | Scott | KANE1 | Solar Photovoltaic | PV |  | S | 1 |  | 1 | 1 |  | N |  |  | N | IPP Non-CHP | 2 | X | SUN
Solar Photovoltaic.SUN | solar PV | TRUE | 62627 | Alchemy Renewable Energy | 63180 | TPE Whitney Solar, LLC | TX | Bosque | TXWHT | Solar Photovoltaic | PV |  | S | 9.9 |  | 9.9 | 9.9 |  | N |  |  | N | IPP Non-CHP | 2 | X | SUN
Solar Photovoltaic.SUN | solar PV | TRUE | 62923 | Solar Planet Power | 63181 | Monroeville Solar | OH | Huron | MNVL | Solar Photovoltaic | PV |  | W | 3.2 |  | 3 | 3 |  | N |  |  | N | IPP Non-CHP | 2 | X | SUN
Solar Photovoltaic.SUN | solar PV | TRUE | 60970 | SunShare Management | 63182 | Linden 02 CSG | MN | Scott | LIND2 | Solar Photovoltaic | PV |  | S | 1 |  | 1 | 1 |  | N |  |  | N | IPP Non-CHP | 2 | X | SUN
Solar Photovoltaic.SUN | solar PV | TRUE | 60970 | SunShare Management | 63183 | Linden 03 CSG | MN | Scott | LIND3 | Solar Photovoltaic | PV |  | S | 1 |  | 1 | 1 |  | N |  |  | N | IPP Non-CHP | 2 | X | SUN
Solar Photovoltaic.SUN | solar PV | TRUE | 59300 | PNM Resources | 63184 | Rio Rancho Solar Energy Center | NM | Bernalillo | RIRA | Solar Photovoltaic | PV |  | S | 10 | 1 | 10 | 10 |  | N |  |  | N | Electric Utility | 1 | X | SUN
Solar Photovoltaic.SUN | solar PV | TRUE | 56990 | NJR Clean Energy Ventures Corporation | 63185 | Sayreville Solar Project | NJ | Middlesex | SAYRE | Solar Photovoltaic | PV |  | W | 3.1 | 1 | 3.1 | 3.1 |  | N |  |  | N | IPP Non-CHP | 2 | X | SUN
Solar Photovoltaic.SUN | solar PV | TRUE | 62894 | Imeson Solar Farm LLC | 63186 | Imeson Solar | FL | Duval | IMESO | Solar Photovoltaic | PV |  | S | 5 |  | 5 | 5 |  | N |  |  | N | IPP Non-CHP | 2 | X | SUN
Batteries.MWH | battery storage | 0 | 62894 | Imeson Solar Farm LLC | 63186 | Imeson Solar | FL | Duval | IMESS | Batteries | BA |  | S | 5 |  | 5 | 5 | 5 | N |  |  | N | IPP Non-CHP | 2 | X | MWH
Solar Photovoltaic.SUN | solar PV | TRUE | 62951 | FL Solar 4, LLC | 63187 | FL Solar 4, LLC | FL | Leon | FL4 | Solar Photovoltaic | PV |  | S | 42 |  | 42 | 42 |  | N |  |  | N | IPP Non-CHP | 2 | X | SUN
Solar Photovoltaic.SUN | solar PV | TRUE | 62701 | Vista Solar, Inc. | 63189 | Bio-Rad | CA | Contra Costa | BIORD | Solar Photovoltaic | PV |  | W | 2.5 |  | 2.4 | 1.1 |  | N |  |  | N | IPP Non-CHP | 2 | X | SUN
Solar Photovoltaic.SUN | solar PV | TRUE | 62701 | Vista Solar, Inc. | 63191 | Hopkinton Phase 2 | RI | Washington | HTP2 | Solar Photovoltaic | PV |  | W | 2.5 |  | 2.5 | 1.9 |  | N |  |  | N | IPP Non-CHP | 2 | X | SUN
Solar Photovoltaic.SUN | solar PV | TRUE | 56990 | NJR Clean Energy Ventures Corporation | 63198 | ACCP NJ 1 | NJ | Sussex | ACCP1 | Solar Photovoltaic | PV |  | W | 1.2 |  | 1.2 | 1.2 |  | N |  |  | N | IPP Non-CHP | 2 | X | SUN
Solar Photovoltaic.SUN | solar PV | TRUE | 60474 | Vanguard Energy Partners, LLC | 63200 | Bergenmand Solar Partners, LLC Mahwah | NJ | Bergen | SA1 | Solar Photovoltaic | PV |  | W | 0.5 | 0.99 | 0.5 | 0.1 |  | N |  |  | N | IPP Non-CHP | 2 | X | SUN
Solar Photovoltaic.SUN | solar PV | TRUE | 60474 | Vanguard Energy Partners, LLC | 63200 | Bergenmand Solar Partners, LLC Mahwah | NJ | Bergen | SA2 | Solar Photovoltaic | PV |  | W | 0.5 | 0.99 | 0.5 | 0.1 |  | N |  |  | N | IPP Non-CHP | 2 | X | SUN
Petroleum Liquids.DFO | petroleum | TRUE | 19780 | Vermont Public Power Supply Authority | 63203 | VPPSA Project 10 | VT | Franklin | 12510 | Petroleum Liquids | GT |  | S | 23.6 | 0.9 | 19 | 23.8 | 14 | N |  |  | N | Electric Utility | 1 | X | DFO
Petroleum Liquids.DFO | petroleum | TRUE | 19780 | Vermont Public Power Supply Authority | 63203 | VPPSA Project 10 | VT | Franklin | 12511 | Petroleum Liquids | GT |  | S | 23.6 | 0.9 | 19 | 23.5 | 14 | N |  |  | N | Electric Utility | 1 | X | DFO
Solar Photovoltaic.SUN | solar PV | TRUE | 62988 | DG California Solar LLC | 63204 | CID Solar (CA) | CA | Kings | HLS | Solar Photovoltaic | PV |  | S | 2 |  | 2 | 2 |  | N |  |  | N | IPP Non-CHP | 2 | X | SUN
Onshore Wind Turbine.WND | onshore wind | TRUE | 17650 | Southern Power Co | 63205 | Skookumchuck Wind Facility | WA | Thurston | 1 | Onshore Wind Turbine | WT |  | W | 136 |  | 136.8 | 136.8 | 3.5 | N |  |  | N | IPP Non-CHP | 2 | X | WND
Solar Photovoltaic.SUN | solar PV | TRUE | 62989 | Rafael Solar LLC | 63206 | Rafael Solar | OR | Marion | RSPV1 | Solar Photovoltaic | PV |  | S | 2.2 | 1 | 2.2 | 2.2 |  | N |  |  | N | IPP Non-CHP | 2 | X | SUN
Solar Photovoltaic.SUN | solar PV | TRUE | 62990 | Case Creek Solar LLC | 63207 | Case Creek Solar | OR | Marion | CCPV1 | Solar Photovoltaic | PV |  | S | 2.2 | 1 | 2.2 | 2.2 |  | N |  |  | N | IPP Non-CHP | 2 | X | SUN
Solar Photovoltaic.SUN | solar PV | TRUE | 62991 | Kale Patch Solar LLC | 63208 | Kale Patch Solar | OR | Marion | KPPV1 | Solar Photovoltaic | PV |  | S | 2.2 | 1 | 2.2 | 2.2 |  | N |  |  | N | IPP Non-CHP | 2 | X | SUN
Onshore Wind Turbine.WND | onshore wind | TRUE | 62993 | Aviator Wind, LLC | 63209 | Aviator Wind | TX | Coke | AVTOR | Onshore Wind Turbine | WT |  | S | 525 | 0.95 | 525 | 525 | 0 | N |  |  | N | IPP Non-CHP | 2 | X | WND
Solar Photovoltaic.SUN | solar PV | TRUE | 49893 | Invenergy Services LLC | 63211 | Samson Solar Energy | TX | Franklin | GEN1 | Solar Photovoltaic | PV |  | S | 250 |  | 250 | 250 | 0 | N |  |  | N | IPP Non-CHP | 2 | X | SUN
Solar Photovoltaic.SUN | solar PV | TRUE | 58135 | Ecos Energy LLC | 63212 | Battle Creek Solar | VT | Bennington | BC1 | Solar Photovoltaic | PV |  | S | 2.2 | 0.99 | 2.2 | 2.2 |  | N |  |  | N | IPP Non-CHP | 2 | X | SUN
Solar Photovoltaic.SUN | solar PV | FALSE | 62947 | Johnson Melloh Solutions | 63213 | Sheridan School Corporation Solar | IN | Hamilton | 418ES | Solar Photovoltaic | PV |  | W | 0.6 |  | 0.4 | 0.4 |  | N |  |  | N | Commercial Non-CHP | 4 | X | SUN
Solar Photovoltaic.SUN | solar PV | FALSE | 62947 | Johnson Melloh Solutions | 63213 | Sheridan School Corporation Solar | IN | Hamilton | 418HS | Solar Photovoltaic | PV |  | W | 0.9 |  | 0.4 | 0.4 |  | N |  |  | N | Commercial Non-CHP | 4 | X | SUN
Batteries.MWH | battery storage | 0 | 62950 | HG Solar Development, LLC | 63214 | Middleton Solar Park | MA | Essex | MDB02 | Batteries | BA |  | S | 3 |  | 3 | 3 | 0.3 | N |  |  | N | IPP Non-CHP | 2 | X | MWH
Solar Photovoltaic.SUN | solar PV | TRUE | 62950 | HG Solar Development, LLC | 63214 | Middleton Solar Park | MA | Essex | MDL01 | Solar Photovoltaic | PV |  | S | 5 |  | 5 | 3.8 |  | N |  |  | N | IPP Non-CHP | 2 | X | SUN
Solar Photovoltaic.SUN | solar PV | TRUE | 60531 | Standard Solar | 63215 | USS Dot Com Solar LLC CSG | MN | Redwood | DOTCM | Solar Photovoltaic | PV |  | S | 1.4 |  | 1.4 | 1.4 |  | N |  |  | N | IPP Non-CHP | 2 | X | SUN
Solar Photovoltaic.SUN | solar PV | TRUE | 60531 | Standard Solar | 63216 | USS B&B Solar LLC CSG | MN | Redwood | BB | Solar Photovoltaic | PV |  | S | 1 |  | 1 | 1 |  | N |  |  | N | IPP Non-CHP | 2 | X | SUN
Solar Photovoltaic.SUN | solar PV | TRUE | 65173 | United States Solar Corporation | 63218 | USS Water Town Solar LLC CSG | MN | Le Sueur | WTRTN | Solar Photovoltaic | PV |  | W | 1 |  | 1 | 1 | 1 | N |  |  | N | IPP Non-CHP | 2 | X | SUN
Solar Photovoltaic.SUN | solar PV | TRUE | 65173 | United States Solar Corporation | 63219 | USS Water Fowl Solar LLC CSG | MN | McLeod | WTRFL | Solar Photovoltaic | PV |  | W | 1 |  | 1 | 1 |  | N |  |  | N | IPP Non-CHP | 2 | X | SUN
Solar Photovoltaic.SUN | solar PV | TRUE | 65173 | United States Solar Corporation | 63220 | USS Water City Solar LLC CSG | MN | Le Sueur | WTRCY | Solar Photovoltaic | PV |  | W | 1 |  | 1 | 1 | 1 | N |  |  | N | IPP Non-CHP | 2 | X | SUN
Solar Photovoltaic.SUN | solar PV | TRUE | 60531 | Standard Solar | 63221 | USS Steamboat Solar LLC CSG | MN | Redwood | STMBT | Solar Photovoltaic | PV |  | S | 1 |  | 1 | 1 |  | N |  |  | N | IPP Non-CHP | 2 | X | SUN
Solar Photovoltaic.SUN | solar PV | TRUE | 62842 | Lightsource Renewable Energy Asset Management, LLC | 63222 | Impact Solar 1 | TX | Lamar | TXIM1 | Solar Photovoltaic | PV |  | W | 198.5 | 0.95 | 198.5 | 198.5 |  | N |  |  | N | IPP Non-CHP | 2 | X | SUN
Solar Photovoltaic.SUN | solar PV | TRUE | 55983 | Luminant Generation Company LLC | 63223 | Brightside | TX | Bee | UNIT1 | Solar Photovoltaic | PV |  | S | 50.7 | 0.9 | 50.7 | 50.7 | 0 | N |  |  | N | IPP Non-CHP | 2 | X | SUN
Solar Photovoltaic.SUN | solar PV | TRUE | 60531 | Standard Solar | 63224 | NY 26 Carthage CSG | NY | Jefferson | X0140 | Solar Photovoltaic | PV |  | S | 5 |  | 5 | 5 |  | N |  |  | N | IPP Non-CHP | 2 | X | SUN
Solar Photovoltaic.SUN | solar PV | TRUE | 63006 | AGA TAG Solar IV LLC | 63225 | AGA TAG Solar IV LLC | NC | Brunswick | PV1 | Solar Photovoltaic | PV |  | S | 4.9 |  | 4.8 | 4.8 |  | N |  |  | N | IPP Non-CHP | 2 | X | SUN
Solar Photovoltaic.SUN | solar PV | FALSE | 62998 | Cox Enterprises | 63229 | Manheim New Jersey | NJ | Burlington | NJSGR | Solar Photovoltaic | PV |  | S | 0.8 | 1 | 0.8 | 0.8 |  | N |  |  | N | Commercial Non-CHP | 4 | X | SUN
Solar Photovoltaic.SUN | solar PV | FALSE | 62998 | Cox Enterprises | 63229 | Manheim New Jersey | NJ | Burlington | NJSRO | Solar Photovoltaic | PV |  | S | 1.4 | 1 | 1.4 | 1.4 |  | N |  |  | N | Commercial Non-CHP | 4 | X | SUN
Solar Photovoltaic.SUN | solar PV | FALSE | 62994 | Dynamic Energy Solutions, LLC | 63230 | Knaggs Brothers Farm | NY | Albany | KNAGG | Solar Photovoltaic | PV |  | S | 3.9 |  | 3.9 | 0.5 |  | N |  |  | N | Industrial Non-CHP | 6 | X | SUN
Solar Photovoltaic.SUN | solar PV | TRUE | 63001 | MN CSG 2, LLC | 63231 | Woodbury Solar | MN | Washington | PV | Solar Photovoltaic | PV |  | S | 3 |  | 3 | 3 |  | N |  |  | N | IPP Non-CHP | 2 | X | SUN
Solar Photovoltaic.SUN | solar PV | FALSE | 62994 | Dynamic Energy Solutions, LLC | 63232 | Brookfield Wire Company | MA | Worcester | BROOK | Solar Photovoltaic | PV |  | W | 1.4 |  | 1.4 | 0.2 |  | N |  |  | N | Industrial Non-CHP | 6 | X | SUN
Solar Photovoltaic.SUN | solar PV | TRUE | 62992 | O'Neill Creek Solar LLC | 63235 | O'Neill Creek Solar | OR | Washington | OCPV1 | Solar Photovoltaic | PV |  | S | 2.2 | 1 | 2.2 | 2.2 |  | N |  |  | N | IPP Non-CHP | 2 | X | SUN
Natural Gas Internal Combustion Engine.NG | natural gas peaker | FALSE | 62997 | Veolia North America | 63236 | Kings Plaza Total Energy Plant (TEP) | NY | Kings | DG2 | Natural Gas Internal Combustion Engine | IC |  | W | 3.2 | 1 | 3.2 | 3.2 | 0.1 | N |  |  | Y | Commercial CHP | 5 | T | NG
Natural Gas Internal Combustion Engine.NG | natural gas peaker | FALSE | 62997 | Veolia North America | 63236 | Kings Plaza Total Energy Plant (TEP) | NY | Kings | DG3 | Natural Gas Internal Combustion Engine | IC |  | W | 3.2 | 1 | 3.2 | 3.2 | 0.1 | N |  |  | Y | Commercial CHP | 5 | T | NG
Natural Gas Internal Combustion Engine.NG | natural gas peaker | FALSE | 62997 | Veolia North America | 63236 | Kings Plaza Total Energy Plant (TEP) | NY | Kings | DG4 | Natural Gas Internal Combustion Engine | IC |  | W | 3.2 | 1 | 3.2 | 3.2 | 0.1 | N |  |  | Y | Commercial CHP | 5 | T | NG
Natural Gas Internal Combustion Engine.NG | natural gas peaker | FALSE | 62997 | Veolia North America | 63236 | Kings Plaza Total Energy Plant (TEP) | NY | Kings | DG5 | Natural Gas Internal Combustion Engine | IC |  | W | 3.2 | 1 | 3.2 | 3.2 | 0.1 | N |  |  | Y | Commercial CHP | 5 | T | NG
Solar Photovoltaic.SUN | solar PV | TRUE | 62999 | Old Court Rd Solar, LLC | 63237 | Old Court Rd Solar | MD | Howard | OLDCT | Solar Photovoltaic | PV |  | S | 2 |  | 2 | 2 |  | N |  |  | N | IPP Non-CHP | 2 | X | SUN
Solar Photovoltaic.SUN | solar PV | TRUE | 58135 | Ecos Energy LLC | 63239 | Sherman Solar | CT | New London | SHRM | Solar Photovoltaic | PV |  | S | 1 | 0.99 | 1 | 1 |  | N |  |  | N | IPP Non-CHP | 2 | X | SUN
Solar Photovoltaic.SUN | solar PV | TRUE | 58135 | Ecos Energy LLC | 63240 | Jackson Solar (CT) | CT | New London | JACK | Solar Photovoltaic | PV |  | S | 1 | 0.99 | 1 | 1 |  | N |  |  | N | IPP Non-CHP | 2 | X | SUN
Solar Photovoltaic.SUN | solar PV | TRUE | 63016 | Limelight Solar II LLC | 63241 | Limelight Solar II LLC | SC | Spartanburg | SCLL | Solar Photovoltaic | PV |  | S | 2 |  | 2 | 2 |  | N |  |  | N | IPP Non-CHP | 2 | X | SUN
Solar Photovoltaic.SUN | solar PV | TRUE | 63018 | ATOOD Solar III LLC | 63242 | ATOOD Solar III LLC | SC | Spartanburg | SCAT | Solar Photovoltaic | PV |  | S | 2 | 0.95 | 2 | 2 |  | N |  |  | N | IPP Non-CHP | 2 | X | SUN
Solar Photovoltaic.SUN | solar PV | TRUE | 63019 | AGA TAG Solar III LLC | 63243 | AGA TAG Solar III LLC | SC | Spartanburg | SCAG | Solar Photovoltaic | PV |  | S | 2 |  | 2 | 2 |  | N |  |  | N | IPP Non-CHP | 2 | X | SUN
Solar Photovoltaic.SUN | solar PV | TRUE | 58135 | Ecos Energy LLC | 63244 | Sydney Solar | CT | Windham | SYDN | Solar Photovoltaic | PV |  | S | 2 | 0.99 | 2 | 2 |  | N |  |  | N | IPP Non-CHP | 2 | X | SUN
Solar Photovoltaic.SUN | solar PV | TRUE | 58135 | Ecos Energy LLC | 63245 | Dickinson Solar (CT) | CT | Windham | DCKN | Solar Photovoltaic | PV |  | S | 2 | 0.99 | 2 | 2 |  | N |  |  | N | IPP Non-CHP | 2 | X | SUN
Landfill Gas.LFG | natural gas peaker | TRUE | 62998 | Cox Enterprises | 63246 | New River Clean Energy | WV | Raleigh | NEW2 | Landfill Gas | IC |  | S | 1.6 | 1 | 1.6 | 1.6 | 0.8 | N |  |  | N | IPP Non-CHP | 2 | X | LFG
Landfill Gas.LFG | natural gas peaker | TRUE | 62998 | Cox Enterprises | 63246 | New River Clean Energy | WV | Raleigh | NEWR1 | Landfill Gas | IC |  | S | 1.6 | 1 | 1.6 | 1.6 | 0.8 | N |  |  | N | IPP Non-CHP | 2 | X | LFG
Solar Photovoltaic.SUN | solar PV | TRUE | 63359 | REA Investments, LLC | 63247 | Novel Debra Solar LLC CSG | MN | Dodge | DEBRA | Solar Photovoltaic | PV |  | S | 1 | 0.95 | 1 | 1 | 1 | N |  |  | N | IPP Non-CHP | 2 | X | SUN
Solar Photovoltaic.SUN | solar PV | TRUE | 63359 | REA Investments, LLC | 63249 | Novel Wayne Solar LLC CSG | MN | Dodge | WAYNE | Solar Photovoltaic | PV |  | S | 1 | 1 | 1 | 1 |  | N |  |  | N | IPP Non-CHP | 2 | X | SUN
Onshore Wind Turbine.WND | onshore wind | TRUE | 50123 | Leeward Asset Management, LLC | 63251 | Lone Tree Wind, LLC | IL | Bureau | LTW | Onshore Wind Turbine | WT |  | S | 79 | 0.9 | 79 | 79 | 0.1 | N |  |  | N | IPP Non-CHP | 2 | X | WND
Solar Photovoltaic.SUN | solar PV | TRUE | 63049 | Cannon Garden LLC | 63252 | Cannon Garden Solar | MN | Rice | CGS | Solar Photovoltaic | PV |  | S | 1 |  | 1 | 1 |  | N |  |  | N | IPP Non-CHP | 2 | X | SUN
Solar Photovoltaic.SUN | solar PV | FALSE | 63054 | Francis Scott Key Mall | 63253 | Francis Scott Key Mall | MD | Frederick | FSK | Solar Photovoltaic | PV |  | W | 1.6 | 1 | 2.1 | 2.1 |  | N |  |  | N | Commercial Non-CHP | 4 | X | SUN
Solar Photovoltaic.SUN | solar PV | FALSE | 63055 | Altamonte Mall | 63254 | Altamonte Mall | FL | Seminole | ALT | Solar Photovoltaic | PV |  | W | 1.5 | 1 | 1.5 | 1.5 |  | N |  |  | N | Commercial Non-CHP | 4 | X | SUN
Batteries.MWH | battery storage | 0 | 63012 | 2W Permian Solar, LLC | 63255 | 2W Permian Solar Project Hybrid | TX | Andrews | 2WPBA | Batteries | BA |  | S | 40 |  | 40 | 40 | 0.1 | N |  |  | N | IPP Non-CHP | 2 | X | MWH
Solar Photovoltaic.SUN | solar PV | TRUE | 63012 | 2W Permian Solar, LLC | 63255 | 2W Permian Solar Project Hybrid | TX | Andrews | 2WPSO | Solar Photovoltaic | PV |  | S | 420 |  | 420 | 420 |  | N |  |  | N | IPP Non-CHP | 2 | X | SUN
Solar Photovoltaic.SUN | solar PV | FALSE | 63056 | Pembroke Lakes Mall | 63256 | Pembroke Lakes Mall | FL | Broward | PLM | Solar Photovoltaic | PV |  | W | 1.1 | 1 | 1.1 | 1.1 |  | N |  |  | N | Commercial Non-CHP | 4 | X | SUN
Solar Photovoltaic.SUN | solar PV | FALSE | 63057 | Short Hills Mall | 63257 | Short Hills Mall | NJ | Essex | SHM | Solar Photovoltaic | PV |  | W | 2.7 | 1 | 3.5 | 3.5 |  | N |  |  | N | Commercial Non-CHP | 4 | X | SUN
Onshore Wind Turbine.WND | onshore wind | TRUE | 63021 | Aurora Wind Project, LLC | 63258 | Aurora Wind Project | ND | Williams | AURWP | Onshore Wind Turbine | WT |  | S | 298.8 |  | 298.8 | 298.8 | 0 | N |  |  | N | IPP Non-CHP | 2 | X | WND
Natural Gas Fired Combined Cycle.NG | natural gas combined cycle | TRUE | 56155 | Lansing Board of Water and Light | 63259 | Delta Energy Park | MI | Eaton | DEPC2 | Natural Gas Fired Combined Cycle | CT | 804 | S | 58 | 0.85 | 48.3 | 58 | 35 | N |  |  | N | Electric Utility | 1 | X | NG
Natural Gas Fired Combined Cycle.NG | natural gas combined cycle | TRUE | 56155 | Lansing Board of Water and Light | 63259 | Delta Energy Park | MI | Eaton | DEPC3 | Natural Gas Fired Combined Cycle | CT | 805 | S | 58 | 0.85 | 48.3 | 58 | 35 | N |  |  | N | Electric Utility | 1 | X | NG
Natural Gas Fired Combustion Turbine.NG | natural gas peaker | TRUE | 56155 | Lansing Board of Water and Light | 63259 | Delta Energy Park | MI | Eaton | DEPS1 | Natural Gas Fired Combustion Turbine | GT |  | S | 58 | 0.85 | 46.3 | 57.1 | 35 | N |  |  | N | Electric Utility | 1 | X | NG
Natural Gas Fired Combined Cycle.NG | natural gas combined cycle | TRUE | 56155 | Lansing Board of Water and Light | 63259 | Delta Energy Park | MI | Eaton | DEPST | Natural Gas Fired Combined Cycle | CA | 852 | S | 89.2 | 0.85 | 81 | 84.1 | 16 | N |  |  | N | Electric Utility | 1 | X | NG
Solar Photovoltaic.SUN | solar PV | TRUE | 62982 | AC Power 1, LLC | 63260 | AC Power | NJ | Burlington | ACP | Solar Photovoltaic | PV |  | S | 1.3 |  | 1.3 | 1.3 |  | N |  |  | N | IPP Non-CHP | 2 | X | SUN
Solar Photovoltaic.SUN | solar PV | TRUE | 63058 | DG Northeast 1, LLC | 63262 | Becton Canaan | CT | Litchfield | PH1GR | Solar Photovoltaic | PV |  | S | 1.5 | 1 | 1.5 | 1.5 |  | N |  |  | N | IPP Non-CHP | 2 | X | SUN
Solar Photovoltaic.SUN | solar PV | TRUE | 63058 | DG Northeast 1, LLC | 63262 | Becton Canaan | CT | Litchfield | PH1RF | Solar Photovoltaic | PV |  | S | 0.5 | 1 | 0.5 | 0.5 |  | N |  |  | N | IPP Non-CHP | 2 | X | SUN
Solar Photovoltaic.SUN | solar PV | TRUE | 63058 | DG Northeast 1, LLC | 63262 | Becton Canaan | CT | Litchfield | PH2RF | Solar Photovoltaic | PV |  | S | 0.5 | 1 | 0.5 | 0.5 |  | N |  |  | N | IPP Non-CHP | 2 | X | SUN
Solar Photovoltaic.SUN | solar PV | TRUE | 58135 | Ecos Energy LLC | 63263 | Plainfield Solar 2 | CT | Windham | PLFD2 | Solar Photovoltaic | PV |  | S | 1 |  | 1 | 1 |  | N |  |  | N | IPP Non-CHP | 2 | X | SUN
Batteries.MWH | battery storage | 0 | 61012 | AES Distributed Energy | 63264 | Partridge Hill Solar Hybrid | MA | Worcester | BATT | Batteries | BA |  | S | 1.3 | 1 | 1.3 | 1.3 | 0 | N |  |  | N | IPP Non-CHP | 2 | X | MWH
Solar Photovoltaic.SUN | solar PV | TRUE | 61012 | AES Distributed Energy | 63264 | Partridge Hill Solar Hybrid | MA | Worcester | PART3 | Solar Photovoltaic | PV |  | S | 2 | 1 | 2 | 2 |  | N |  |  | N | IPP Non-CHP | 2 | X | SUN
Solar Photovoltaic.SUN | solar PV | TRUE | 62627 | Alchemy Renewable Energy | 63266 | Penny Hill Solar | NC | Pitt | NCPHL | Solar Photovoltaic | PV |  | W | 2 | 1 | 2 | 2 |  | N |  |  | N | IPP Non-CHP | 2 | X | SUN
Solar Photovoltaic.SUN | solar PV | TRUE | 62627 | Alchemy Renewable Energy | 63267 | Meeks Solar, LLC | NC | Martin | NCMKS | Solar Photovoltaic | PV |  | S | 2 | 1 | 2 | 2 |  | N |  |  | N | IPP Non-CHP | 2 | X | SUN
Onshore Wind Turbine.WND | onshore wind | TRUE | 13781 | Northern States Power Co - Minnesota | 63269 | Crowned Ridge Wind II Energy Center | SD | Codington | CRW2 | Onshore Wind Turbine | WT |  | S | 200.6 |  | 200.6 | 200.6 | 1 | N |  |  | N | Electric Utility | 1 | X | WND
Solar Photovoltaic.SUN | solar PV | TRUE | 62627 | Alchemy Renewable Energy | 63270 | Strider Solar, LLC | NC | Randolph | NCSTR | Solar Photovoltaic | PV |  | S | 5 | 1 | 5 | 5 |  | N |  |  | N | IPP Non-CHP | 2 | X | SUN
Solar Photovoltaic.SUN | solar PV | TRUE | 62161 | Cubico USA, LLC | 63271 | Huntley | SC | Orangeburg | 1295 | Solar Photovoltaic | PV |  | S | 75 |  | 75 | 75 |  | N |  |  | N | IPP Non-CHP | 2 | X | SUN
Solar Photovoltaic.SUN | solar PV | TRUE | 62627 | Alchemy Renewable Energy | 63272 | Woodsdale Farm, LLC | NC | Person | NCWOO | Solar Photovoltaic | PV |  | W | 2 |  | 2 | 2 |  | N |  |  | N | IPP Non-CHP | 2 | X | SUN
Solar Photovoltaic.SUN | solar PV | TRUE | 62161 | Cubico USA, LLC | 63273 | Wagyu | TX | Brazoria | 1215 | Solar Photovoltaic | PV |  | S | 120 |  | 120 | 120 |  | N |  |  | N | IPP Non-CHP | 2 | X | SUN
Solar Photovoltaic.SUN | solar PV | TRUE | 60531 | Standard Solar | 63276 | Mtn. Solar 1 | CO | Adams | X0133 | Solar Photovoltaic | PV |  | S | 1.5 |  | 1.5 | 1.5 |  | N |  |  | N | IPP Non-CHP | 2 | X | SUN
Solar Photovoltaic.SUN | solar PV | TRUE | 60531 | Standard Solar | 63277 | Mtn. Solar 2 | CO | Adams | X0133 | Solar Photovoltaic | PV |  | S | 1.5 |  | 1.5 | 1.5 |  | N |  |  | N | IPP Non-CHP | 2 | X | SUN
Solar Photovoltaic.SUN | solar PV | TRUE | 60531 | Standard Solar | 63278 | CO LI CSG 1 - Kamerra | CO | Adams | X0056 | Solar Photovoltaic | PV |  | S | 1.5 |  | 1.5 | 1.5 |  | N |  |  | N | IPP Non-CHP | 2 | X | SUN
Solar Photovoltaic.SUN | solar PV | TRUE | 58871 | Citizens Enterprises Corporation | 63279 | Barneveld Solar | NY | Oneida | PV1 | Solar Photovoltaic | PV |  | W | 1 |  | 1 | 1 |  | N |  |  | N | IPP Non-CHP | 2 | X | SUN
Batteries.MWH | battery storage | 0 | 61012 | AES Distributed Energy | 63280 | AES Kekaha Solar, LLC Hybrid | HI | Kauai | BESS | Batteries | BA |  | S | 14 |  | 14 | 14 | 0 | N |  |  | N | IPP Non-CHP | 2 | X | MWH
Solar Photovoltaic.SUN | solar PV | TRUE | 61012 | AES Distributed Energy | 63280 | AES Kekaha Solar, LLC Hybrid | HI | Kauai | KEKAH | Solar Photovoltaic | PV |  | S | 14 |  | 14 | 14 | 0 | N |  |  | N | IPP Non-CHP | 2 | X | SUN
Natural Gas Fired Combustion Turbine.NG | natural gas peaker | FALSE | 63067 | Valero Wilmington | 63285 | Valero Wilmington Cogeneration Plant | CA | Los Angeles | 79G1 | Natural Gas Fired Combustion Turbine | GT |  | S | 33.5 | 0.85 | 32.2 | 35.3 | 13 | N |  |  | Y | Industrial CHP | 7 | T | NG
Solar Photovoltaic.SUN | solar PV | TRUE | 63071 | DG Amaze New Jersey, LLC | 63286 | DG Amaze ACY1 | NJ | Gloucester | ACY1 | Solar Photovoltaic | PV |  | S | 3.8 |  | 3.8 | 3.8 |  | N |  |  | N | IPP Non-CHP | 2 | X | SUN
Onshore Wind Turbine.WND | onshore wind | TRUE | 63072 | Cerro Gordo Wind Farm | 63287 | Cerro Gordo Wind Farm | IA | Cerro Gordo | CGWF | Onshore Wind Turbine | WT |  | S | 42 |  | 42 | 42 | 0 | N |  |  | N | IPP Non-CHP | 2 | X | WND
Solar Photovoltaic.SUN | solar PV | FALSE | 63060 | Brass Mill Center | 63288 | Brass Mill Center | CT | New Haven | BMC | Solar Photovoltaic | PV |  | W | 3.4 | 1 | 3.4 | 3.4 |  | N |  |  | N | Commercial Non-CHP | 4 | X | SUN
Solar Photovoltaic.SUN | solar PV | FALSE | 63062 | White Marsh Mall | 63289 | White Marsh Mall | MD | Baltimore | WMM | Solar Photovoltaic | PV |  | W | 1.1 | 1 | 1.1 | 1.1 |  | N |  |  | N | Commercial Non-CHP | 4 | X | SUN
Solar Photovoltaic.SUN | solar PV | FALSE | 63061 | Natick Mall | 63290 | Natick Mall | MA | Middlesex | NM | Solar Photovoltaic | PV |  | W | 2.2 | 1 | 2.2 | 2.2 |  | N |  |  | N | Commercial Non-CHP | 4 | X | SUN
Solar Photovoltaic.SUN | solar PV | FALSE | 63059 | Diamond Properties | 63291 | Grand Prix Solar | NY | Westchester | GPS | Solar Photovoltaic | PV |  | J | 1.6 | 1 | 1.9 | 1.9 |  | N |  |  | N | Commercial Non-CHP | 4 | X | SUN
Solar Photovoltaic.SUN | solar PV | FALSE | 63059 | Diamond Properties | 63292 | 100 Brook Hill Drive Solar | NY | Rockland | BHD | Solar Photovoltaic | PV |  | W | 2 | 1 | 1.5 | 1.5 |  | N |  |  | N | Commercial Non-CHP | 4 | X | SUN
Solar Photovoltaic.SUN | solar PV | TRUE | 62627 | Alchemy Renewable Energy | 63293 | Cottonwood Solar, LLC | NC | Northampton | NCCWD | Solar Photovoltaic | PV |  | S | 3 | 1 | 3 | 3 |  | N |  |  | N | IPP Non-CHP | 2 | X | SUN
Solar Photovoltaic.SUN | solar PV | FALSE | 63079 | Cincinnati Zoo & Botanical Garden | 63294 | Parking Lot Array | OH | Hamilton | LOTPV | Solar Photovoltaic | PV |  | S | 1.4 |  | 1.3 | 0.8 |  | N |  |  | N | Commercial Non-CHP | 4 | X | SUN
Solar Photovoltaic.SUN | solar PV | TRUE | 63073 | Chicot Solar, LLC | 63295 | Chicot Solar | AR | Chicot | CHICO | Solar Photovoltaic | PV |  | S | 100 |  | 100 | 100 | 0 | N |  |  | N | IPP Non-CHP | 2 | X | SUN
Solar Photovoltaic.SUN | solar PV | TRUE | 62627 | Alchemy Renewable Energy | 63296 | 232 Long Branch 29 Solar I, LLC | NC | Cleveland | NCLFT | Solar Photovoltaic | PV |  | S | 2 |  | 2 | 2 |  | N |  |  | N | IPP Non-CHP | 2 | X | SUN
Solar Photovoltaic.SUN | solar PV | FALSE | 62994 | Dynamic Energy Solutions, LLC | 63297 | Hobart & William Smith College Gates Rd. | NY | Ontario | GATES | Solar Photovoltaic | PV |  | S | 1.9 |  | 1.8 | 0.2 |  | N |  |  | N | Commercial Non-CHP | 4 | X | SUN
Solar Photovoltaic.SUN | solar PV | FALSE | 62994 | Dynamic Energy Solutions, LLC | 63298 | Barrette Outdoor Living, Inc. | NJ | Atlantic | BARRE | Solar Photovoltaic | PV |  | S | 1.5 |  | 1.5 | 0.2 |  | N |  |  | N | Industrial Non-CHP | 6 | X | SUN
Solar Photovoltaic.SUN | solar PV | TRUE | 62627 | Alchemy Renewable Energy | 63299 | Harvest Beulaville, LLC | NC | Duplin | NCBVL | Solar Photovoltaic | PV |  | S | 2 |  | 2 | 2 |  | N |  |  | N | IPP Non-CHP | 2 | X | SUN
Solar Photovoltaic.SUN | solar PV | TRUE | 62983 | SE Athos I, LLC | 63300 | Athos Solar Project | CA | Riverside | IPAT1 | Solar Photovoltaic | PV |  | S | 250 |  | 250 | 250 |  | N |  |  | N | IPP Non-CHP | 2 | X | SUN
Solar Photovoltaic.SUN | solar PV | TRUE | 63065 | SOLV Energy LLC | 63301 | Garrett Solar | OR | Lake | 1888 | Solar Photovoltaic | PV |  | W | 10 |  | 10 | 10 |  | N |  |  | N | IPP Non-CHP | 2 | X | SUN
Other Natural Gas.NG | natural gas peaker | TRUE | 62971 | South Energy Investments LLC | 63302 | South Windsor Fuel Cell | CT | Hartford | SWFC5 | Other Natural Gas | FC |  | S | 5 |  | 5 | 5 | 0.4 | N |  |  | N | IPP Non-CHP | 2 | X | NG
Solar Photovoltaic.SUN | solar PV | TRUE | 61944 | MN8 Energy LLC | 63303 | Alticor Inc - Solar Project | CA | Orange | AISP | Solar Photovoltaic | PV |  | W | 1.2 |  | 1.1 | 0.7 |  | N |  |  | N | IPP Non-CHP | 2 | X | SUN
Solar Photovoltaic.SUN | solar PV | TRUE | 62759 | National Grid Renewables | 63304 | Allium Community Solar Garden, LLC | MN | Stearns | ALIUM | Solar Photovoltaic | PV |  | S | 1 |  | 1 | 1 |  | N |  |  | N | IPP Non-CHP | 2 | X | SUN
Solar Photovoltaic.SUN | solar PV | TRUE | 62759 | National Grid Renewables | 63305 | Aster Community Solar Garden, LLC | MN | Kandiyohi | ASTER | Solar Photovoltaic | PV |  | S | 1 |  | 1 | 1 |  | N |  |  | N | IPP Non-CHP | 2 | X | SUN
Solar Photovoltaic.SUN | solar PV | TRUE | 62759 | National Grid Renewables | 63307 | Westport Community Solar, LLC | MN | Kandiyohi | WESTP | Solar Photovoltaic | PV |  | S | 1 |  | 1 | 1 |  | N |  |  | N | IPP Non-CHP | 2 | X | SUN
Solar Photovoltaic.SUN | solar PV | TRUE | 62759 | National Grid Renewables | 63308 | Marigold Community Solar Garden, LLC | MN | Le Sueur | MGOLD | Solar Photovoltaic | PV |  | S | 1 |  | 1 | 1 |  | N |  |  | N | IPP Non-CHP | 2 | X | SUN
Solar Photovoltaic.SUN | solar PV | TRUE | 62759 | National Grid Renewables | 63309 | Honeysuckle Solar, LLC | MN | McLeod | HONEY | Solar Photovoltaic | PV |  | S | 1 |  | 1 | 1 |  | N |  |  | N | IPP Non-CHP | 2 | X | SUN
Solar Photovoltaic.SUN | solar PV | TRUE | 62759 | National Grid Renewables | 63311 | Lantana Solar, LLC | MN | Redwood | LANTA | Solar Photovoltaic | PV |  | S | 1 |  | 1 | 1 |  | N |  |  | N | IPP Non-CHP | 2 | X | SUN
Solar Photovoltaic.SUN | solar PV | TRUE | 62759 | National Grid Renewables | 63312 | Hyacinth Solar, LLC | MN | Dakota | HYCIN | Solar Photovoltaic | PV |  | S | 1 |  | 1 | 1 |  | N |  |  | N | IPP Non-CHP | 2 | X | SUN
Solar Photovoltaic.SUN | solar PV | TRUE | 62759 | National Grid Renewables | 63313 | Coral Bells Solar, LLC | MN | Chisago | CORAL | Solar Photovoltaic | PV |  | S | 1 |  | 1 | 1 |  | N |  |  | N | IPP Non-CHP | 2 | X | SUN
Solar Photovoltaic.SUN | solar PV | TRUE | 62759 | National Grid Renewables | 63314 | Primrose Solar, LLC | MN | Blue Earth | PROSE | Solar Photovoltaic | PV |  | S | 1 |  | 1 | 1 |  | N |  |  | N | IPP Non-CHP | 2 | X | SUN
Solar Photovoltaic.SUN | solar PV | TRUE | 62759 | National Grid Renewables | 63315 | Kerria Solar, LLC | MN | Renville | KERIA | Solar Photovoltaic | PV |  | S | 1 |  | 1 | 1 |  | N |  |  | N | IPP Non-CHP | 2 | X | SUN
Solar Photovoltaic.SUN | solar PV | TRUE | 62759 | National Grid Renewables | 63317 | Geranium Solar, LLC | MN | Kandiyohi | GERNM | Solar Photovoltaic | PV |  | S | 1 |  | 1 | 1 |  | N |  |  | N | IPP Non-CHP | 2 | X | SUN
Solar Photovoltaic.SUN | solar PV | TRUE | 62759 | National Grid Renewables | 63318 | Bellflower Solar, LLC | MN | Stearns | BELLF | Solar Photovoltaic | PV |  | S | 1 |  | 1 | 1 |  | N |  |  | N | IPP Non-CHP | 2 | X | SUN
Solar Photovoltaic.SUN | solar PV | TRUE | 62759 | National Grid Renewables | 63319 | Iris Solar, LLC (MN) | MN | Nicollet | IRIS | Solar Photovoltaic | PV |  | S | 1 |  | 1 | 1 |  | N |  |  | N | IPP Non-CHP | 2 | X | SUN
Solar Photovoltaic.SUN | solar PV | TRUE | 63092 | SE Titan, LLC | 63320 | Titan Solar Project | TX | Culberson | IPTTN | Solar Photovoltaic | PV |  | S | 260 |  | 260 | 260 |  | N |  |  | N | IPP Non-CHP | 2 | X | SUN
Solar Photovoltaic.SUN | solar PV | TRUE | 62759 | National Grid Renewables | 63321 | Bingham Solar, LLC | MI | Clinton | BINGH | Solar Photovoltaic | PV |  | S | 20 |  | 20 | 20 |  | N |  |  | N | IPP Non-CHP | 2 | X | SUN
Solar Photovoltaic.SUN | solar PV | TRUE | 62759 | National Grid Renewables | 63322 | Temperance Solar, LLC | MI | Monroe | TEMPR | Solar Photovoltaic | PV |  | S | 20 |  | 20 | 20 |  | N |  |  | N | IPP Non-CHP | 2 | X | SUN
Solar Photovoltaic.SUN | solar PV | TRUE | 63080 | Bluefin Origination 1, LLC | 63323 | Bluefin Origination 1 | MD | Prince Georges | SIMBA | Solar Photovoltaic | PV |  | S | 2 |  | 2 | 2 |  | N |  |  | N | IPP Non-CHP | 2 | X | SUN
Batteries.MWH | battery storage | 0 | 15470 | Duke Energy Indiana, LLC | 63324 | Camp Atterbury Microgrid Hybrid | IN | Johnson | ES1 | Batteries | BA |  | S | 5 |  | 5 | 5 | 0 | N |  |  | N | Electric Utility | 1 | X | MWH
Solar Photovoltaic.SUN | solar PV | TRUE | 15470 | Duke Energy Indiana, LLC | 63324 | Camp Atterbury Microgrid Hybrid | IN | Johnson | PV1 | Solar Photovoltaic | PV |  | S | 2 |  | 2 | 2 |  | N |  |  | N | Electric Utility | 1 | X | SUN
Onshore Wind Turbine.WND | onshore wind | TRUE | 59496 | Allete Clean Energy | 63327 | Diamond Spring, LLC | OK | Johnston | 46001 | Onshore Wind Turbine | WT |  | S | 303.5 |  | 303.5 | 303.5 | 1 | N |  |  | N | IPP Non-CHP | 2 | X | WND
Solar Photovoltaic.SUN | solar PV | TRUE | 63100 | SE Juno, LLC | 63328 | Juno Solar Project | TX | Borden | IPJNO | Solar Photovoltaic | PV |  | S | 141 |  | 141 | 141 |  | N |  |  | N | IPP Non-CHP | 2 | X | SUN
Solar Photovoltaic.SUN | solar PV | TRUE | 63100 | SE Juno, LLC | 63328 | Juno Solar Project | TX | Borden | JUNO1 | Solar Photovoltaic | PV |  | S | 159 |  | 159 | 159 |  | N |  |  | N | IPP Non-CHP | 2 | X | SUN
Solar Photovoltaic.SUN | solar PV | TRUE | 63101 | SE Aragorn, LLC | 63329 | Aragorn Solar Project | TX | Culberson | IPAGN | Solar Photovoltaic | PV |  | S | 187.2 |  | 180 | 180 |  | N |  |  | N | IPP Non-CHP | 2 | X | SUN
Solar Photovoltaic.SUN | solar PV | TRUE | 62627 | Alchemy Renewable Energy | 63330 | Duus Solar, LLC | OR | Clackamas | ORDUS | Solar Photovoltaic | PV |  | S | 10 |  | 10 | 10 |  | N |  |  | N | IPP Non-CHP | 2 | X | SUN
Solar Photovoltaic.SUN | solar PV | TRUE | 62627 | Alchemy Renewable Energy | 63331 | Firwood Solar, LLC | OR | Clackamas | ORFWD | Solar Photovoltaic | PV |  | S | 10 |  | 10 | 10 |  | N |  |  | N | IPP Non-CHP | 2 | X | SUN
Solar Photovoltaic.SUN | solar PV | TRUE | 62627 | Alchemy Renewable Energy | 63332 | Aulander Hwy 42 Solar, LLC | NC | Hertford | NCAUL | Solar Photovoltaic | PV |  | S | 5 |  | 5 | 5 |  | N |  |  | N | IPP Non-CHP | 2 | X | SUN
Solar Photovoltaic.SUN | solar PV | TRUE | 56990 | NJR Clean Energy Ventures Corporation | 63334 | Campus Drive Solar | NJ | Burlington | CAMPS | Solar Photovoltaic | PV |  | W | 3.7 |  | 3.7 | 3.7 |  | N |  |  | N | IPP Non-CHP | 2 | X | SUN
Natural Gas Fired Combustion Turbine.NG | natural gas peaker | TRUE | 63082 | ProEnergy Services | 63335 | HO Clarke Generating | TX | Harris | CTG-1 | Natural Gas Fired Combustion Turbine | GT |  | W | 60.5 | 0.85 | 44.5 | 49.8 | 22.5 | N |  |  | N | IPP Non-CHP | 2 | X | NG
Natural Gas Fired Combustion Turbine.NG | natural gas peaker | TRUE | 63082 | ProEnergy Services | 63335 | HO Clarke Generating | TX | Harris | CTG-2 | Natural Gas Fired Combustion Turbine | GT |  | W | 60.5 | 0.85 | 44.5 | 49.8 | 22.5 | N |  |  | N | IPP Non-CHP | 2 | X | NG
Natural Gas Fired Combustion Turbine.NG | natural gas peaker | TRUE | 63082 | ProEnergy Services | 63335 | HO Clarke Generating | TX | Harris | CTG-3 | Natural Gas Fired Combustion Turbine | GT |  | W | 60.5 | 0.85 | 44.5 | 49.8 | 22.5 | N |  |  | N | IPP Non-CHP | 2 | X | NG
Natural Gas Fired Combustion Turbine.NG | natural gas peaker | TRUE | 63082 | ProEnergy Services | 63335 | HO Clarke Generating | TX | Harris | CTG-4 | Natural Gas Fired Combustion Turbine | GT |  | W | 60.5 | 0.85 | 44.5 | 49.8 | 22.5 | N |  |  | N | IPP Non-CHP | 2 | X | NG
Natural Gas Fired Combustion Turbine.NG | natural gas peaker | TRUE | 63082 | ProEnergy Services | 63335 | HO Clarke Generating | TX | Harris | CTG-5 | Natural Gas Fired Combustion Turbine | GT |  | W | 60.5 | 0.85 | 44.5 | 49.8 | 22.5 | N |  |  | N | IPP Non-CHP | 2 | X | NG
Natural Gas Fired Combustion Turbine.NG | natural gas peaker | TRUE | 63082 | ProEnergy Services | 63335 | HO Clarke Generating | TX | Harris | CTG-6 | Natural Gas Fired Combustion Turbine | GT |  | W | 60.5 | 0.85 | 44.5 | 49.8 | 22.5 | N |  |  | N | IPP Non-CHP | 2 | X | NG
Natural Gas Fired Combustion Turbine.NG | natural gas peaker | TRUE | 63082 | ProEnergy Services | 63335 | HO Clarke Generating | TX | Harris | CTG-7 | Natural Gas Fired Combustion Turbine | GT |  | W | 60.5 | 0.85 | 44.5 | 49.8 | 22.5 | N |  |  | N | IPP Non-CHP | 2 | X | NG
Natural Gas Fired Combustion Turbine.NG | natural gas peaker | TRUE | 63082 | ProEnergy Services | 63335 | HO Clarke Generating | TX | Harris | CTG-8 | Natural Gas Fired Combustion Turbine | GT |  | W | 60.5 | 0.85 | 44.5 | 49.8 | 22.5 | N |  |  | N | IPP Non-CHP | 2 | X | NG
Solar Photovoltaic.SUN | solar PV | TRUE | 63106 | Sutton Solar 2, LLC | 63336 | Sutton Solar 2, LLC CSG | MA | Worcester | 6004 | Solar Photovoltaic | PV |  | S | 1 |  | 1 | 1 |  | N |  |  | N | IPP Non-CHP | 2 | X | SUN
Batteries.MWH | battery storage | 0 | 63107 | Lansing Renewables, LLC | 63337 | Lansing Renewables, LLC | NY | Tompkins | 14320 | Batteries | BA |  | S | 3 |  | 3 | 3 |  | N |  |  | N | IPP Non-CHP | 2 | X | MWH
Solar Photovoltaic.SUN | solar PV | TRUE | 63107 | Lansing Renewables, LLC | 63337 | Lansing Renewables, LLC | NY | Tompkins | 6004 | Solar Photovoltaic | PV |  | S | 5 |  | 5 | 4 |  | N |  |  | N | IPP Non-CHP | 2 | X | SUN
Solar Photovoltaic.SUN | solar PV | TRUE | 63108 | Granby Solar, LLC | 63338 | Granby Solar, LLC CSG | MA | Hampshire | 4787 | Solar Photovoltaic | PV |  | S | 3 |  | 3 | 3 |  | N |  |  | N | IPP Non-CHP | 2 | X | SUN
Batteries.MWH | battery storage | 0 | 63108 | Granby Solar, LLC | 63338 | Granby Solar, LLC CSG | MA | Hampshire | 4788 | Batteries | BA |  | S | 2 |  | 2 | 1.8 |  | N |  |  | N | IPP Non-CHP | 2 | X | MWH
Solar Photovoltaic.SUN | solar PV | TRUE | 63109 | Hales Mills Solar, LLC | 63339 | Hales Mills Solar, LLC | NY | Fulton | 6609 | Solar Photovoltaic | PV |  | S | 5 |  | 3.6 | 2.9 |  | N |  |  | N | IPP Non-CHP | 2 | X | SUN
Batteries.MWH | battery storage | 0 | 63110 | Owlville Creek Solar 2, LLC | 63340 | Owlville Creek Solar 2, LLC | NY | Madison | 20660 | Batteries | BA |  | S | 3 |  | 3 | 3 |  | N |  |  | N | IPP Non-CHP | 2 | X | MWH
Solar Photovoltaic.SUN | solar PV | TRUE | 63110 | Owlville Creek Solar 2, LLC | 63340 | Owlville Creek Solar 2, LLC | NY | Madison | 6609 | Solar Photovoltaic | PV |  | S | 5 |  | 5 | 4 |  | N |  |  | N | IPP Non-CHP | 2 | X | SUN
Batteries.MWH | battery storage | 0 | 63111 | Owlville Creek Solar, LLC | 63341 | Owlville Creek Solar, LLC | NY | Madison | 20660 | Batteries | BA |  | S | 3 |  | 3 | 3 |  | N |  |  | N | IPP Non-CHP | 2 | X | MWH
Solar Photovoltaic.SUN | solar PV | TRUE | 63111 | Owlville Creek Solar, LLC | 63341 | Owlville Creek Solar, LLC | NY | Madison | 6608 | Solar Photovoltaic | PV |  | S | 5 |  | 5 | 4 |  | N |  |  | N | IPP Non-CHP | 2 | X | SUN
Solar Photovoltaic.SUN | solar PV | TRUE | 63121 | Starvation Solar I, LLC | 63344 | Starvation | OR | Harney | STAR | Solar Photovoltaic | PV |  | S | 9.9 |  | 9.9 | 9.9 |  | N |  |  | N | IPP Non-CHP | 2 | X | SUN
Solar Photovoltaic.SUN | solar PV | TRUE | 63119 | Scotch Bonnet Solar, LLC | 63345 | Scotch Bonnet Solar, LLC | NC | Pender | PGR07 | Solar Photovoltaic | PV |  | S | 4.5 |  | 4.5 | 4.5 |  | N |  |  | N | IPP Non-CHP | 2 | X | SUN
Solar Photovoltaic.SUN | solar PV | TRUE | 63120 | Cubera Solar, LLC | 63346 | Cubera Solar, LLC | NC | Harnett | PGR06 | Solar Photovoltaic | PV |  | S | 2 |  | 2 | 2 |  | N |  |  | N | IPP Non-CHP | 2 | X | SUN
Natural Gas Fired Combustion Turbine.NG | natural gas peaker | FALSE | 63113 | Architect of the Capitol, Capitol Power Plant | 63347 | AOC, Capitol Power Plant | DC | District of Columbia | CTG1 | Natural Gas Fired Combustion Turbine | GT |  | S | 7.5 | 0.8 | 7.5 | 7.5 | 7 | N |  |  | Y | Commercial CHP | 5 | T | NG | DFO
Solar Photovoltaic.SUN | solar PV | TRUE | 63115 | AZ Solar 1, LLC | 63349 | OE_AZ1 | AZ | La Paz | AZ1 | Solar Photovoltaic | PV |  | S | 32.5 |  | 32.5 | 32.5 |  | N |  |  | N | IPP Non-CHP | 2 | X | SUN
Solar Photovoltaic.SUN | solar PV | TRUE | 63114 | GA Solar 3, LLC | 63350 | OE_GA3 | GA | Mitchell | GA3 | Solar Photovoltaic | PV |  | S | 57.5 |  | 57.5 | 57.5 |  | N |  |  | N | IPP Non-CHP | 2 | X | SUN
Solar Photovoltaic.SUN | solar PV | TRUE | 63116 | Bluebell Solar II, LLC | 63351 | Bluebell Solar II | TX | Sterling | BBS2 | Solar Photovoltaic | PV |  | S | 115 |  | 115 | 115 |  | N |  |  | N | IPP Non-CHP | 2 | X | SUN
Solar Photovoltaic.SUN | solar PV | TRUE | 62067 | EnterSolar | 63353 | Allied Beverages Elizabeth | NJ | Union | ABE | Solar Photovoltaic | PV |  | W | 3.2 |  | 3.2 | 3.2 |  | N |  |  | N | IPP Non-CHP | 2 | X | SUN
Solar Photovoltaic.SUN | solar PV | TRUE | 62067 | EnterSolar | 63354 | Ticket Network South Windsor | CT | Hartford | TNSW | Solar Photovoltaic | PV |  | W | 1 |  | 1 | 1 |  | N |  |  | N | IPP Non-CHP | 2 | X | SUN
Solar Photovoltaic.SUN | solar PV | TRUE | 62067 | EnterSolar | 63355 | Chanel Piscataway Rooftop | NJ | Middlesex | CPR | Solar Photovoltaic | PV |  | W | 1.4 |  | 1.4 | 1.4 |  | N |  |  | N | IPP Non-CHP | 2 | X | SUN
Solar Photovoltaic.SUN | solar PV | TRUE | 62067 | EnterSolar | 63356 | Colonial Pipeline Allentown Chesterfield | NJ | Burlington | CPAC | Solar Photovoltaic | PV |  | W | 1.9 |  | 1.9 | 1.9 |  | N |  |  | N | IPP Non-CHP | 2 | X | SUN
Solar Photovoltaic.SUN | solar PV | TRUE | 62067 | EnterSolar | 63357 | Colonial Pipeline Woodbury West Deptford | NJ | Gloucester | CPWWD | Solar Photovoltaic | PV |  | W | 3.7 |  | 3.7 | 3.7 |  | N |  |  | N | IPP Non-CHP | 2 | X | SUN
Solar Photovoltaic.SUN | solar PV | TRUE | 62067 | EnterSolar | 63358 | Corbin Russwin Phase 3 Berlin | CT | Hartford | CRP3B | Solar Photovoltaic | PV |  | W | 1 |  | 1 | 1 |  | N |  |  | N | IPP Non-CHP | 2 | X | SUN
Solar Photovoltaic.SUN | solar PV | TRUE | 62067 | EnterSolar | 63361 | Medline Ind. Phase 2 Tracy | CA | San Joaquin | MIP2T | Solar Photovoltaic | PV |  | W | 1 |  | 1 | 1 |  | N |  |  | N | IPP Non-CHP | 2 | X | SUN
Solar Photovoltaic.SUN | solar PV | TRUE | 62067 | EnterSolar | 63363 | Niagara Bottling Stockton | CA | San Joaquin | NBS | Solar Photovoltaic | PV |  | W | 1 |  | 1 | 1 |  | N |  |  | N | IPP Non-CHP | 2 | X | SUN
Geothermal.GEO | geothermal | TRUE | 63102 | AMOR IX, LLC | 63365 | Soda Lake 3 | NV | Churchill | SL3 | Geothermal | BT |  | S | 26 | 0.9 | 20 | 20 | 10 | N |  |  | N | IPP Non-CHP | 2 | X | GEO
Solar Photovoltaic.SUN | solar PV | FALSE | 60268 | Hartz Solar, LLC | 63366 | 435A Bergen Avenue | NJ | Hudson | 1 | Solar Photovoltaic | PV |  | S | 1.4 | 1 | 1.4 | 1.1 |  | N |  |  | N | Commercial Non-CHP | 4 | X | SUN
Solar Photovoltaic.SUN | solar PV | TRUE | 63131 | Strandness Garden LLC | 63367 | Strandness Garden | MN | Pope | CGS | Solar Photovoltaic | PV |  | S | 1 |  | 1 | 1 |  | N |  |  | N | IPP Non-CHP | 2 | X | SUN
Solar Photovoltaic.SUN | solar PV | TRUE | 62719 | Green Street Power Partners | 63368 | GSPP Gilman, LLC | VT | Essex | GILMA | Solar Photovoltaic | PV |  | S | 2.1 |  | 2.1 | 2.1 |  | N |  |  | N | IPP Non-CHP | 2 | X | SUN
Solar Photovoltaic.SUN | solar PV | TRUE | 62719 | Green Street Power Partners | 63369 | Riley Road LLC | NY | Orange | RILE1 | Solar Photovoltaic | PV |  | S | 2 |  | 2 | 2 |  | N |  |  | N | IPP Non-CHP | 2 | X | SUN
Solar Photovoltaic.SUN | solar PV | TRUE | 62719 | Green Street Power Partners | 63369 | Riley Road LLC | NY | Orange | RILE2 | Solar Photovoltaic | PV |  | S | 2 |  | 2 | 2 |  | N |  |  | N | IPP Non-CHP | 2 | X | SUN
Solar Photovoltaic.SUN | solar PV | TRUE | 62719 | Green Street Power Partners | 63370 | GSSP Schneider LLC | MN | Stearns | SCHN1 | Solar Photovoltaic | PV |  | S | 1 |  | 1 | 1 |  | N |  |  | N | IPP Non-CHP | 2 | X | SUN
Solar Photovoltaic.SUN | solar PV | TRUE | 62719 | Green Street Power Partners | 63370 | GSSP Schneider LLC | MN | Stearns | SCHN2 | Solar Photovoltaic | PV |  | S | 1 |  | 1 | 1 |  | N |  |  | N | IPP Non-CHP | 2 | X | SUN
Solar Photovoltaic.SUN | solar PV | TRUE | 62719 | Green Street Power Partners | 63370 | GSSP Schneider LLC | MN | Stearns | SCHN3 | Solar Photovoltaic | PV |  | S | 1 |  | 1 | 1 |  | N |  |  | N | IPP Non-CHP | 2 | X | SUN
Solar Photovoltaic.SUN | solar PV | TRUE | 62719 | Green Street Power Partners | 63370 | GSSP Schneider LLC | MN | Stearns | SCHN4 | Solar Photovoltaic | PV |  | S | 1 |  | 1 | 1 |  | N |  |  | N | IPP Non-CHP | 2 | X | SUN
Solar Photovoltaic.SUN | solar PV | TRUE | 62719 | Green Street Power Partners | 63370 | GSSP Schneider LLC | MN | Stearns | SCHN5 | Solar Photovoltaic | PV |  | S | 1 |  | 1 | 1 |  | N |  |  | N | IPP Non-CHP | 2 | X | SUN
Solar Photovoltaic.SUN | solar PV | TRUE | 62719 | Green Street Power Partners | 63371 | Hope Solar Farm LLC | NY | Rensselaer | BRUNS | Solar Photovoltaic | PV |  | S | 2 |  | 2 | 2 |  | N |  |  | N | IPP Non-CHP | 2 | X | SUN
Solar Photovoltaic.SUN | solar PV | TRUE | 62719 | Green Street Power Partners | 63372 | Catlin Solar 1 LLC | NY | Schuyler | CATLI | Solar Photovoltaic | PV |  | S | 4 |  | 4 | 4 |  | N |  |  | N | IPP Non-CHP | 2 | X | SUN
Solar Photovoltaic.SUN | solar PV | TRUE | 62719 | Green Street Power Partners | 63373 | Saratoga Solar LLC | NY | Saratoga | SARAT | Solar Photovoltaic | PV |  | S | 5 |  | 5 | 5 |  | N |  |  | N | IPP Non-CHP | 2 | X | SUN
Solar Photovoltaic.SUN | solar PV | TRUE | 62719 | Green Street Power Partners | 63374 | CP Middletown Solar I LLC | CT | Middlesex | CPMI1 | Solar Photovoltaic | PV |  | S | 1 |  | 1 | 1 |  | N |  |  | N | IPP Non-CHP | 2 | X | SUN
Solar Photovoltaic.SUN | solar PV | TRUE | 62719 | Green Street Power Partners | 63375 | CP Middletown Solar II LLC | CT | Middlesex | CPMI2 | Solar Photovoltaic | PV |  | S | 1 |  | 1 | 1 |  | N |  |  | N | IPP Non-CHP | 2 | X | SUN
Solar Photovoltaic.SUN | solar PV | TRUE | 63125 | Phelan Pinon Hills Community Services District | 63376 | Phelan Pinon Hills CSD Solar | CA | San Bernardino | PPHS | Solar Photovoltaic | PV |  | S | 1.2 |  | 1.1 | 0.8 |  | N |  |  | N | IPP Non-CHP | 2 | X | SUN
Solar Photovoltaic.SUN | solar PV | TRUE | 62852 | ESA Hamlet NC LLC | 63377 | ESA Hamlet NC , LLC | NC | Richmond | PGR10 | Solar Photovoltaic | PV |  | S | 5 |  | 5 | 3 |  | N |  |  | N | IPP Non-CHP | 2 | X | SUN
Solar Photovoltaic.SUN | solar PV | TRUE | 63129 | Wapello Solar LLC | 63378 | Wapello Solar LLC | IA | Louisa | WAPLO | Solar Photovoltaic | PV |  | S | 100 |  | 100 | 100 |  | N |  |  | N | IPP Non-CHP | 2 | X | SUN
Solar Photovoltaic.SUN | solar PV | TRUE | 60531 | Standard Solar | 63379 | Mtn. Solar 3 CSG | CO | Morgan | X0134 | Solar Photovoltaic | PV |  | S | 1.5 |  | 1.5 | 1.5 |  | N |  |  | N | IPP Non-CHP | 2 | X | SUN
Solar Photovoltaic.SUN | solar PV | TRUE | 62915 | Madison Energy Holdings LLC | 63380 | Goodhue Community Solar One LLC CSG | MN | Goodhue | 52829 | Solar Photovoltaic | PV |  | S | 1 | 0.98 | 1 | 1 |  | N |  |  | N | IPP Non-CHP | 2 | X | SUN
Solar Photovoltaic.SUN | solar PV | TRUE | 62627 | Alchemy Renewable Energy | 63381 | Railroad Solar Farm, LLC | NC | Robeson | NCRAL | Solar Photovoltaic | PV |  | S | 4.1 | 1 | 4.1 | 4.1 |  | N |  |  | N | IPP Non-CHP | 2 | X | SUN
Solar Photovoltaic.SUN | solar PV | TRUE | 62627 | Alchemy Renewable Energy | 63383 | ATOOD Solar IV, LLC | NC | Brunswick | NCATD | Solar Photovoltaic | PV |  | S | 5 |  | 5 | 5 |  | N |  |  | N | IPP Non-CHP | 2 | X | SUN
Onshore Wind Turbine.WND | onshore wind | TRUE | 63139 | Minonk Stewardship Wind LLC | 63384 | Bennington Wind | IL | Marshall | BENN | Onshore Wind Turbine | WT |  | S | 93 |  | 93 | 93 | 0 | N |  |  | N | IPP Non-CHP | 2 | X | WND
Solar Photovoltaic.SUN | solar PV | TRUE | 61944 | MN8 Energy LLC | 63385 | Castaic Lake Phase II | CA | Los Angeles | CA135 | Solar Photovoltaic | PV |  | S | 3.5 |  | 3.5 | 3.5 |  | N |  |  | N | IPP Non-CHP | 2 | X | SUN
Solar Photovoltaic.SUN | solar PV | TRUE | 63141 | Rancho Seco Solar II, LLC | 63387 | Rancho Seco Solar II, LLC | CA | Sacramento | RSS2 | Solar Photovoltaic | PV |  | S | 160 |  | 160 | 160 |  | N |  |  | N | IPP Non-CHP | 2 | X | SUN
Solar Photovoltaic.SUN | solar PV | TRUE | 63183 | Oxy Renewable Energy LLC | 63388 | Oxy Renewable Energy - Goldsmith | TX | Ector | SOLAR | Solar Photovoltaic | PV |  | S | 16.8 | 1 | 16.8 | 11.8 |  | N |  |  | N | IPP Non-CHP | 2 | X | SUN
Onshore Wind Turbine.WND | onshore wind | TRUE | 63128 | Jordan Creek Wind Farm, LLC | 63389 | Jordan Creek Wind Farm, LLC | IN | Warren | JCW | Onshore Wind Turbine | WT |  | S | 398.6 |  | 398.6 | 398.6 | 0 | N |  |  | N | IPP Non-CHP | 2 | X | WND
Solar Photovoltaic.SUN | solar PV | TRUE | 60571 | AEP Onsite Partners, LLC | 63390 | Shelby Solar Array | OH | Richland | SHBOH | Solar Photovoltaic | PV |  | S | 1.9 |  | 1.9 | 1.9 |  | N |  |  | N | IPP Non-CHP | 2 | X | SUN
Solar Photovoltaic.SUN | solar PV | TRUE | 61724 | New Mexico Renewable Development LLC | 63391 | City of Rio Rancho WWTP | NM | Sandoval | CORR | Solar Photovoltaic | PV |  | S | 1.2 |  | 1.2 | 0.8 |  | N |  |  | N | IPP Non-CHP | 2 | X | SUN
Solar Photovoltaic.SUN | solar PV | TRUE | 61419 | Luminace Solar MC, LLC | 63392 | DEC Phase II at Georgetown | DE | Sussex | DECII | Solar Photovoltaic | PV |  | S | 3 | 1 | 3 | 3 |  | N |  |  | N | IPP Non-CHP | 2 | X | SUN
Onshore Wind Turbine.WND | onshore wind | TRUE | 63124 | Cuming County Renewables. LLC | 63393 | Cuming County Renewables, LLC | NE | Cuming | T-1 | Onshore Wind Turbine | WT |  | S | 2.5 | 1 | 2.5 | 2.5 | 2.5 | N |  |  | N | IPP Non-CHP | 2 | X | WND
Solar Photovoltaic.SUN | solar PV | TRUE | 63143 | Falls Creek Garden LLC | 63394 | Falls Creek Garden | MN | Rice | CGS | Solar Photovoltaic | PV |  | S | 1 | 1 | 1 | 1 |  | N |  |  | N | IPP Non-CHP | 2 | X | SUN
Solar Photovoltaic.SUN | solar PV | TRUE | 63144 | Star Garden LLC | 63395 | Star Garden | MN | Pope | CGS | Solar Photovoltaic | PV |  | S | 1 | 1 | 1 | 1 |  | N |  |  | N | IPP Non-CHP | 2 | X | SUN
Solar Photovoltaic.SUN | solar PV | TRUE | 63157 | Buffalo Garden LLC | 63396 | Buffalo Garden | MN | Waseca | CGS | Solar Photovoltaic | PV |  | S | 1 | 1 | 1 | 1 |  | N |  |  | N | IPP Non-CHP | 2 | X | SUN
Solar Photovoltaic.SUN | solar PV | TRUE | 63158 | Loon Garden LLC | 63397 | Loon Garden | MN | Waseca | CGS | Solar Photovoltaic | PV |  | S | 1 | 1 | 1 | 1 |  | N |  |  | N | IPP Non-CHP | 2 | X | SUN
Batteries.MWH | battery storage | 0 | 63163 | Kearsarge Amesbury LLC | 63398 | Kearsarge Amesbury Hybrid | MA | Essex | AMBAT | Batteries | BA |  | S | 1.6 |  | 1.6 | 1.6 | 0 | N |  |  | N | IPP Non-CHP | 2 | X | MWH
Solar Photovoltaic.SUN | solar PV | TRUE | 63163 | Kearsarge Amesbury LLC | 63398 | Kearsarge Amesbury Hybrid | MA | Essex | AMES | Solar Photovoltaic | PV |  | S | 3.3 |  | 3.3 | 3.3 |  | N |  |  | N | IPP Non-CHP | 2 | X | SUN
Solar Photovoltaic.SUN | solar PV | TRUE | 60571 | AEP Onsite Partners, LLC | 63399 | Galesburg Solar Array | IL | Henderson | GWA01 | Solar Photovoltaic | PV |  | S | 1.4 |  | 1.4 | 1.4 |  | N |  |  | N | IPP Non-CHP | 2 | X | SUN
Solar Photovoltaic.SUN | solar PV | TRUE | 63159 | Stearns Solar I LLC | 63400 | Stearns Solar I | MN | Stearns | STE | Solar Photovoltaic | PV |  | S | 1 | 0.98 | 1 | 1 |  | N |  |  | N | IPP Non-CHP | 2 | X | SUN
Solar Photovoltaic.SUN | solar PV | TRUE | 63160 | Olinda Trail Solar LLC | 63401 | Olinda Trail Solar | MN | Chisago | OLI | Solar Photovoltaic | PV |  | S | 1 | 0.98 | 1 | 1 |  | N |  |  | N | IPP Non-CHP | 2 | X | SUN
Solar Photovoltaic.SUN | solar PV | TRUE | 63161 | New Munich Solar LLC | 63402 | New Munich Solar | MN | Stearns | MUN | Solar Photovoltaic | PV |  | S | 1 | 0.98 | 1 | 1 |  | N |  |  | N | IPP Non-CHP | 2 | X | SUN
Solar Photovoltaic.SUN | solar PV | TRUE | 63162 | Clara City Solar LLC | 63403 | Clara City Solar | MN | Chippewa | CCS | Solar Photovoltaic | PV |  | S | 1 | 0.98 | 1 | 1 |  | N |  |  | N | IPP Non-CHP | 2 | X | SUN
Solar Photovoltaic.SUN | solar PV | TRUE | 61944 | MN8 Energy LLC | 63404 | Thermo Fisher | NJ | Somerset | 1 | Solar Photovoltaic | PV |  | S | 1.5 |  | 1.5 | 1.5 |  | N |  |  | N | IPP Non-CHP | 2 | X | SUN
Solar Photovoltaic.SUN | solar PV | TRUE | 61227 | Nautilus Solar Solutions | 63405 | Pearl II | NY | Genesee | 29 | Solar Photovoltaic | PV |  | S | 2 |  | 2 | 2 |  | N |  |  | N | IPP Non-CHP | 2 | X | SUN
Solar Photovoltaic.SUN | solar PV | TRUE | 60520 | SoCore Energy LLC | 63406 | Vermillion River_MN_GRE DEA-GM | MN | Dakota | PV1 | Solar Photovoltaic | PV |  | W | 3 |  | 3 | 3 |  | N |  |  | N | IPP Non-CHP | 2 | X | SUN
Solar Photovoltaic.SUN | solar PV | TRUE | 62923 | Solar Planet Power | 63407 | Macedon | NY | Wayne | 101 | Solar Photovoltaic | PV |  | W | 2 |  | 2 | 2 |  | N |  |  | N | IPP Non-CHP | 2 | X | SUN
Solar Photovoltaic.SUN | solar PV | TRUE | 62923 | Solar Planet Power | 63408 | Whittier | NY | Monroe | 300 | Solar Photovoltaic | PV |  | W | 2 |  | 2 | 2 |  | N |  |  | N | IPP Non-CHP | 2 | X | SUN
Solar Photovoltaic.SUN | solar PV | TRUE | 62923 | Solar Planet Power | 63409 | Williamson | NY | Wayne | 100 | Solar Photovoltaic | PV |  | W | 2 |  | 2 | 2 |  | N |  |  | N | IPP Non-CHP | 2 | X | SUN
Solar Photovoltaic.SUN | solar PV | TRUE | 62923 | Solar Planet Power | 63410 | Bennett | NY | Ontario | 304 | Solar Photovoltaic | PV |  | W | 1.4 |  | 1.4 | 1.4 |  | N |  |  | N | IPP Non-CHP | 2 | X | SUN
Solar Photovoltaic.SUN | solar PV | TRUE | 61012 | AES Distributed Energy | 63411 | Greenwich Solar 1, LLC CSG | NY | Washington | RTE40 | Solar Photovoltaic | PV |  | S | 5 | 1 | 5 | 5 |  | N |  |  | N | IPP Non-CHP | 2 | X | SUN
Batteries.MWH | battery storage | 0 | 63246 | EDF Renewables Distributed Solutions, Inc | 63412 | San Diego Zoo | CA | San Diego | SDZOO | Batteries | BA |  | S | 1 |  | 1 | 1 | 0 | N |  |  | N | IPP Non-CHP | 2 | X | MWH
Solar Photovoltaic.SUN | solar PV | TRUE | 61944 | MN8 Energy LLC | 63413 | LTMUA | NJ | Cape May | 1 | Solar Photovoltaic | PV |  | S | 1 |  | 1 | 1 |  | N |  |  | N | IPP Non-CHP | 2 | X | SUN
Solar Photovoltaic.SUN | solar PV | TRUE | 61620 | IOS II LLC | 63414 | IOS II-LAX9 | CA | San Bernardino | IOSII | Solar Photovoltaic | PV |  | S | 4 | 1 | 3.7 | 3.3 |  | N |  |  | N | IPP Non-CHP | 2 | X | SUN
Batteries.MWH | battery storage | 0 | 61012 | AES Distributed Energy | 63415 | Middletown Solar 1, LLC Hybrid CSG | NY | Orange | BATT | Batteries | BA |  | S | 1.6 | 0.99 | 1.6 | 1.6 | 0 | N |  |  | N | IPP Non-CHP | 2 | X | MWH
Solar Photovoltaic.SUN | solar PV | TRUE | 61012 | AES Distributed Energy | 63415 | Middletown Solar 1, LLC Hybrid CSG | NY | Orange | CENTR | Solar Photovoltaic | PV |  | S | 1.6 | 0.99 | 1.6 | 1.6 | 0 | N |  |  | N | IPP Non-CHP | 2 | X | SUN
Solar Photovoltaic.SUN | solar PV | FALSE | 17164 | Sierra Pacific Industries | 63416 | Sierra Pacific Industries (2042-RD) | CA | Tehama | GEN1 | Solar Photovoltaic | PV |  | S | 8.4 |  | 8.4 | 8.4 |  | N |  |  | N | Industrial Non-CHP | 6 | X | SUN
Solar Photovoltaic.SUN | solar PV | TRUE | 62915 | Madison Energy Holdings LLC | 63417 | Goodhue Community Solar Three LLC CSG | MN | Goodhue | 52831 | Solar Photovoltaic | PV |  | S | 1 | 0.98 | 1 | 1 |  | N |  |  | N | IPP Non-CHP | 2 | X | SUN
Solar Photovoltaic.SUN | solar PV | TRUE | 62856 | Forefront Power, LLC | 63418 | DGS Wasco State Prison | CA | Kern | 1122 | Solar Photovoltaic | PV |  | S | 2.3 |  | 2.3 | 2.3 |  | N |  |  | N | IPP Non-CHP | 2 | X | SUN
Solar Photovoltaic.SUN | solar PV | TRUE | 62856 | Forefront Power, LLC | 63419 | DGS Central California Womens Facility | CA | Madera | 1122 | Solar Photovoltaic | PV |  | S | 2 |  | 2 | 2 |  | N |  |  | N | IPP Non-CHP | 2 | X | SUN
Solar Photovoltaic.SUN | solar PV | TRUE | 62856 | Forefront Power, LLC | 63420 | Fresno Bullard High School Hybrid | CA | Fresno | 903 | Solar Photovoltaic | PV |  | S | 1.2 |  | 1.2 | 1.2 |  | N |  |  | N | IPP Non-CHP | 2 | X | SUN
Batteries.MWH | battery storage | 0 | 62856 | Forefront Power, LLC | 63420 | Fresno Bullard High School Hybrid | CA | Fresno | BA903 | Batteries | BA |  | S | 0.4 |  | 0.4 | 0.4 | 0 | N |  |  | N | IPP Non-CHP | 2 | X | MWH
Solar Photovoltaic.SUN | solar PV | TRUE | 62856 | Forefront Power, LLC | 63421 | Fresno Hoover High School Hybrid | CA | Fresno | 291 | Solar Photovoltaic | PV |  | S | 1.2 |  | 1.2 | 1.2 |  | N |  |  | N | IPP Non-CHP | 2 | X | SUN
Batteries.MWH | battery storage | 0 | 62856 | Forefront Power, LLC | 63421 | Fresno Hoover High School Hybrid | CA | Fresno | BA291 | Batteries | BA |  | S | 0.2 |  | 0.2 | 0.2 | 0 | N |  |  | N | IPP Non-CHP | 2 | X | MWH
Solar Photovoltaic.SUN | solar PV | TRUE | 62856 | Forefront Power, LLC | 63422 | Fresno Sunnyside High School Hybrid | CA | Fresno | 1122 | Solar Photovoltaic | PV |  | S | 1.6 |  | 1.6 | 1.6 |  | N |  |  | N | IPP Non-CHP | 2 | X | SUN
Batteries.MWH | battery storage | 0 | 62856 | Forefront Power, LLC | 63422 | Fresno Sunnyside High School Hybrid | CA | Fresno | BA112 | Batteries | BA |  | S | 0.3 |  | 0.3 | 0.3 | 0 | N |  |  | N | IPP Non-CHP | 2 | X | MWH
Natural Gas Fired Combustion Turbine.NG | natural gas peaker | TRUE | 63170 | Brigham Young University (BYU) | 63423 | BYU Central Heating Plant | UT | Utah | GEN1 | Natural Gas Fired Combustion Turbine | GT |  | S | 16.5 | 0.8 | 14 | 15 | 5.8 | N |  |  | Y | IPP CHP | 3 | T | NG
Solar Photovoltaic.SUN | solar PV | TRUE | 63171 | Straight Garden LLC | 63424 | Straight Garden Solar | MN | Rice | CGS | Solar Photovoltaic | PV |  | S | 1 |  | 1 | 1 |  | N |  |  | N | IPP Non-CHP | 2 | X | SUN
Solar Photovoltaic.SUN | solar PV | TRUE | 63172 | Leven Garden LLC | 63425 | Leven Garden Solar | MN | Pope | CGS | Solar Photovoltaic | PV |  | S | 1 |  | 1 | 1 |  | N |  |  | N | IPP Non-CHP | 2 | X | SUN
Solar Photovoltaic.SUN | solar PV | TRUE | 63173 | Zumbro Garden LLC | 63426 | Zumbro Solar Garden | MN | Dodge | CGS | Solar Photovoltaic | PV |  | S | 1 |  | 1 | 1 |  | N |  |  | N | IPP Non-CHP | 2 | X | SUN
Solar Photovoltaic.SUN | solar PV | TRUE | 63175 | Mud Garden LLC | 63427 | Mud Garden Solar | MN | Sibley | CGS | Solar Photovoltaic | PV |  | S | 1 |  | 1 | 1 |  | N |  |  | N | IPP Non-CHP | 2 | X | SUN
Solar Photovoltaic.SUN | solar PV | TRUE | 60025 | Greenbacker Renewable Energy Corporation | 63428 | IGS CC, LLC | DC | District of Columbia | 254 | Solar Photovoltaic | PV |  | S | 1.5 |  | 1.5 | 1.5 |  | N |  |  | N | IPP Non-CHP | 2 | X | SUN
Solar Photovoltaic.SUN | solar PV | TRUE | 63176 | Erin Garden LLC | 63429 | Erin Garden Solar | MN | Sibley | CSG | Solar Photovoltaic | PV |  | S | 1 |  | 1 | 1 |  | N |  |  | N | IPP Non-CHP | 2 | X | SUN
Solar Photovoltaic.SUN | solar PV | TRUE | 63177 | Chub Garden LLC | 63430 | Chub Garden Solar | MN | Dakota | CGS | Solar Photovoltaic | PV |  | S | 1 |  | 1 | 1 |  | N |  |  | N | IPP Non-CHP | 2 | X | SUN
Onshore Wind Turbine.WND | onshore wind | TRUE | 59496 | Allete Clean Energy | 63431 | Cisco | MN | Jackson | 32001 | Onshore Wind Turbine | WT |  | S | 8.4 |  | 8.4 | 8.4 | 1 | N |  |  | N | IPP Non-CHP | 2 | X | WND
Onshore Wind Turbine.WND | onshore wind | TRUE | 59496 | Allete Clean Energy | 63432 | Lincoln Heights I | MN | Lincoln | 32002 | Onshore Wind Turbine | WT |  | S | 5.2 |  | 5.2 | 5.2 | 1 | N |  |  | N | IPP Non-CHP | 2 | X | WND
Onshore Wind Turbine.WND | onshore wind | TRUE | 59496 | Allete Clean Energy | 63433 | Lincoln Heights II | MN | Lincoln | 32003 | Onshore Wind Turbine | WT |  | S | 3.9 |  | 3.9 | 3.9 | 1 | N |  |  | N | IPP Non-CHP | 2 | X | WND
Solar Photovoltaic.SUN | solar PV | TRUE | 63174 | Maston Garden LLC | 63434 | Maston Garden Solar | MN | Dodge | CGS | Solar Photovoltaic | PV |  | S | 1 |  | 1 | 1 |  | N |  |  | N | IPP Non-CHP | 2 | X | SUN
Onshore Wind Turbine.WND | onshore wind | TRUE | 56771 | Black Hills Service Company LLC | 63436 | Corriedale Wind Energy | WY | Laramie | WTG | Onshore Wind Turbine | WT |  | J | 52.5 | 0.95 | 52.5 | 52.5 | 2 | N |  |  | N | Electric Utility | 1 | X | WND
Other Natural Gas.NG | natural gas peaker | TRUE | 65296 | UB Fuel Cell | 63438 | UB Fuel Cell | CT | Fairfield | UBFC1 | Other Natural Gas | FC |  | S | 1.4 | 1 | 1.4 | 1.4 | 0.2 | N |  |  | Y | IPP CHP | 3 | T | NG
Other Natural Gas.NG | natural gas peaker | TRUE | 65297 | Central CA Fuel Cell 1 | 63439 | Central CA Fuel Cell 1 | CA | Tulare | CCFC1 | Other Natural Gas | FC |  | S | 2.8 | 1 | 2.8 | 2.8 | 0.2 | N |  |  | Y | IPP CHP | 3 | T | NG
Solar Photovoltaic.SUN | solar PV | TRUE | 64851 | Sun Streams 2, LLC | 63440 | Sun Streams 2 | AZ | Maricopa | GEN01 | Solar Photovoltaic | PV |  | S | 150 | 0.95 | 150 | 150 |  | N |  |  | N | IPP Non-CHP | 2 | X | SUN
Solar Photovoltaic.SUN | solar PV | TRUE | 63185 | Neighborhood Power Corp. | 63442 | Tickle Creek Solar | OR | Clackamas | W9317 | Solar Photovoltaic | PV |  | W | 1.9 |  | 1.9 | 1.9 |  | N |  |  | N | IPP Non-CHP | 2 | X | SUN
Solar Photovoltaic.SUN | solar PV | TRUE | 63185 | Neighborhood Power Corp. | 63443 | Thomas Creek Solar | OR | Clackamas | W9318 | Solar Photovoltaic | PV |  | W | 2.2 |  | 2.2 | 2.2 |  | N |  |  | N | IPP Non-CHP | 2 | X | SUN
Solar Photovoltaic.SUN | solar PV | TRUE | 63186 | 1001 Ebenezer Church Solar, LLC | 63444 | 1001 Ebenezer Church Solar | NC | Surry | 1001 | Solar Photovoltaic | PV |  | W | 5 | 1 | 5 | 5 |  | N |  |  | N | IPP Non-CHP | 2 | X | SUN
Solar Photovoltaic.SUN | solar PV | TRUE | 63190 | 1009 Yadkin Solar, LLC | 63445 | 1009 Yadkin Solar | NC | Yadkin | 1009 | Solar Photovoltaic | PV |  | W | 4.9 | 1 | 4.9 | 4.9 |  | N |  |  | N | IPP Non-CHP | 2 | X | SUN
Solar Photovoltaic.SUN | solar PV | TRUE | 63191 | 1073 Onslow Solar, LLC | 63446 | 1073 Onslow Solar | NC | Onslow | 1073 | Solar Photovoltaic | PV |  | W | 4.7 | 1 | 4.7 | 4.7 |  | N |  |  | N | IPP Non-CHP | 2 | X | SUN
Solar Photovoltaic.SUN | solar PV | TRUE | 63192 | 1008 Matthews Solar, LLC | 63447 | 1008 Matthews Solar | NC | Surry | 1008 | Solar Photovoltaic | PV |  | W | 4.9 | 1 | 4.9 | 4.9 |  | N |  |  | N | IPP Non-CHP | 2 | X | SUN
Solar Photovoltaic.SUN | solar PV | TRUE | 63193 | 1045 Tomlin Mill Solar, LLC | 63448 | 1045 Tomlin Mill Solar | NC | Iredell | 1045 | Solar Photovoltaic | PV |  | W | 4.9 | 1 | 4.9 | 4.9 |  | N |  |  | N | IPP Non-CHP | 2 | X | SUN
Solar Photovoltaic.SUN | solar PV | TRUE | 63197 | Lang Solar Farm, LLC | 63449 | Lang Solar Farm | NC | Lenoir | PV1 | Solar Photovoltaic | PV |  | S | 5 | 1 | 5 | 5 |  | N |  |  | N | IPP Non-CHP | 2 | X | SUN
Solar Photovoltaic.SUN | solar PV | TRUE | 58871 | Citizens Enterprises Corporation | 63450 | Chenango Solar | NY | Broome | PV1 | Solar Photovoltaic | PV |  | W | 4.9 |  | 4.9 | 4.9 |  | N |  |  | N | IPP Non-CHP | 2 | X | SUN
Solar Photovoltaic.SUN | solar PV | TRUE | 56990 | NJR Clean Energy Ventures Corporation | 63451 | Monroe Solar Farm, LLC | NJ | Middlesex | MONR1 | Solar Photovoltaic | PV |  | W | 13.1 |  | 13.1 | 13.1 |  | N |  |  | N | IPP Non-CHP | 2 | X | SUN
Solar Photovoltaic.SUN | solar PV | TRUE | 63188 | West Deptford Distributed Solar, LLC | 63452 | Solvay Solar | NJ | Gloucester | SSP | Solar Photovoltaic | PV |  | S | 6.5 |  | 6.5 | 6.5 |  | N |  |  | N | IPP Non-CHP | 2 | X | SUN
Solar Photovoltaic.SUN | solar PV | TRUE | 63194 | Malmedal Garden LLC | 63453 | Malmedal Solar Garden | MN | Pope | CGS | Solar Photovoltaic | PV |  | S | 1 | 1 | 1 | 1 |  | N |  |  | N | IPP Non-CHP | 2 | X | SUN
Solar Photovoltaic.SUN | solar PV | TRUE | 63195 | Wollan Garden LLC | 63454 | Wollan Garden Solar | MN | Pope | CGS | Solar Photovoltaic | PV |  | S | 1 | 1 | 1 | 1 |  | N |  |  | N | IPP Non-CHP | 2 | X | SUN
Solar Photovoltaic.SUN | solar PV | TRUE | 63198 | RE-VFO LLC | 63455 | RE-VFO LLC | CA | Tulare | INV1 | Solar Photovoltaic | PV |  | S | 0.5 |  | 0.5 | 0.5 |  | N |  |  | N | IPP Non-CHP | 2 | X | SUN
Solar Photovoltaic.SUN | solar PV | TRUE | 63198 | RE-VFO LLC | 63455 | RE-VFO LLC | CA | Tulare | INV2 | Solar Photovoltaic | PV |  | S | 0.5 |  | 0.5 | 0.5 |  | N |  |  | N | IPP Non-CHP | 2 | X | SUN
Solar Photovoltaic.SUN | solar PV | TRUE | 63185 | Neighborhood Power Corp. | 63456 | St Louis Solar | OR | Marion | W9319 | Solar Photovoltaic | PV |  | W | 2.2 | 0.99 | 2.2 | 2.2 |  | N |  |  | N | IPP Non-CHP | 2 | X | SUN
Petroleum Liquids.DFO | petroleum | TRUE | 17043 | City of Shelby - (OH) | 63457 | Progress Drive Generation Station | OH | Richland | PSG1 | Petroleum Liquids | IC |  | S | 1.8 | 0.8 | 1.8 | 1.8 | 0.2 | N |  |  | N | Electric Utility | 1 | X | DFO
Petroleum Liquids.DFO | petroleum | TRUE | 17043 | City of Shelby - (OH) | 63457 | Progress Drive Generation Station | OH | Richland | PSG2 | Petroleum Liquids | IC |  | S | 1.8 | 0.8 | 1.8 | 1.8 | 0.2 | N |  |  | N | Electric Utility | 1 | X | DFO
Batteries.MWH | battery storage | 0 | 63187 | Rush Springs Energy Storage | 63458 | Rush Springs Energy Storage (BA) | OK | Grady | RUSHE | Batteries | BA |  | S | 10 |  | 10 | 10 | 0 | N |  |  | N | IPP Non-CHP | 2 | X | MWH
Solar Photovoltaic.SUN | solar PV | TRUE | 63203 | Selective Insurance | 63459 | Selective Insurance | NJ | Sussex | 9853 | Solar Photovoltaic | PV |  | S | 2.2 |  | 2.2 | 2.2 |  | N |  |  | N | IPP Non-CHP | 2 | X | SUN
Solar Photovoltaic.SUN | solar PV | TRUE | 63203 | Selective Insurance | 63459 | Selective Insurance | NJ | Sussex | 9854 | Solar Photovoltaic | PV |  | S | 0.6 |  | 0.6 | 0.6 |  | N |  |  | N | IPP Non-CHP | 2 | X | SUN
Onshore Wind Turbine.WND | onshore wind | TRUE | 63189 | Rock County Wind Fuel, LLC | 63460 | Rock County Wind Fuel, LLC | MN | Rock | RCWF | Onshore Wind Turbine | WT |  | S | 5 |  | 5 | 5 | 0.1 | N |  |  | N | IPP Non-CHP | 2 | X | WND
Solar Photovoltaic.SUN | solar PV | TRUE | 63201 | Bonefish Solar, LLC | 63461 | Bonefish Solar | SC | Clarendon | PGR15 | Solar Photovoltaic | PV |  | S | 2 |  | 2 | 2 |  | N |  |  | N | IPP Non-CHP | 2 | X | SUN
Solar Photovoltaic.SUN | solar PV | TRUE | 63202 | Pika Solar, LLC | 63462 | Pika Solar | OR | Marion | PGR17 | Solar Photovoltaic | PV |  | S | 2.2 |  | 2.2 | 2.2 |  | N |  |  | N | IPP Non-CHP | 2 | X | SUN
Solar Photovoltaic.SUN | solar PV | TRUE | 63204 | Mohea Solar Energy Center, LLC | 63463 | Mohea Solar Energy Center, LLC | SC | Cherokee | PGR14 | Solar Photovoltaic | PV |  | S | 5 |  | 5 | 5 |  | N |  |  | N | IPP Non-CHP | 2 | X | SUN
Solar Photovoltaic.SUN | solar PV | TRUE | 63205 | Brush Creek Solar, LLC | 63464 | Brush Creek Solar | OR | Marion | PGR19 | Solar Photovoltaic | PV |  | S | 2.2 |  | 2.2 | 2.2 |  | N |  |  | N | IPP Non-CHP | 2 | X | SUN
Solar Photovoltaic.SUN | solar PV | TRUE | 63206 | Minke Solar, LLC | 63465 | Minke Solar | OR | Clackamas | PGR20 | Solar Photovoltaic | PV |  | S | 2.2 |  | 2.2 | 2.2 |  | N |  |  | N | IPP Non-CHP | 2 | X | SUN
Solar Photovoltaic.SUN | solar PV | TRUE | 63207 | Drift Creek Solar, LLC | 63466 | Drift Creek Solar | OR | Marion | PGR18 | Solar Photovoltaic | PV |  | S | 2.2 |  | 2.2 | 2.2 |  | N |  |  | N | IPP Non-CHP | 2 | X | SUN
Solar Photovoltaic.SUN | solar PV | TRUE | 63208 | Bighorn Solar, LLC | 63467 | Bighorn Solar | OR | Marion | PGR16 | Solar Photovoltaic | PV |  | S | 2.2 |  | 2.2 | 2.2 |  | N |  |  | N | IPP Non-CHP | 2 | X | SUN
Batteries.MWH | battery storage | 0 | 61012 | AES Distributed Energy | 63468 | Hurteau Solar Project Hybrid | MA | Worcester | BATT | Batteries | BA |  | S | 1.3 | 1 | 1.3 | 1.3 | 0 | N |  |  | N | IPP Non-CHP | 2 | X | MWH
Solar Photovoltaic.SUN | solar PV | TRUE | 61012 | AES Distributed Energy | 63468 | Hurteau Solar Project Hybrid | MA | Worcester | HURTU | Solar Photovoltaic | PV |  | S | 2 | 1 | 2 | 2 | 0 | N |  |  | N | IPP Non-CHP | 2 | X | SUN
Solar Photovoltaic.SUN | solar PV | TRUE | 61012 | AES Distributed Energy | 63469 | Alicea Solar Project Hybrid CSG | MA | Worcester | ALICA | Solar Photovoltaic | PV |  | S | 2 |  | 2 | 2 |  | N |  |  | N | IPP Non-CHP | 2 | X | SUN
Batteries.MWH | battery storage | 0 | 61012 | AES Distributed Energy | 63469 | Alicea Solar Project Hybrid CSG | MA | Worcester | BATT | Batteries | BA |  | S | 1.5 |  | 1.5 | 1.5 |  | N |  |  | N | IPP Non-CHP | 2 | X | MWH
Batteries.MWH | battery storage | 0 | 61012 | AES Distributed Energy | 63470 | McDougle-Mitchell Solar Project Hybrid CSG | MA | Worcester | BATT | Batteries | BA |  | S | 2.9 | 1 | 2.9 | 2.9 | 0 | N |  |  | N | IPP Non-CHP | 2 | X | MWH
Solar Photovoltaic.SUN | solar PV | TRUE | 61012 | AES Distributed Energy | 63470 | McDougle-Mitchell Solar Project Hybrid CSG | MA | Worcester | MCDMT | Solar Photovoltaic | PV |  | S | 4.5 | 1 | 4.5 | 4.5 | 0 | N |  |  | N | IPP Non-CHP | 2 | X | SUN
Batteries.MWH | battery storage | 0 | 61012 | AES Distributed Energy | 63472 | Cycz Solar Project CSG Hybrid | MA | Worcester | BATT | Batteries | BA |  | S | 1.3 | 1 | 1.3 | 1.3 | 0 | N |  |  | N | IPP Non-CHP | 2 | X | MWH
Solar Photovoltaic.SUN | solar PV | TRUE | 61012 | AES Distributed Energy | 63472 | Cycz Solar Project CSG Hybrid | MA | Worcester | CYCZ | Solar Photovoltaic | PV |  | S | 2 | 1 | 2 | 2 | 0 | N |  |  | N | IPP Non-CHP | 2 | X | SUN
Batteries.MWH | battery storage | 0 | 61012 | AES Distributed Energy | 63473 | West A&B Solar Project Hybrid CSG | MA | Worcester | BATT | Batteries | BA |  | S | 1.8 | 1 | 1.8 | 1.8 | 0 | N |  |  | N | IPP Non-CHP | 2 | X | MWH
Solar Photovoltaic.SUN | solar PV | TRUE | 61012 | AES Distributed Energy | 63473 | West A&B Solar Project Hybrid CSG | MA | Worcester | WEST | Solar Photovoltaic | PV |  | S | 2.5 | 1 | 2.5 | 2.5 | 0 | N |  |  | N | IPP Non-CHP | 2 | X | SUN
Solar Photovoltaic.SUN | solar PV | TRUE | 61012 | AES Distributed Energy | 63474 | Annese Solar Project Hybrid CSG | MA | Worcester | ANNES | Solar Photovoltaic | PV |  | S | 4.3 |  | 4.3 | 4.3 | 0 | N |  |  | N | IPP Non-CHP | 2 | X | SUN
Batteries.MWH | battery storage | 0 | 61012 | AES Distributed Energy | 63474 | Annese Solar Project Hybrid CSG | MA | Worcester | BATT | Batteries | BA |  | S | 3.5 |  | 3.5 | 3.5 | 0 | N |  |  | N | IPP Non-CHP | 2 | X | MWH
Batteries.MWH | battery storage | 0 | 61012 | AES Distributed Energy | 63475 | Randall Solar Project Hybrid | MA | Worcester | BATT | Batteries | BA |  | S | 3.3 |  | 3.3 | 3.3 | 0 | N |  |  | N | IPP Non-CHP | 2 | X | MWH
Solar Photovoltaic.SUN | solar PV | TRUE | 61012 | AES Distributed Energy | 63475 | Randall Solar Project Hybrid | MA | Worcester | RAND | Solar Photovoltaic | PV |  | S | 5 |  | 5 | 5 |  | N |  |  | N | IPP Non-CHP | 2 | X | SUN
Solar Photovoltaic.SUN | solar PV | TRUE | 63210 | Saint Solar LLC | 63476 | Saint Solar | AZ | Pinal | SAINT | Solar Photovoltaic | PV |  | S | 100 |  | 100 | 100 |  | N |  |  | N | IPP Non-CHP | 2 | X | SUN
Solar Photovoltaic.SUN | solar PV | TRUE | 63213 | Jemez Cuba LLC | 63477 | Alcalde Solar Array | NM | Rio Arriba | SOLAR | Solar Photovoltaic | PV |  | S | 2.4 |  | 2.4 | 2.4 |  | N |  |  | N | IPP Non-CHP | 2 | X | SUN
Natural Gas Fired Combustion Turbine.NG | natural gas peaker | FALSE | 63209 | The George Washington University | 63478 | Ross Hall Central Utility Plant | DC | District of Columbia | CT-1 | Natural Gas Fired Combustion Turbine | GT |  | S | 4.6 | 0.9 | 4.1 | 2.7 | 2.7 | N |  |  | Y | Commercial CHP | 5 | T | NG
Onshore Wind Turbine.WND | onshore wind | TRUE | 49893 | Invenergy Services LLC | 63479 | Traverse Wind Project, LLC | OK | Custer | GEN1 | Onshore Wind Turbine | WT |  | S | 999 |  | 999 | 999 | 0 | N |  |  | N | IPP Non-CHP | 2 | X | WND
Solar Photovoltaic.SUN | solar PV | TRUE | 63219 | Roberds Garden LLC | 63480 | Roberds Garden CSG | MN | Rice | RPRG | Solar Photovoltaic | PV |  | S | 1 |  | 1 | 1 |  | N |  |  | N | IPP Non-CHP | 2 | X | SUN
Solar Photovoltaic.SUN | solar PV | TRUE | 63215 | Clear Garden LLC | 63481 | Clear Garden CSG | MN | Waseca | RPCG | Solar Photovoltaic | PV |  | S | 1 |  | 1 | 1 |  | N |  |  | N | IPP Non-CHP | 2 | X | SUN
Onshore Wind Turbine.WND | onshore wind | TRUE | 2770 | Terra-Gen Operating Co-Wind | 63482 | Point Wind | CA | Kern | PW1 | Onshore Wind Turbine | WT |  | S | 64.5 |  | 64.5 | 64.5 | 0 | N |  |  | N | IPP Non-CHP | 2 | X | WND
Natural Gas Fired Combustion Turbine.NG | natural gas peaker | FALSE | 65384 | Cartier Energy, LLC | 63483 | ACM - Midtown Thermal | NJ | Atlantic | T60-1 | Natural Gas Fired Combustion Turbine | GT |  | S | 5.5 | 0.9 | 5.2 | 6.1 | 3.5 | N |  |  | Y | Commercial CHP | 5 | T | NG | DFO
Solar Photovoltaic.SUN | solar PV | TRUE | 63228 | Gohman Community Solar LLC | 63484 | Gohman Community Solar (CSG) | MN | Sherburne | GOHMN | Solar Photovoltaic | PV |  | S | 1.1 |  | 1.1 | 1.1 |  | N |  |  | N | IPP Non-CHP | 2 | X | SUN
Natural Gas Fired Combustion Turbine.NG | natural gas peaker | TRUE | 63220 | ECP Uptown Campus LLC | 63485 | ECP Uptown Campus | PA | Allegheny | 1 | Natural Gas Fired Combustion Turbine | GT |  | S | 5.6 | 0.95 | 4.3 | 5.6 | 1 | N |  |  | Y | IPP CHP | 3 | T | NG
Solar Photovoltaic.SUN | solar PV | TRUE | 63226 | CalCom Energy | 63486 | D'Arrigo Brothers - Phase 4 | CA | Monterey | DA04 | Solar Photovoltaic | PV |  | W | 1.7 | 1 | 1.7 | 1.2 |  | N |  |  | N | IPP Non-CHP | 2 | X | SUN
Solar Photovoltaic.SUN | solar PV | TRUE | 63225 | Wister Solar | 63487 | Wister Solar | CA | Imperial | WSOL | Solar Photovoltaic | PV |  | S | 20 |  | 20 | 20 |  | N |  |  | N | IPP Non-CHP | 2 | X | SUN
Onshore Wind Turbine.WND | onshore wind | TRUE | 15474 | Public Service Co of Oklahoma | 63489 | Sundance Wind Project, LLC | OK | Woods | GEN1 | Onshore Wind Turbine | WT |  | S | 199 |  | 199 | 199 | 0 | N |  |  | N | Electric Utility | 1 | X | WND
Geothermal.GEO | geothermal | TRUE | 63221 | CD4 | 63490 | CD4 | CA | Mono | OEC1 | Geothermal | BT |  | S | 44.4 | 0.85 | 29.6 | 44.4 | 5 | N |  |  | N | IPP Non-CHP | 2 | X | GEO
Natural Gas Fired Combustion Turbine.NG | natural gas peaker | FALSE | 65384 | Cartier Energy, LLC | 63492 | DCO Burlington | NJ | Burlington | CTG-1 | Natural Gas Fired Combustion Turbine | GT |  | S | 3.5 | 1 | 2.7 | 3.8 | 2.4 | N |  |  | Y | Industrial CHP | 7 | T | NG
Solar Photovoltaic.SUN | solar PV | TRUE | 57353 | Plumas Sierra Rural Electric Coop | 63493 | PSREC/SIAD Solar | CA | Lassen | SIAD | Solar Photovoltaic | PV |  | S | 2.5 | 0.8 | 2.4 | 1.6 |  | N |  |  | N | Electric Utility | 1 | X | SUN
Onshore Wind Turbine.WND | onshore wind | TRUE | 15474 | Public Service Co of Oklahoma | 63494 | Maverick Wind Project, LLC | OK | Major | GEN1 | Onshore Wind Turbine | WT |  | S | 288 |  | 288 | 288 | 0 | N |  |  | N | Electric Utility | 1 | X | WND
Solar Photovoltaic.SUN | solar PV | TRUE | 18454 | Tampa Electric Co | 63495 | Durrance | FL | Polk | 1 | Solar Photovoltaic | PV |  | S | 60 | 0.95 | 60 | 60 |  | N |  |  | N | Electric Utility | 1 | X | SUN
Solar Photovoltaic.SUN | solar PV | TRUE | 60947 | Tesla Inc. | 63496 | Frederick County - Landfill | MD | Frederick | PV1 | Solar Photovoltaic | PV |  | W | 2 |  | 2 | 2 |  | N |  |  | N | IPP Non-CHP | 2 | X | SUN
Solar Photovoltaic.SUN | solar PV | TRUE | 63970 | CVI Renewables Holdings, LLC. | 63497 | Calabro Airport North Solar Project | NY | Suffolk | NORTH | Solar Photovoltaic | PV |  | S | 1.3 |  | 1.3 | 1.3 |  | N |  |  | N | IPP Non-CHP | 2 | X | SUN
Solar Photovoltaic.SUN | solar PV | TRUE | 63970 | CVI Renewables Holdings, LLC. | 63498 | Calabro Airport South Solar Project | NY | Suffolk | SOUTH | Solar Photovoltaic | PV |  | S | 1.2 |  | 1.2 | 1.2 |  | N |  |  | N | IPP Non-CHP | 2 | X | SUN
Solar Photovoltaic.SUN | solar PV | TRUE | 14063 | Oklahoma Gas & Electric Co | 63499 | Choctaw Nation Solar Farm | OK | Bryan | CVS1 | Solar Photovoltaic | PV |  | S | 5 |  | 5 | 5 |  | N |  |  | N | Electric Utility | 1 | X | SUN
Solar Photovoltaic.SUN | solar PV | TRUE | 14063 | Oklahoma Gas & Electric Co | 63500 | Chickasaw Nation Solar Farm | OK | Murray | CVS1 | Solar Photovoltaic | PV |  | S | 5 |  | 5 | 5 |  | N |  |  | N | Electric Utility | 1 | X | SUN
Natural Gas Fired Combustion Turbine.NG | natural gas peaker | FALSE | 65384 | Cartier Energy, LLC | 63501 | Montclair State University Cogen | NJ | Passaic | CTG-1 | Natural Gas Fired Combustion Turbine | GT |  | S | 6.4 | 0.8 | 5.4 | 5.8 | 2.5 | N |  |  | Y | Commercial CHP | 5 | T | NG | DFO
Natural Gas Internal Combustion Engine.NG | natural gas peaker | FALSE | 65384 | Cartier Energy, LLC | 63501 | Montclair State University Cogen | NJ | Passaic | ENG-1 | Natural Gas Internal Combustion Engine | IC |  | S | 2.7 | 0.8 | 2.7 | 2.7 | 1.3 | N |  |  | Y | Commercial CHP | 5 | T | NG
Natural Gas Internal Combustion Engine.NG | natural gas peaker | FALSE | 65384 | Cartier Energy, LLC | 63501 | Montclair State University Cogen | NJ | Passaic | ENG-2 | Natural Gas Internal Combustion Engine | IC |  | S | 2.7 | 0.8 | 2.7 | 2.7 | 1.3 | N |  |  | Y | Commercial CHP | 5 | T | NG
Onshore Wind Turbine.WND | onshore wind | TRUE | 24211 | Tucson Electric Power Co | 63502 | Oso Grande Wind Farm | NM | Lea | OGW24 | Onshore Wind Turbine | WT |  | S | 33.8 | 0.9 | 33.8 | 33.8 | 0 | N |  |  | N | Electric Utility | 1 | X | WND
Onshore Wind Turbine.WND | onshore wind | TRUE | 24211 | Tucson Electric Power Co | 63502 | Oso Grande Wind Farm | NM | Lea | OGW45 | Onshore Wind Turbine | WT |  | S | 216 | 0.9 | 216 | 216 | 0 | N |  |  | N | Electric Utility | 1 | X | WND
Solar Photovoltaic.SUN | solar PV | TRUE | 56769 | Consolidated Edison Development Inc. | 63503 | Lakehurst Solar | NJ | Ocean | LAKHS | Solar Photovoltaic | PV |  | S | 9.6 |  | 9.6 | 9.6 |  | N |  |  | N | IPP Non-CHP | 2 | X | SUN
Solar Photovoltaic.SUN | solar PV | TRUE | 56769 | Consolidated Edison Development Inc. | 63504 | Copper Mountain Solar 5, LLC | NV | Clark | CM5-1 | Solar Photovoltaic | PV |  | S | 252 | 0.95 | 250 | 250 |  | N |  |  | N | IPP Non-CHP | 2 | X | SUN
Solar Photovoltaic.SUN | solar PV | TRUE | 63242 | CBH Lessor LLC | 63505 | Cherry Blossom Solar LLC | SC | Williamsburg | CB | Solar Photovoltaic | PV |  | S | 10 |  | 10 | 10 |  | N |  |  | N | IPP Non-CHP | 2 | X | SUN
Solar Photovoltaic.SUN | solar PV | TRUE | 15399 | Avangrid Renewables LLC | 63509 | Lund Hill Solar | WA | Klickitat | LHS1 | Solar Photovoltaic | PV |  | S | 150 |  | 150 | 150 | 0 | N |  |  | N | IPP Non-CHP | 2 | X | SUN
Solar Photovoltaic.SUN | solar PV | TRUE | 60947 | Tesla Inc. | 63510 | Walnut Unified School District Walnut HS Hybrid | CA | Los Angeles | PV1 | Solar Photovoltaic | PV |  | W | 1.8 |  | 1.8 | 1.8 |  | N |  |  | N | IPP Non-CHP | 2 | X | SUN
Batteries.MWH | battery storage | 0 | 60947 | Tesla Inc. | 63510 | Walnut Unified School District Walnut HS Hybrid | CA | Los Angeles | ST1 | Batteries | BA |  | W | 0.5 |  | 0.5 | 0.5 | 0 | N |  |  | N | IPP Non-CHP | 2 | X | MWH
Solar Photovoltaic.SUN | solar PV | TRUE | 60947 | Tesla Inc. | 63511 | Mohonasen Central School District | NY | Schenectady | PV1 | Solar Photovoltaic | PV |  | W | 1.1 |  | 1.1 | 1.1 |  | N |  |  | N | IPP Non-CHP | 2 | X | SUN
Solar Photovoltaic.SUN | solar PV | TRUE | 60947 | Tesla Inc. | 63512 | Wor-Wic Community College - Offsite | MD | Wicomico | PV1 | Solar Photovoltaic | PV |  | W | 2 |  | 2 | 2 |  | N |  |  | N | IPP Non-CHP | 2 | X | SUN
Solar Photovoltaic.SUN | solar PV | TRUE | 63226 | CalCom Energy | 63514 | Moonlight Packing - Phase 2 | CA | Fresno | MLO2 | Solar Photovoltaic | PV |  | W | 1.4 |  | 1.4 | 1 |  | N |  |  | N | IPP Non-CHP | 2 | X | SUN
Solar Photovoltaic.SUN | solar PV | TRUE | 61944 | MN8 Energy LLC | 63516 | California City | CA | Kern | CACTY | Solar Photovoltaic | PV |  | S | 1.9 |  | 1.9 | 1.9 |  | N |  |  | N | IPP Non-CHP | 2 | X | SUN
Solar Photovoltaic.SUN | solar PV | TRUE | 6455 | Duke Energy Florida, LLC | 63517 | Santa Fe Solar Power Plant | FL | Alachua | PV1 | Solar Photovoltaic | PV |  | S | 74.9 | 0.95 | 74.9 | 74.9 |  | N |  |  | N | Electric Utility | 1 | X | SUN
Solar Photovoltaic.SUN | solar PV | TRUE | 6455 | Duke Energy Florida, LLC | 63518 | Twin Rivers Solar Power Plant | FL | Hamilton | PV1 | Solar Photovoltaic | PV |  | S | 74.9 | 0.95 | 74.9 | 74.9 |  | N |  |  | N | Electric Utility | 1 | X | SUN
Solar Photovoltaic.SUN | solar PV | TRUE | 64403 | CED Crane Solar, LLC | 63519 | CED Crane Solar | TX | Crane | CRN1 | Solar Photovoltaic | PV |  | S | 150 | 0.95 | 150 | 150 |  | N |  |  | N | IPP Non-CHP | 2 | X | SUN
Solar Photovoltaic.SUN | solar PV | TRUE | 56769 | Consolidated Edison Development Inc. | 63520 | PA Solar Park II | PA | Carbon | PASP2 | Solar Photovoltaic | PV |  | S | 10 | 1 | 10 | 10 |  | N |  |  | N | IPP Non-CHP | 2 | X | SUN
Onshore Wind Turbine.WND | onshore wind | TRUE | 56769 | Consolidated Edison Development Inc. | 63521 | CED Mason City Wind | IA | Cerro Gordo | MCW1 | Onshore Wind Turbine | WT |  | S | 7.5 |  | 7.9 | 7.9 | 0 | N |  |  | N | IPP Non-CHP | 2 | X | WND
Batteries.MWH | battery storage | 0 | 56215 | RWE Renewables Americas, LLC | 63522 | Hickory Park Solar Hybrid | GA | Mitchell | HPBAT | Batteries | BA |  | S | 40 |  | 40 | 40 |  | N |  |  | N | IPP Non-CHP | 2 | X | MWH
Solar Photovoltaic.SUN | solar PV | TRUE | 56215 | RWE Renewables Americas, LLC | 63522 | Hickory Park Solar Hybrid | GA | Mitchell | HPRK | Solar Photovoltaic | PV |  | S | 195.5 |  | 195.5 | 195.5 |  | N |  |  | N | IPP Non-CHP | 2 | X | SUN
Solar Photovoltaic.SUN | solar PV | TRUE | 61944 | MN8 Energy LLC | 63523 | Spruce - WCMD - Rubble II | MD | Washington | GEN1 | Solar Photovoltaic | PV |  | W | 2 | 1 | 2 | 2 |  | N |  |  | N | IPP Non-CHP | 2 | X | SUN
Solar Photovoltaic.SUN | solar PV | TRUE | 61944 | MN8 Energy LLC | 63524 | Spruce - WCMD - Rubble I | MD | Washington | GEN1 | Solar Photovoltaic | PV |  | W | 2 |  | 2 | 2 |  | N |  |  | N | IPP Non-CHP | 2 | X | SUN
Solar Photovoltaic.SUN | solar PV | TRUE | 61944 | MN8 Energy LLC | 63525 | Spruce - WCMD - Creek | MD | Washington | GEN1 | Solar Photovoltaic | PV |  | W | 2 | 1 | 2 | 2 |  | N |  |  | N | IPP Non-CHP | 2 | X | SUN
Solar Photovoltaic.SUN | solar PV | TRUE | 61944 | MN8 Energy LLC | 63526 | Spruce - WCMD - Resh I | MD | Washington | GEN1 | Solar Photovoltaic | PV |  | W | 2 | 1 | 2 | 2 |  | N |  |  | N | IPP Non-CHP | 2 | X | SUN
Solar Photovoltaic.SUN | solar PV | TRUE | 61944 | MN8 Energy LLC | 63527 | Lafayette 2 - Internal Services Dept | CA | Los Angeles | GEN1 | Solar Photovoltaic | PV |  | W | 1.9 | 1 | 1.9 | 1.9 |  | N |  |  | N | IPP Non-CHP | 2 | X | SUN
Solar Photovoltaic.SUN | solar PV | TRUE | 60584 | Onyx Asset Services Group | 63530 | Jersey City DWP | NJ | Hudson | 10331 | Solar Photovoltaic | PV |  | W | 1 | 1 | 1 | 1 |  | N |  |  | N | IPP Non-CHP | 2 | X | SUN
Solar Photovoltaic.SUN | solar PV | TRUE | 60584 | Onyx Asset Services Group | 63531 | Pima Community College NW | AZ | Pima | 10327 | Solar Photovoltaic | PV |  | W | 1.3 | 1 | 1.3 | 1.3 |  | N |  |  | N | IPP Non-CHP | 2 | X | SUN
Solar Photovoltaic.SUN | solar PV | TRUE | 62915 | Madison Energy Holdings LLC | 63532 | Winona Community Solar One LLC | MN | Winona | 52837 | Solar Photovoltaic | PV |  | S | 1 | 0.98 | 1 | 1 |  | N |  |  | N | IPP Non-CHP | 2 | X | SUN
Solar Photovoltaic.SUN | solar PV | TRUE | 62915 | Madison Energy Holdings LLC | 63533 | Goodhue Community Solar Two LLC | MN | Goodhue | 52830 | Solar Photovoltaic | PV |  | S | 1 | 0.98 | 1 | 1 |  | N |  |  | N | IPP Non-CHP | 2 | X | SUN
Solar Photovoltaic.SUN | solar PV | TRUE | 62915 | Madison Energy Holdings LLC | 63534 | Houston/Winona Community Solar One LLC | MN | Houston | 52827 | Solar Photovoltaic | PV |  | S | 1 | 0.98 | 1 | 1 |  | N |  |  | N | IPP Non-CHP | 2 | X | SUN
Natural Gas Fired Combustion Turbine.NG | natural gas peaker | TRUE | 63260 | Cobb Electric Membership Corporation | 63535 | Solar BESS Hybrid | GA | Cobb | NG | Natural Gas Fired Combustion Turbine | GT |  | S | 1 | 0.8 | 1 | 1 | 0.3 | N |  |  | N | IPP Non-CHP | 2 | X | NG
Solar Photovoltaic.SUN | solar PV | TRUE | 63260 | Cobb Electric Membership Corporation | 63535 | Solar BESS Hybrid | GA | Cobb | SOLAR | Solar Photovoltaic | PV |  | W | 1.5 |  | 1.1 | 1.1 | 1.1 | N |  |  | N | IPP Non-CHP | 2 | X | SUN
Batteries.MWH | battery storage | 0 | 63260 | Cobb Electric Membership Corporation | 63535 | Solar BESS Hybrid | GA | Cobb | TEST | Batteries | BA |  | W | 1 |  | 1 | 1 | 1 | N |  |  | N | IPP Non-CHP | 2 | X | MWH
Solar Photovoltaic.SUN | solar PV | TRUE | 63259 | Solar Star Prime 1 LLC | 63536 | Amazon DEN2 Solar Project | CO | Adams | BLD3 | Solar Photovoltaic | PV |  | S | 1.2 |  | 1.2 | 0.9 |  | N |  |  | N | IPP Non-CHP | 2 | X | SUN
Solar Photovoltaic.SUN | solar PV | TRUE | 63259 | Solar Star Prime 1 LLC | 63537 | Amazon BDL3 Solar Project | CT | New Haven | BLD3 | Solar Photovoltaic | PV |  | S | 1 |  | 1 | 0.7 |  | N |  |  | N | IPP Non-CHP | 2 | X | SUN
Solar Photovoltaic.SUN | solar PV | TRUE | 63253 | Assembly Solar II LLC | 63538 | Assembly Solar II LLC | MI | Shiawassee | AS2 | Solar Photovoltaic | PV |  | S | 110 |  | 110 | 110 |  | N |  |  | N | IPP Non-CHP | 2 | X | SUN
Petroleum Liquids.DFO | petroleum | FALSE | 63245 | Montefiore Weiler (Einstein) Hospital | 63539 | Montefiore Weiler (Einstein) Hospital | NY | Bronx | CT500 | Petroleum Liquids | IC |  | S | 0.5 | 0.8 | 0.5 | 0.5 | 0.1 | N |  |  | N | Commercial Non-CHP | 4 | X | DFO
Petroleum Liquids.DFO | petroleum | FALSE | 63245 | Montefiore Weiler (Einstein) Hospital | 63539 | Montefiore Weiler (Einstein) Hospital | NY | Bronx | CU450 | Petroleum Liquids | IC |  | S | 0.5 | 0.8 | 0.5 | 0.5 | 0.1 | N |  |  | N | Commercial Non-CHP | 4 | X | DFO
Petroleum Liquids.DFO | petroleum | FALSE | 63245 | Montefiore Weiler (Einstein) Hospital | 63539 | Montefiore Weiler (Einstein) Hospital | NY | Bronx | CU500 | Petroleum Liquids | IC |  | S | 0.5 | 0.8 | 0.5 | 0.5 | 0.1 | N |  |  | N | Commercial Non-CHP | 4 | X | DFO
Natural Gas Internal Combustion Engine.NG | natural gas peaker | TRUE | 63229 | Essex County Correctional Facility Cogen | 63540 | Essex County Correctional Facility Cogen | NJ | Essex | EG1 | Natural Gas Internal Combustion Engine | IC |  | W | 3.1 | 0.8 | 3 | 3 | 1.5 | N |  |  | Y | IPP CHP | 3 | T | NG
Natural Gas Internal Combustion Engine.NG | natural gas peaker | TRUE | 63229 | Essex County Correctional Facility Cogen | 63540 | Essex County Correctional Facility Cogen | NJ | Essex | EG2 | Natural Gas Internal Combustion Engine | IC |  | W | 3.1 | 0.8 | 3 | 3 | 1.5 | N |  |  | Y | IPP CHP | 3 | T | NG
Solar Photovoltaic.SUN | solar PV | TRUE | 63258 | Arcadia Solar, LLC | 63542 | Enter Solar | MN | Waseca | ENTER | Solar Photovoltaic | PV |  | S | 1 | 0.98 | 1 | 1 |  | N |  |  | N | IPP Non-CHP | 2 | X | SUN
Solar Photovoltaic.SUN | solar PV | TRUE | 63258 | Arcadia Solar, LLC | 63543 | Lange Solar | MN | Olmsted | LNGE | Solar Photovoltaic | PV |  | S | 1 | 0.98 | 1 | 1 |  | N |  |  | N | IPP Non-CHP | 2 | X | SUN
Petroleum Liquids.DFO | petroleum | FALSE | 63266 | Fordham University | 63544 | Fordham University | NY | Bronx | DC350 | Petroleum Liquids | IC |  | S | 0.4 | 0.8 | 0.4 | 0.4 | 0.1 | N |  |  | N | Commercial Non-CHP | 4 | X | DFO
Petroleum Liquids.DFO | petroleum | FALSE | 63266 | Fordham University | 63544 | Fordham University | NY | Bronx | LC565 | Petroleum Liquids | IC |  | S | 0.6 | 0.8 | 0.6 | 0.6 | 0.1 | N |  |  | N | Commercial Non-CHP | 4 | X | DFO
Petroleum Liquids.DFO | petroleum | FALSE | 63266 | Fordham University | 63544 | Fordham University | NY | Bronx | LH275 | Petroleum Liquids | IC |  | S | 0.3 | 0.8 | 0.3 | 0.3 | 0.1 | N |  |  | N | Commercial Non-CHP | 4 | X | DFO
Petroleum Liquids.DFO | petroleum | FALSE | 63266 | Fordham University | 63544 | Fordham University | NY | Bronx | MC750 | Petroleum Liquids | IC |  | S | 0.8 | 0.8 | 0.8 | 0.8 | 0.8 | N |  |  | N | Commercial Non-CHP | 4 | X | DFO
Petroleum Liquids.DFO | petroleum | FALSE | 63266 | Fordham University | 63544 | Fordham University | NY | Bronx | TB1 | Petroleum Liquids | IC |  | S | 0.1 | 0.8 | 0.1 | 0.1 | 0.1 | N |  |  | N | Commercial Non-CHP | 4 | X | DFO
Petroleum Liquids.DFO | petroleum | FALSE | 63266 | Fordham University | 63544 | Fordham University | NY | Bronx | TB2 | Petroleum Liquids | IC |  | S | 0.1 | 0.8 | 0.1 | 0.1 | 0.1 | N |  |  | N | Commercial Non-CHP | 4 | X | DFO
Petroleum Liquids.DFO | petroleum | FALSE | 63266 | Fordham University | 63544 | Fordham University | NY | Bronx | WL500 | Petroleum Liquids | IC |  | S | 0.6 | 0.8 | 0.6 | 0.6 | 0.1 | N |  |  | N | Commercial Non-CHP | 4 | X | DFO
Solar Photovoltaic.SUN | solar PV | TRUE | 61944 | MN8 Energy LLC | 63545 | Chevron - Lost Hills Hybrid | CA | Kern | GEN1 | Solar Photovoltaic | PV |  | S | 30 |  | 30 | 30 |  | N |  |  | N | IPP Non-CHP | 2 | X | SUN
Petroleum Liquids.DFO | petroleum | FALSE | 63270 | St. Luke's Cornwall Hospital - Newburgh | 63546 | St. Luke's Cornwall Hospital | NY | Orange | GEN1 | Petroleum Liquids | IC |  | S | 1.5 | 0.8 | 1.5 | 1.5 | 0.1 | N |  |  | N | Commercial Non-CHP | 4 | X | DFO
Petroleum Liquids.DFO | petroleum | FALSE | 63270 | St. Luke's Cornwall Hospital - Newburgh | 63546 | St. Luke's Cornwall Hospital | NY | Orange | GEN2 | Petroleum Liquids | IC |  | S | 0.2 | 0.8 | 0.2 | 0.2 | 0.1 | N |  |  | N | Commercial Non-CHP | 4 | X | DFO
Petroleum Liquids.DFO | petroleum | FALSE | 63270 | St. Luke's Cornwall Hospital - Newburgh | 63546 | St. Luke's Cornwall Hospital | NY | Orange | GEN3 | Petroleum Liquids | IC |  | S | 1.5 | 0.8 | 1.5 | 1.5 | 0.1 | N |  |  | N | Commercial Non-CHP | 4 | X | DFO
Solar Photovoltaic.SUN | solar PV | TRUE | 57354 | X-Elio North America Inc | 63548 | Lily Solar | SC | Allendale | 1 | Solar Photovoltaic | PV |  | S | 70 |  | 70 | 70 |  | N |  |  | N | IPP Non-CHP | 2 | X | SUN
Solar Photovoltaic.SUN | solar PV | TRUE | 56769 | Consolidated Edison Development Inc. | 63549 | Water Strider Solar | VA | Halifax | WSS | Solar Photovoltaic | PV |  | S | 80 |  | 80 | 80 |  | N |  |  | N | IPP Non-CHP | 2 | X | SUN
Petroleum Liquids.DFO | petroleum | FALSE | 63274 | Vassar Brothers Medical Center | 63550 | Vassar Brothers Medical Center | NY | Dutchess | AR-01 | Petroleum Liquids | IC |  | S | 0.3 | 0.8 | 0.3 | 0.3 | 0.1 | N |  |  | N | Commercial Non-CHP | 4 | X | DFO
Petroleum Liquids.DFO | petroleum | FALSE | 63274 | Vassar Brothers Medical Center | 63550 | Vassar Brothers Medical Center | NY | Dutchess | CO-14 | Petroleum Liquids | IC |  | S | 0.3 | 0.8 | 0.3 | 0.3 | 0.1 | N |  |  | N | Commercial Non-CHP | 4 | X | DFO
Petroleum Liquids.DFO | petroleum | FALSE | 63274 | Vassar Brothers Medical Center | 63550 | Vassar Brothers Medical Center | NY | Dutchess | FP-01 | Petroleum Liquids | IC |  | S | 0.1 | 0.8 | 0.1 | 0.1 | 0.1 | N |  |  | N | Commercial Non-CHP | 4 | X | DFO
Petroleum Liquids.DFO | petroleum | FALSE | 63274 | Vassar Brothers Medical Center | 63550 | Vassar Brothers Medical Center | NY | Dutchess | HS-01 | Petroleum Liquids | IC |  | S | 0.4 | 0.8 | 0.4 | 0.4 | 0.1 | N |  |  | N | Commercial Non-CHP | 4 | X | DFO
Petroleum Liquids.DFO | petroleum | FALSE | 63274 | Vassar Brothers Medical Center | 63550 | Vassar Brothers Medical Center | NY | Dutchess | MB-01 | Petroleum Liquids | IC |  | S | 0.6 | 0.8 | 0.6 | 0.6 | 0.1 | N |  |  | N | Commercial Non-CHP | 4 | X | DFO
Petroleum Liquids.DFO | petroleum | FALSE | 63274 | Vassar Brothers Medical Center | 63550 | Vassar Brothers Medical Center | NY | Dutchess | MM-01 | Petroleum Liquids | IC |  | S | 0.4 | 0.8 | 0.4 | 0.4 | 0.1 | N |  |  | N | Commercial Non-CHP | 4 | X | DFO
Petroleum Liquids.DFO | petroleum | FALSE | 63274 | Vassar Brothers Medical Center | 63550 | Vassar Brothers Medical Center | NY | Dutchess | PG-01 | Petroleum Liquids | IC |  | S | 0.2 | 0.8 | 0.2 | 0.2 | 0.1 | N |  |  | N | Commercial Non-CHP | 4 | X | DFO
Petroleum Liquids.DFO | petroleum | FALSE | 63274 | Vassar Brothers Medical Center | 63550 | Vassar Brothers Medical Center | NY | Dutchess | SC-67 | Petroleum Liquids | IC |  | S | 0.3 | 0.8 | 0.3 | 0.3 | 0.1 | N |  |  | N | Commercial Non-CHP | 4 | X | DFO
Petroleum Liquids.DFO | petroleum | FALSE | 63274 | Vassar Brothers Medical Center | 63550 | Vassar Brothers Medical Center | NY | Dutchess | SO-01 | Petroleum Liquids | IC |  | S | 0.8 | 0.8 | 0.8 | 0.8 | 0.1 | N |  |  | N | Commercial Non-CHP | 4 | X | DFO
Petroleum Liquids.DFO | petroleum | FALSE | 63274 | Vassar Brothers Medical Center | 63550 | Vassar Brothers Medical Center | NY | Dutchess | WW-01 | Petroleum Liquids | IC |  | S | 0.6 | 0.8 | 0.6 | 0.6 | 0.1 | N |  |  | N | Commercial Non-CHP | 4 | X | DFO
Solar Photovoltaic.SUN | solar PV | TRUE | 63276 | Woodfields Solar, LLC | 63552 | Woodfields Solar | SC | Greenwood | PGR21 | Solar Photovoltaic | PV |  | S | 2 |  | 2 | 2 |  | N |  |  | N | IPP Non-CHP | 2 | X | SUN
Petroleum Liquids.DFO | petroleum | FALSE | 63277 | Richmond University Medical Center | 63553 | Richmond University Medical Center | NY | Richmond | CT200 | Petroleum Liquids | IC |  | S | 0.2 | 0.8 | 0.2 | 0.2 | 0.1 | N |  |  | N | Commercial Non-CHP | 4 | X | DFO
Petroleum Liquids.DFO | petroleum | FALSE | 63277 | Richmond University Medical Center | 63553 | Richmond University Medical Center | NY | Richmond | CU600 | Petroleum Liquids | IC |  | S | 0.6 | 0.8 | 0.6 | 0.6 | 0.1 | N |  |  | N | Commercial Non-CHP | 4 | X | DFO
Petroleum Liquids.DFO | petroleum | FALSE | 63277 | Richmond University Medical Center | 63553 | Richmond University Medical Center | NY | Richmond | CU750 | Petroleum Liquids | IC |  | S | 0.8 | 0.8 | 0.8 | 0.8 | 0.1 | N |  |  | N | Commercial Non-CHP | 4 | X | DFO
Solar Photovoltaic.SUN | solar PV | TRUE | 21538 | Mohave Electric Cooperative, Inc. | 63554 | Mohave Electric Cooperative at Joy Lane | AZ | Mohave | PV2 | Solar Photovoltaic | PV |  | S | 10.9 |  | 10.9 | 10.9 |  | N |  |  | N | IPP Non-CHP | 2 | X | SUN
Solar Photovoltaic.SUN | solar PV | TRUE | 63281 | 38 Degrees North, LLC | 63555 | St. Joseph's Solar, LLC CSG | MA | Worcester | STJOE | Solar Photovoltaic | PV |  | W | 1 |  | 1 | 1 |  | N |  |  | N | IPP Non-CHP | 2 | X | SUN
Solar Photovoltaic.SUN | solar PV | TRUE | 63281 | 38 Degrees North, LLC | 63556 | Boutillier Solar, LLC CSG | MA | Worcester | BOUTI | Solar Photovoltaic | PV |  | W | 2.9 |  | 2.9 | 2.9 |  | N |  |  | N | IPP Non-CHP | 2 | X | SUN
Solar Photovoltaic.SUN | solar PV | TRUE | 63281 | 38 Degrees North, LLC | 63557 | Blair Wire Village Solar, LLC CSG | MA | Worcester | BLAWV | Solar Photovoltaic | PV |  | W | 1 |  | 1 | 1 |  | N |  |  | N | IPP Non-CHP | 2 | X | SUN
Solar Photovoltaic.SUN | solar PV | TRUE | 63281 | 38 Degrees North, LLC | 63558 | Barton Acres Solar, LLC CSG | MA | Worcester | BARAC | Solar Photovoltaic | PV |  | W | 1 |  | 1 | 1 |  | N |  |  | N | IPP Non-CHP | 2 | X | SUN
Solar Photovoltaic.SUN | solar PV | TRUE | 63281 | 38 Degrees North, LLC | 63561 | Cherry Valley Solar, LLC CSG | MA | Worcester | CHERV | Solar Photovoltaic | PV |  | W | 1 |  | 1 | 1 |  | N |  |  | N | IPP Non-CHP | 2 | X | SUN
Solar Photovoltaic.SUN | solar PV | TRUE | 63281 | 38 Degrees North, LLC | 63562 | ISM Solar Dighton 2, LLC CSG | MA | Bristol | DIGHT | Solar Photovoltaic | PV |  | W | 2 |  | 2 | 2 |  | N |  |  | N | IPP Non-CHP | 2 | X | SUN
Solar Photovoltaic.SUN | solar PV | TRUE | 63281 | 38 Degrees North, LLC | 63563 | Incom Solar, LLC CSG | MA | Worcester | INCOM | Solar Photovoltaic | PV |  | W | 2 |  | 2 | 2 |  | N |  |  | N | IPP Non-CHP | 2 | X | SUN
Solar Photovoltaic.SUN | solar PV | TRUE | 63281 | 38 Degrees North, LLC | 63564 | JH Solar, LLC CSG | MA | Worcester | JHSOL | Solar Photovoltaic | PV |  | W | 1 |  | 1 | 1 |  | N |  |  | N | IPP Non-CHP | 2 | X | SUN
Solar Photovoltaic.SUN | solar PV | TRUE | 63281 | 38 Degrees North, LLC | 63565 | Woodchuck Solar, LLC CSG | MA | Worcester | WOODC | Solar Photovoltaic | PV |  | W | 1 |  | 1 | 1 |  | N |  |  | N | IPP Non-CHP | 2 | X | SUN
Solar Photovoltaic.SUN | solar PV | TRUE | 58970 | Ecoplexus, Inc | 63566 | HWY 158 PV | NC | Hertford | HW158 | Solar Photovoltaic | PV |  | S | 9 | 0.95 | 9 | 9 |  | N |  |  | N | IPP Non-CHP | 2 | X | SUN
Solar Photovoltaic.SUN | solar PV | TRUE | 63281 | 38 Degrees North, LLC | 63569 | Dudley River 3 Solar, LLC CSG | MA | Worcester | DUD3 | Solar Photovoltaic | PV |  | W | 1 |  | 1 | 1 |  | N |  |  | N | IPP Non-CHP | 2 | X | SUN
Solar Photovoltaic.SUN | solar PV | TRUE | 63281 | 38 Degrees North, LLC | 63570 | Dudley River 2 Solar, LLC CSG | MA | Worcester | DUD2 | Solar Photovoltaic | PV |  | W | 1 |  | 1 | 1 |  | N |  |  | N | IPP Non-CHP | 2 | X | SUN
Solar Photovoltaic.SUN | solar PV | TRUE | 63281 | 38 Degrees North, LLC | 63571 | Dudley River Solar, LLC CSG | MA | Worcester | DUD1 | Solar Photovoltaic | PV |  | W | 1 |  | 1 | 1 |  | N |  |  | N | IPP Non-CHP | 2 | X | SUN
Solar Photovoltaic.SUN | solar PV | TRUE | 63281 | 38 Degrees North, LLC | 63572 | Ledeaux Solar, LLC CSG | MA | Worcester | LEDEA | Solar Photovoltaic | PV |  | W | 1 |  | 1 | 1 |  | N |  |  | N | IPP Non-CHP | 2 | X | SUN
Solar Photovoltaic.SUN | solar PV | TRUE | 63281 | 38 Degrees North, LLC | 63573 | Cohasse Solar, LLC CSG | MA | Worcester | COHAS | Solar Photovoltaic | PV |  | W | 1 |  | 1 | 1 |  | N |  |  | N | IPP Non-CHP | 2 | X | SUN
Onshore Wind Turbine.WND | onshore wind | TRUE | 19436 | Union Electric Co - (MO) | 63574 | Atchison County Wind | MO | Atchison | GEN1 | Onshore Wind Turbine | WT |  | S | 299 |  | 275.5 | 288.9 | 0 | N |  |  | N | Electric Utility | 1 | X | WND
Petroleum Liquids.DFO | petroleum | TRUE | 63286 | 4 Rivers Electric Cooperative Inc. | 63575 | Thunderbird Generator (Tbird) | KS | Lyon | TBRID | Petroleum Liquids | IC |  | S | 1 | 0.8 | 1 | 1 | 0.3 | N |  |  | N | Electric Utility | 1 | X | DFO
Solar Photovoltaic.SUN | solar PV | TRUE | 60281 | Altus Power America Management, LLC | 63576 | FastSun 4 CSG | MN | Washington | FS4 | Solar Photovoltaic | PV |  | S | 1 |  | 1 | 1 |  | N |  |  | N | IPP Non-CHP | 2 | X | SUN
Solar Photovoltaic.SUN | solar PV | TRUE | 60281 | Altus Power America Management, LLC | 63577 | FastSun 21 CSG | MN | Sherburne | FS21 | Solar Photovoltaic | PV |  | S | 1 |  | 1 | 1 |  | N |  |  | N | IPP Non-CHP | 2 | X | SUN
Onshore Wind Turbine.WND | onshore wind | TRUE | 17718 | Southwestern Public Service Co | 63578 | Sagamore Wind | NM | Roosevelt | SWF01 | Onshore Wind Turbine | WT |  | S | 522 |  | 522 | 522 | 1 | N |  |  | N | Electric Utility | 1 | X | WND
Solar Photovoltaic.SUN | solar PV | TRUE | 61156 | NMRD Data Center, LLC | 63579 | Britton Solar Energy Center | NM | Torrance | BSEC | Solar Photovoltaic | PV |  | S | 50 | 1 | 50 | 50 |  | N |  |  | N | IPP Non-CHP | 2 | X | SUN
Petroleum Liquids.DFO | petroleum | FALSE | 63291 | NYPH - Lawrence | 63580 | NYPH - Lawrence | NY | Westchester | CAT15 | Petroleum Liquids | IC |  | S | 0.2 | 0.8 | 0.2 | 0.2 | 0.1 | N |  |  | N | Commercial Non-CHP | 4 | X | DFO
Petroleum Liquids.DFO | petroleum | FALSE | 63291 | NYPH - Lawrence | 63580 | NYPH - Lawrence | NY | Westchester | CM175 | Petroleum Liquids | IC |  | S | 0.2 | 0.8 | 0.2 | 0.2 | 0.1 | N |  |  | N | Commercial Non-CHP | 4 | X | DFO
Petroleum Liquids.DFO | petroleum | FALSE | 63291 | NYPH - Lawrence | 63580 | NYPH - Lawrence | NY | Westchester | CU750 | Petroleum Liquids | IC |  | S | 0.8 | 0.8 | 0.8 | 0.8 | 0.1 | N |  |  | N | Commercial Non-CHP | 4 | X | DFO
Petroleum Liquids.DFO | petroleum | FALSE | 63291 | NYPH - Lawrence | 63580 | NYPH - Lawrence | NY | Westchester | DD300 | Petroleum Liquids | IC |  | S | 0.3 | 0.8 | 0.3 | 0.3 | 0.1 | N |  |  | N | Commercial Non-CHP | 4 | X | DFO
Petroleum Liquids.DFO | petroleum | FALSE | 63291 | NYPH - Lawrence | 63580 | NYPH - Lawrence | NY | Westchester | KL515 | Petroleum Liquids | IC |  | S | 0.5 | 0.8 | 0.5 | 0.5 | 0.1 | N |  |  | N | Commercial Non-CHP | 4 | X | DFO
Petroleum Liquids.DFO | petroleum | FALSE | 63293 | Mount Sinai - Brooklyn | 63581 | Mount Sinai - Brooklyn | NY | Kings | CM350 | Petroleum Liquids | IC |  | S | 0.4 | 0.8 | 0.4 | 0.4 | 0.1 | N |  |  | N | Commercial Non-CHP | 4 | X | DFO
Petroleum Liquids.DFO | petroleum | FALSE | 63293 | Mount Sinai - Brooklyn | 63581 | Mount Sinai - Brooklyn | NY | Kings | DD750 | Petroleum Liquids | IC |  | S | 0.8 | 0.8 | 0.8 | 0.8 | 0.1 | N |  |  | N | Commercial Non-CHP | 4 | X | DFO
Petroleum Liquids.DFO | petroleum | FALSE | 63293 | Mount Sinai - Brooklyn | 63581 | Mount Sinai - Brooklyn | NY | Kings | KP300 | Petroleum Liquids | IC |  | S | 0.3 | 0.8 | 0.3 | 0.3 | 0.1 | N |  |  | N | Commercial Non-CHP | 4 | X | DFO
Solar Photovoltaic.SUN | solar PV | TRUE | 63292 | Harmony Florida Solar LLC | 63582 | Harmony Solar | FL | Osceola | HFS | Solar Photovoltaic | PV |  | S | 74.5 |  | 74.5 | 74.5 |  | N |  |  | N | IPP Non-CHP | 2 | X | SUN
Solar Photovoltaic.SUN | solar PV | TRUE | 63290 | Taylor Creek Solar LLC | 63583 | Taylor Creek Solar | FL | Orange | TCS | Solar Photovoltaic | PV |  | S | 74.5 |  | 74.5 | 74.5 |  | N |  |  | N | IPP Non-CHP | 2 | X | SUN
Batteries.MWH | battery storage | 0 | 14154 | Orange & Rockland Utils Inc | 63585 | NY3 Battery | NY | Rockland | NY3 | Batteries | BA |  | S | 3 | 1 | 3 | 3 | 0 | N |  |  | N | Electric Utility | 1 | X | MWH
Solar Photovoltaic.SUN | solar PV | TRUE | 63282 | SR Kersey II, LLC | 63586 | SR Kersey II | CO | Weld | KERII | Solar Photovoltaic | PV |  | S | 1 |  | 1 | 1 |  | N |  |  | N | IPP Non-CHP | 2 | X | SUN
Solar Photovoltaic.SUN | solar PV | TRUE | 63283 | SR Skylark C, LLC | 63587 | SR Skylark C | CO | Weld | SKYC | Solar Photovoltaic | PV |  | S | 1.1 |  | 1.1 | 1.1 |  | N |  |  | N | IPP Non-CHP | 2 | X | SUN
Solar Photovoltaic.SUN | solar PV | TRUE | 63281 | 38 Degrees North, LLC | 63588 | Palombo Solar, LLC CSG | MA | Worcester | PALOA | Solar Photovoltaic | PV |  | W | 2 |  | 2 | 2 |  | N |  |  | N | IPP Non-CHP | 2 | X | SUN
Solar Photovoltaic.SUN | solar PV | TRUE | 63281 | 38 Degrees North, LLC | 63589 | Palombo B Solar, LLC CSG | MA | Worcester | PALOB | Solar Photovoltaic | PV |  | W | 1 |  | 1 | 1 |  | N |  |  | N | IPP Non-CHP | 2 | X | SUN
Onshore Wind Turbine.WND | onshore wind | TRUE | 63299 | Ponderosa Wind, LLC | 63590 | Ponderosa Wind Energy Center | OK | Beaver | PONDE | Onshore Wind Turbine | WT |  | S | 200 |  | 200 | 200 | 1 | N |  |  | N | IPP Non-CHP | 2 | X | WND
Solar Photovoltaic.SUN | solar PV | TRUE | 63294 | Nutmeg Solar LLC | 63592 | Nutmeg Solar | CT | Hartford | NUTMG | Solar Photovoltaic | PV |  | S | 19.6 |  | 19.6 | 19.6 |  | N |  |  | N | IPP Non-CHP | 2 | X | SUN
Solar Photovoltaic.SUN | solar PV | TRUE | 61227 | Nautilus Solar Solutions | 63593 | Brooten CSG1, LLC | MN | Pope | SC | Solar Photovoltaic | PV |  | S | 1 |  | 1 | 1 |  | N |  |  | N | IPP Non-CHP | 2 | X | SUN
Solar Photovoltaic.SUN | solar PV | TRUE | 61227 | Nautilus Solar Solutions | 63594 | Buffalo Lake CSG1, LLC | MN | Renville | SC | Solar Photovoltaic | PV |  | S | 1 |  | 1 | 1 |  | N |  |  | N | IPP Non-CHP | 2 | X | SUN
Solar Photovoltaic.SUN | solar PV | TRUE | 61227 | Nautilus Solar Solutions | 63595 | Lowry CSG2, LLC | MN | Pope | SC | Solar Photovoltaic | PV |  | S | 1 |  | 1 | 1 |  | N |  |  | N | IPP Non-CHP | 2 | X | SUN
Solar Photovoltaic.SUN | solar PV | TRUE | 61227 | Nautilus Solar Solutions | 63596 | Paynesville CSG1, LLC | MN | Stearns | SC | Solar Photovoltaic | PV |  | S | 1 |  | 1 | 1 |  | N |  |  | N | IPP Non-CHP | 2 | X | SUN
Solar Photovoltaic.SUN | solar PV | TRUE | 61227 | Nautilus Solar Solutions | 63597 | Plato CSG1, LLC | MN | McLeod | SC | Solar Photovoltaic | PV |  | S | 1 |  | 1 | 1 |  | N |  |  | N | IPP Non-CHP | 2 | X | SUN
Solar Photovoltaic.SUN | solar PV | TRUE | 61227 | Nautilus Solar Solutions | 63598 | Sacred Heart CSG1, LLC | MN | Renville | SC | Solar Photovoltaic | PV |  | S | 1 |  | 1 | 1 |  | N |  |  | N | IPP Non-CHP | 2 | X | SUN
Solar Photovoltaic.SUN | solar PV | TRUE | 61227 | Nautilus Solar Solutions | 63599 | Stewart CSG1, LLC | MN | McLeod | SC | Solar Photovoltaic | PV |  | S | 1 |  | 1 | 1 |  | N |  |  | N | IPP Non-CHP | 2 | X | SUN
Onshore Wind Turbine.WND | onshore wind | TRUE | 5109 | DTE Electric Company | 63601 | Isabella Wind Park | MI | Isabella | 1 | Onshore Wind Turbine | WT |  | S | 383.5 | 0.9 | 383.5 | 383.5 | 10 | N |  |  | N | Electric Utility | 1 | X | WND
Petroleum Liquids.DFO | petroleum | FALSE | 63325 | Montefiore-New Rochelle | 63602 | Montefiore-New Rochelle | NY | Westchester | EG250 | Petroleum Liquids | IC |  | S | 0.3 | 0.8 | 0.3 | 0.3 | 0.1 | N |  |  | N | Commercial Non-CHP | 4 | X | DFO
Petroleum Liquids.DFO | petroleum | FALSE | 63325 | Montefiore-New Rochelle | 63602 | Montefiore-New Rochelle | NY | Westchester | EG300 | Petroleum Liquids | IC |  | S | 0.3 | 0.8 | 0.3 | 0.3 | 0.1 | N |  |  | N | Commercial Non-CHP | 4 | X | DFO
Petroleum Liquids.DFO | petroleum | FALSE | 63325 | Montefiore-New Rochelle | 63602 | Montefiore-New Rochelle | NY | Westchester | EG600 | Petroleum Liquids | IC |  | S | 0.6 | 0.8 | 0.2 | 0.2 | 0.1 | N |  |  | N | Commercial Non-CHP | 4 | X | DFO
Other Natural Gas.NG | natural gas peaker | FALSE | 57128 | Bloom Energy | 63603 | Illumina Way SD | CA | San Diego | ILM01 | Other Natural Gas | FC |  | W | 3.5 |  | 3.5 | 3.5 | 0.1 | N |  |  | N | Industrial Non-CHP | 6 | X | NG
Other Natural Gas.NG | natural gas peaker | FALSE | 57128 | Bloom Energy | 63604 | Extreme San Ignacio | CA | Santa Clara | EXN02 | Other Natural Gas | FC |  | W | 1 |  | 1 | 1 | 0.1 | N |  |  | N | Commercial Non-CHP | 4 | X | NG
Other Natural Gas.NG | natural gas peaker | FALSE | 57128 | Bloom Energy | 63605 | ATT North Watney | CA | Solano | ATT35 | Other Natural Gas | FC |  | W | 2 |  | 2 | 2 | 0.1 | N |  |  | N | Commercial Non-CHP | 4 | X | NG
Other Natural Gas.NG | natural gas peaker | FALSE | 57128 | Bloom Energy | 63606 | ATT Ventura Blvd | CA | Los Angeles | ATT27 | Other Natural Gas | FC |  | W | 1 |  | 1 | 1 | 0.1 | N |  |  | N | Commercial Non-CHP | 4 | X | NG
Other Natural Gas.NG | natural gas peaker | FALSE | 57128 | Bloom Energy | 63607 | Extreme Via Del Oro | CA | Santa Clara | EXN01 | Other Natural Gas | FC |  | W | 1.2 |  | 1.2 | 1.2 | 0.1 | N |  |  | N | Commercial Non-CHP | 4 | X | NG
Batteries.MWH | battery storage | 0 | 63785 | Hybrid-Electric Building Technologies West Los Angeles 1, LLC | 63609 | Allergan | CA | Orange | ALRGN | Batteries | BA |  | J | 1.5 |  | 1.5 | 1.5 | 0 | N |  |  | N | Commercial Non-CHP | 4 | X | MWH
Batteries.MWH | battery storage | 0 | 63785 | Hybrid-Electric Building Technologies West Los Angeles 1, LLC | 63610 | Baker | CA | Orange | BAKER | Batteries | BA |  | J | 1.2 |  | 1.2 | 1.2 | 0 | N |  |  | N | Commercial Non-CHP | 4 | X | MWH
Batteries.MWH | battery storage | 0 | 63785 | Hybrid-Electric Building Technologies West Los Angeles 1, LLC | 63611 | CSU Long Beach | CA | Los Angeles | CSULB | Batteries | BA |  | J | 2.5 |  | 2.5 | 2.5 | 0 | N |  |  | N | Commercial Non-CHP | 4 | X | MWH
Batteries.MWH | battery storage | 0 | 63785 | Hybrid-Electric Building Technologies West Los Angeles 1, LLC | 63612 | DATS | CA | Orange | DATS0 | Batteries | BA |  | J | 1 |  | 1 | 1 | 0 | N |  |  | N | Commercial Non-CHP | 4 | X | MWH
Batteries.MWH | battery storage | 0 | 63785 | Hybrid-Electric Building Technologies West Los Angeles 1, LLC | 63613 | Downey | CA | Los Angeles | DOWNY | Batteries | BA |  | J | 2 |  | 2 | 2 | 0 | N |  |  | N | Commercial Non-CHP | 4 | X | MWH
Batteries.MWH | battery storage | 0 | 63785 | Hybrid-Electric Building Technologies West Los Angeles 1, LLC | 63614 | LAWRP | CA | Orange | LAWRP | Batteries | BA |  | J | 1 |  | 1 | 1 | 0 | N |  |  | N | Commercial Non-CHP | 4 | X | MWH
Batteries.MWH | battery storage | 0 | 63785 | Hybrid-Electric Building Technologies West Los Angeles 1, LLC | 63615 | Long Beach Convention Center | CA | Los Angeles | LBCON | Batteries | BA |  | J | 1.5 |  | 1.5 | 1.5 | 0 | N |  |  | N | Commercial Non-CHP | 4 | X | MWH
Batteries.MWH | battery storage | 0 | 63785 | Hybrid-Electric Building Technologies West Los Angeles 1, LLC | 63616 | OCSD | CA | Orange | OCSD1 | Batteries | BA |  | J | 4.9 |  | 4.9 | 4.9 | 0 | N |  |  | N | Commercial Non-CHP | 4 | X | MWH
Batteries.MWH | battery storage | 0 | 63785 | Hybrid-Electric Building Technologies West Los Angeles 1, LLC | 63617 | SOCCD | CA | Orange | SOCCD | Batteries | BA |  | J | 1.3 |  | 1.3 | 1.3 | 0 | N |  |  | N | Commercial Non-CHP | 4 | X | MWH
Solar Photovoltaic.SUN | solar PV | TRUE | 60531 | Standard Solar | 63618 | USS Solar Brick | IL | Macoupin | USBRK | Solar Photovoltaic | PV |  | S | 2 |  | 2 | 2 |  | N |  |  | N | IPP Non-CHP | 2 | X | SUN
Solar Photovoltaic.SUN | solar PV | TRUE | 60531 | Standard Solar | 63620 | USS Goodrich Solar | IL | Kankakee | USGCH | Solar Photovoltaic | PV |  | S | 2 |  | 2 | 2 |  | N |  |  | N | IPP Non-CHP | 2 | X | SUN
Solar Photovoltaic.SUN | solar PV | TRUE | 60531 | Standard Solar | 63621 | USS Sycamore Solar (CSG) | IL | DeKalb | USSYC | Solar Photovoltaic | PV |  | S | 2 |  | 2 | 2 |  | N |  |  | N | IPP Non-CHP | 2 | X | SUN
Solar Photovoltaic.SUN | solar PV | TRUE | 61944 | MN8 Energy LLC | 63623 | Lafayette 2 - MLK Jr. Hospital (MLK) | CA | Los Angeles | GEN1 | Solar Photovoltaic | PV |  | W | 1.7 |  | 1.7 | 1.7 |  | N |  |  | N | IPP Non-CHP | 2 | X | SUN
Onshore Wind Turbine.WND | onshore wind | TRUE | 57416 | Acciona Energy USA Global, LLC | 63624 | La Chalupa, LLC | TX | Cameron | LC | Onshore Wind Turbine | WT |  | S | 198.5 |  | 198.5 | 198.5 | 0 | N |  |  | N | IPP Non-CHP | 2 | X | WND
Petroleum Liquids.DFO | petroleum | FALSE | 63333 | NYU Langone - Orthopedic | 63625 | NYU Langone - Orthopedic | NY | Kings | HJD#1 | Petroleum Liquids | IC |  | S | 0.8 | 0.8 | 0.8 | 0.8 | 0.1 | N |  |  | N | Commercial Non-CHP | 4 | X | DFO
Petroleum Liquids.DFO | petroleum | FALSE | 63333 | NYU Langone - Orthopedic | 63625 | NYU Langone - Orthopedic | NY | Kings | HJD#2 | Petroleum Liquids | IC |  | S | 0.8 | 0.8 | 0.8 | 0.8 | 0.1 | N |  |  | N | Commercial Non-CHP | 4 | X | DFO
Solar Photovoltaic.SUN | solar PV | TRUE | 60025 | Greenbacker Renewable Energy Corporation | 63626 | IGS FE Trenton, LLC | NJ | Mercer | 229 | Solar Photovoltaic | PV |  | S | 1.5 | 0.8 | 1.5 | 1.5 |  | N |  |  | N | IPP Non-CHP | 2 | X | SUN
Solar Photovoltaic.SUN | solar PV | TRUE | 60025 | Greenbacker Renewable Energy Corporation | 63627 | Scenic Hill Solar IV, LLC | AR | Johnson | 252 | Solar Photovoltaic | PV |  | S | 2.2 | 0.8 | 2.2 | 2.2 |  | N |  |  | N | IPP Non-CHP | 2 | X | SUN
Natural Gas Fired Combustion Turbine.NG | natural gas peaker | TRUE | 14063 | Oklahoma Gas & Electric Co | 63628 | Tinker | OK | Oklahoma | 5A | Natural Gas Fired Combustion Turbine | GT |  | S | 41 | 0.9 | 33 | 33 | 26 | N |  |  | N | Electric Utility | 1 | X | NG | DFO
Natural Gas Fired Combustion Turbine.NG | natural gas peaker | TRUE | 14063 | Oklahoma Gas & Electric Co | 63628 | Tinker | OK | Oklahoma | 5B | Natural Gas Fired Combustion Turbine | GT |  | S | 41 | 0.9 | 31 | 31 | 26 | N |  |  | N | Electric Utility | 1 | X | NG | DFO
Solar Photovoltaic.SUN | solar PV | TRUE | 62759 | National Grid Renewables | 63629 | Hydra Community Solar Garden, LLC (CSG) | MN | Rice | HYDRA | Solar Photovoltaic | PV |  | S | 1 |  | 1 | 1 |  | N |  |  | N | IPP Non-CHP | 2 | X | SUN
Solar Photovoltaic.SUN | solar PV | FALSE | 62715 | Westbound Solar LLC | 63630 | Pleasanton - Amador Valley High School | CA | Alameda | AVHS | Solar Photovoltaic | PV |  | S | 1.1 |  | 1.1 | 1.1 |  | N |  |  | N | Commercial Non-CHP | 4 | X | SUN
Natural Gas Fired Combustion Turbine.NG | natural gas peaker | FALSE | 63346 | PRIMIENT, LLC | 63632 | Primient Loudon Plant | TN | Loudon | Y9111 | Natural Gas Fired Combustion Turbine | GT |  | S | 30.7 | 0.85 | 26 | 30.7 | 14 | N |  |  | Y | Industrial CHP | 7 | T | NG
Natural Gas Fired Combustion Turbine.NG | natural gas peaker | FALSE | 63346 | PRIMIENT, LLC | 63632 | Primient Loudon Plant | TN | Loudon | Y9121 | Natural Gas Fired Combustion Turbine | GT |  | S | 30.7 | 0.85 | 26 | 30.7 | 14 | N |  |  | Y | Industrial CHP | 7 | T | NG
Solar Photovoltaic.SUN | solar PV | TRUE | 63338 | Crown Solar Center, LLC | 63635 | Crown | SC | Lancaster | CROWN | Solar Photovoltaic | PV |  | S | 3 |  | 3 | 3 |  | N |  |  | N | IPP Non-CHP | 2 | X | SUN
Solar Photovoltaic.SUN | solar PV | TRUE | 63339 | Fort Rock Solar I, LLC | 63636 | Fort Rock I | OR | Lake | FR1 | Solar Photovoltaic | PV |  | S | 9.9 |  | 9.9 | 9.9 |  | N |  |  | N | IPP Non-CHP | 2 | X | SUN
Other Natural Gas.NG | natural gas peaker | FALSE | 57128 | Bloom Energy | 63637 | One Patriot | MA | Norfolk | TKG00 | Other Natural Gas | FC |  | W | 2 |  | 2 | 2 | 0.1 | N |  |  | N | Commercial Non-CHP | 4 | X | NG
Other Natural Gas.NG | natural gas peaker | FALSE | 58622 | Costco Wholesale | 63638 | Tracy 210 | CA | San Joaquin | CTC13 | Other Natural Gas | FC |  | S | 2.6 |  | 2.6 | 2.6 | 0.1 | N |  |  | N | Industrial Non-CHP | 6 | X | NG
Onshore Wind Turbine.WND | onshore wind | TRUE | 12341 | MidAmerican Energy Co | 63639 | Contrail Wind Farm | IA | Taylor | COWF | Onshore Wind Turbine | WT |  | S | 112.4 | 0.9 | 110 | 110 | 0.1 | N |  |  | N | Electric Utility | 1 | X | WND
Onshore Wind Turbine.WND | onshore wind | TRUE | 12341 | MidAmerican Energy Co | 63640 | Southern Hills Wind Farm | IA | Union | SHWF | Onshore Wind Turbine | WT |  | S | 254.1 | 0.9 | 250 | 250 | 0.1 | N |  |  | N | Electric Utility | 1 | X | WND
Onshore Wind Turbine.WND | onshore wind | TRUE | 12341 | MidAmerican Energy Co | 63641 | Diamond Trail Wind Farm | IA | Iowa | DTWF | Onshore Wind Turbine | WT |  | S | 252.5 | 0.9 | 250 | 250 | 0.1 | N |  |  | N | Electric Utility | 1 | X | WND
Solar Photovoltaic.SUN | solar PV | TRUE | 63185 | Neighborhood Power Corp. | 63642 | Dunn Road Solar | OR | Clackamas | W9736 | Solar Photovoltaic | PV |  | W | 1.8 |  | 1.8 | 1.8 |  | N |  |  | N | IPP Non-CHP | 2 | X | SUN
Petroleum Liquids.DFO | petroleum | FALSE | 63347 | North Central Bronx Hospital | 63643 | North Central Bronx Hospital | NY | Bronx | EG1 | Petroleum Liquids | IC |  | S | 0.8 | 0.8 | 0.8 | 0.8 | 0.1 | N |  |  | N | Commercial Non-CHP | 4 | X | DFO
Petroleum Liquids.DFO | petroleum | FALSE | 63347 | North Central Bronx Hospital | 63643 | North Central Bronx Hospital | NY | Bronx | EG2 | Petroleum Liquids | IC |  | S | 0.8 | 0.8 | 0.8 | 0.8 | 0.1 | N |  |  | N | Commercial Non-CHP | 4 | X | DFO
Petroleum Liquids.DFO | petroleum | FALSE | 63348 | Wyckoff Heights Medical Center | 63644 | Wyckoff Heights Medical Center | NY | Kings | CT800 | Petroleum Liquids | IC |  | S | 0.8 | 0.8 | 0.8 | 0.8 | 0.1 | N |  |  | N | Commercial Non-CHP | 4 | X | DFO
Petroleum Liquids.DFO | petroleum | FALSE | 63348 | Wyckoff Heights Medical Center | 63644 | Wyckoff Heights Medical Center | NY | Kings | KT800 | Petroleum Liquids | IC |  | S | 0.8 | 0.8 | 0.8 | 0.8 | 0.1 | N |  |  | N | Commercial Non-CHP | 4 | X | DFO
Petroleum Liquids.DFO | petroleum | FALSE | 63351 | St.Joseph's Regional Medical Center | 63645 | St.Joseph's Regional Medical Center | NJ | Passaic | 7E600 | Petroleum Liquids | IC |  | S | 0.6 | 0.8 | 0.6 | 0.6 | 0.1 | N |  |  | N | Commercial Non-CHP | 4 | X | DFO
Petroleum Liquids.DFO | petroleum | FALSE | 63351 | St.Joseph's Regional Medical Center | 63645 | St.Joseph's Regional Medical Center | NJ | Passaic | 8E675 | Petroleum Liquids | IC |  | S | 0.7 | 0.8 | 0.7 | 0.7 | 0.1 | N |  |  | N | Commercial Non-CHP | 4 | X | DFO
Petroleum Liquids.DFO | petroleum | FALSE | 63351 | St.Joseph's Regional Medical Center | 63645 | St.Joseph's Regional Medical Center | NJ | Passaic | 9E600 | Petroleum Liquids | IC |  | S | 0.6 | 0.8 | 0.6 | 0.6 | 0.1 | N |  |  | N | Commercial Non-CHP | 4 | X | DFO
Petroleum Liquids.DFO | petroleum | FALSE | 63351 | St.Joseph's Regional Medical Center | 63645 | St.Joseph's Regional Medical Center | NJ | Passaic | E10 | Petroleum Liquids | IC |  | S | 0.3 | 0.8 | 0.3 | 0.3 | 0.1 | N |  |  | N | Commercial Non-CHP | 4 | X | DFO
Petroleum Liquids.DFO | petroleum | FALSE | 63351 | St.Joseph's Regional Medical Center | 63645 | St.Joseph's Regional Medical Center | NJ | Passaic | E16 | Petroleum Liquids | IC |  | S | 0.8 | 0.8 | 0.8 | 0.8 | 0.1 | N |  |  | N | Commercial Non-CHP | 4 | X | DFO
Petroleum Liquids.DFO | petroleum | FALSE | 63351 | St.Joseph's Regional Medical Center | 63645 | St.Joseph's Regional Medical Center | NJ | Passaic | E27 | Petroleum Liquids | IC |  | S | 1 | 0.8 | 1 | 1 | 0.1 | N |  |  | N | Commercial Non-CHP | 4 | X | DFO
Petroleum Liquids.DFO | petroleum | FALSE | 63351 | St.Joseph's Regional Medical Center | 63645 | St.Joseph's Regional Medical Center | NJ | Passaic | E28 | Petroleum Liquids | IC |  | S | 1 | 0.8 | 1 | 1 | 0.1 | N |  |  | N | Commercial Non-CHP | 4 | X | DFO
Petroleum Liquids.DFO | petroleum | FALSE | 63351 | St.Joseph's Regional Medical Center | 63645 | St.Joseph's Regional Medical Center | NJ | Passaic | E29 | Petroleum Liquids | IC |  | S | 1 | 0.8 | 1 | 1 | 0.1 | N |  |  | N | Commercial Non-CHP | 4 | X | DFO
Petroleum Liquids.DFO | petroleum | FALSE | 63351 | St.Joseph's Regional Medical Center | 63645 | St.Joseph's Regional Medical Center | NJ | Passaic | E30 | Petroleum Liquids | IC |  | S | 0.1 | 0.8 | 0.1 | 0.1 | 0.1 | N |  |  | N | Commercial Non-CHP | 4 | X | DFO
Petroleum Liquids.DFO | petroleum | FALSE | 63353 | Jacobi Medical Center | 63646 | Jacobi Medical Center | NY | Bronx | CATA | Petroleum Liquids | IC |  | S | 1 | 0.8 | 1 | 1 | 0.1 | N |  |  | N | Commercial Non-CHP | 4 | X | DFO
Petroleum Liquids.DFO | petroleum | FALSE | 63353 | Jacobi Medical Center | 63646 | Jacobi Medical Center | NY | Bronx | CATB | Petroleum Liquids | IC |  | S | 1 | 0.8 | 1 | 1 | 0.1 | N |  |  | N | Commercial Non-CHP | 4 | X | DFO
Petroleum Liquids.DFO | petroleum | FALSE | 63353 | Jacobi Medical Center | 63646 | Jacobi Medical Center | NY | Bronx | CATC | Petroleum Liquids | IC |  | S | 1.2 | 0.8 | 1.2 | 1.2 | 0.1 | N |  |  | N | Commercial Non-CHP | 4 | X | DFO
Petroleum Liquids.DFO | petroleum | FALSE | 63353 | Jacobi Medical Center | 63646 | Jacobi Medical Center | NY | Bronx | CATD | Petroleum Liquids | IC |  | S | 1.2 | 0.8 | 1.2 | 1.2 | 0.1 | N |  |  | N | Commercial Non-CHP | 4 | X | DFO
Petroleum Liquids.DFO | petroleum | FALSE | 63353 | Jacobi Medical Center | 63646 | Jacobi Medical Center | NY | Bronx | CU1 | Petroleum Liquids | IC |  | S | 0.9 | 0.8 | 0.9 | 0.9 | 0.1 | N |  |  | N | Commercial Non-CHP | 4 | X | DFO
Petroleum Liquids.DFO | petroleum | FALSE | 63353 | Jacobi Medical Center | 63646 | Jacobi Medical Center | NY | Bronx | CU2 | Petroleum Liquids | IC |  | S | 0.9 | 0.8 | 0.9 | 0.9 | 0.1 | N |  |  | N | Commercial Non-CHP | 4 | X | DFO
Petroleum Liquids.DFO | petroleum | FALSE | 63353 | Jacobi Medical Center | 63646 | Jacobi Medical Center | NY | Bronx | CU2SH | Petroleum Liquids | IC |  | S | 0.3 | 0.8 | 0.3 | 0.3 | 0.1 | N |  |  | N | Commercial Non-CHP | 4 | X | DFO
Petroleum Liquids.DFO | petroleum | FALSE | 63353 | Jacobi Medical Center | 63646 | Jacobi Medical Center | NY | Bronx | CU3 | Petroleum Liquids | IC |  | S | 0.9 | 0.8 | 0.9 | 0.9 | 0.1 | N |  |  | N | Commercial Non-CHP | 4 | X | DFO
Petroleum Liquids.DFO | petroleum | FALSE | 63353 | Jacobi Medical Center | 63646 | Jacobi Medical Center | NY | Bronx | CU4 | Petroleum Liquids | IC |  | S | 0.2 | 0.8 | 0.2 | 0.2 | 0.1 | N |  |  | N | Commercial Non-CHP | 4 | X | DFO
Petroleum Liquids.DFO | petroleum | FALSE | 63353 | Jacobi Medical Center | 63646 | Jacobi Medical Center | NY | Bronx | DET | Petroleum Liquids | IC |  | S | 1 | 0.8 | 1 | 1 | 0.1 | N |  |  | N | Commercial Non-CHP | 4 | X | DFO
Petroleum Liquids.DFO | petroleum | FALSE | 63353 | Jacobi Medical Center | 63646 | Jacobi Medical Center | NY | Bronx | GEN1 | Petroleum Liquids | IC |  | S | 0.5 | 0.8 | 0.5 | 0.5 | 0.1 | N |  |  | N | Commercial Non-CHP | 4 | X | DFO
Other Natural Gas.NG | natural gas peaker | TRUE | 62150 | 2016 ESA Project Company, LLC | 63647 | SDM000 Clarkson Fuel Cell | NY | Kings | SDM00 | Other Natural Gas | FC |  | S | 1.8 | 0.99 | 1.8 | 1.8 | 1.8 | N |  |  | N | IPP Non-CHP | 2 | X | NG
Other Natural Gas.NG | natural gas peaker | TRUE | 62150 | 2016 ESA Project Company, LLC | 63648 | NHH003 Clarkson Fuel Cell | NY | Kings | NHH03 | Other Natural Gas | FC |  | S | 1.1 | 0.99 | 1.1 | 1.1 | 1.1 | N |  |  | N | IPP Non-CHP | 2 | X | NG
Other Natural Gas.NG | natural gas peaker | TRUE | 62150 | 2016 ESA Project Company, LLC | 63649 | NHH004 Winthrop Fuel Cell | NY | Kings | NHH04 | Other Natural Gas | FC |  | S | 1 | 0.99 | 1 | 1 | 1 | N |  |  | N | IPP Non-CHP | 2 | X | NG
Solar Photovoltaic.SUN | solar PV | TRUE | 63345 | Flodquist Community Solar LLC | 63650 | Flodquist Community Solar LLC CSG | MN | Chisago | TC3 | Solar Photovoltaic | PV |  | S | 1 |  | 1 | 1 |  | N |  |  | N | IPP Non-CHP | 2 | X | SUN
Solar Photovoltaic.SUN | solar PV | TRUE | 63344 | SunE P11L Holdings, LLC | 63651 | North Kern State Prison Phase II | CA | Kern | 5812 | Solar Photovoltaic | PV |  | S | 4 |  | 4 | 4 |  | N |  |  | N | IPP Non-CHP | 2 | X | SUN
Solar Photovoltaic.SUN | solar PV | TRUE | 63357 | Sheriff Rd Solar LLC | 63654 | Sheriff Road | MD | Prince Georges | SHRFF | Solar Photovoltaic | PV |  | S | 1.1 |  | 1.1 | 1.1 |  | N |  |  | N | IPP Non-CHP | 2 | X | SUN
Onshore Wind Turbine.WND | onshore wind | TRUE | 57170 | EDF Renewable Asset Holdings, Inc. | 63655 | Coyote Wind LLC | TX | Scurry | COY | Onshore Wind Turbine | WT |  | S | 242.5 |  | 242.5 | 242.5 | 0.5 | N |  |  | N | IPP Non-CHP | 2 | X | WND
Solar Photovoltaic.SUN | solar PV | TRUE | 64395 | Bay4 Energy Services, LLC | 63656 | CED Peoria Solar | IL | Peoria | PS1 | Solar Photovoltaic | PV |  | S | 2 |  | 2 | 2 |  | N |  |  | N | IPP Non-CHP | 2 | X | SUN
Solar Photovoltaic.SUN | solar PV | TRUE | 63365 | Siems Community Solar LLC | 63657 | Siems Solar Project CSG | MN | Goodhue | TC3 | Solar Photovoltaic | PV |  | S | 1 |  | 1 | 1 |  | N |  |  | N | IPP Non-CHP | 2 | X | SUN
Solar Photovoltaic.SUN | solar PV | TRUE | 63366 | Schueler Community Solar LLC | 63658 | Schueler Community Solar | MN | Wright | TC3 | Solar Photovoltaic | PV |  | S | 1 |  | 1 | 1 |  | N |  |  | N | IPP Non-CHP | 2 | X | SUN
Solar Photovoltaic.SUN | solar PV | TRUE | 63368 | 38DN Power Fund 1 LLC | 63659 | Bowden Solar LLC | MA | Hampden | BOWDN | Solar Photovoltaic | PV |  | W | 2 |  | 2 | 1.7 |  | N |  |  | N | IPP Non-CHP | 2 | X | SUN
Solar Photovoltaic.SUN | solar PV | TRUE | 62870 | Heritage Sustainable Energy. LLC | 63660 | M72 West Solar | MI | Leelanau | M72W | Solar Photovoltaic | PV |  | S | 1.8 |  | 1.8 | 1.8 |  | N |  |  | N | IPP Non-CHP | 2 | X | SUN
Other Natural Gas.NG | natural gas peaker | TRUE | 63369 | Yaphank Fuel Cell Park, LLC | 63661 | SWM Fuel Cell | NY | Suffolk | SWM-1 | Other Natural Gas | FC |  | S | 2.8 | 0.85 | 2.8 | 2.8 | 1.1 | N |  |  | N | IPP Non-CHP | 2 | X | NG
Other Natural Gas.NG | natural gas peaker | TRUE | 63369 | Yaphank Fuel Cell Park, LLC | 63661 | SWM Fuel Cell | NY | Suffolk | SWM-2 | Other Natural Gas | FC |  | S | 2.8 | 0.85 | 2.8 | 2.8 | 1.1 | N |  |  | N | IPP Non-CHP | 2 | X | NG
Other Natural Gas.NG | natural gas peaker | TRUE | 63369 | Yaphank Fuel Cell Park, LLC | 63661 | SWM Fuel Cell | NY | Suffolk | SWM-3 | Other Natural Gas | FC |  | S | 2.8 | 0.85 | 2.8 | 2.8 | 1.1 | N |  |  | N | IPP Non-CHP | 2 | X | NG
Petroleum Liquids.DFO | petroleum | FALSE | 63371 | Montefiore Nyack Hospital | 63662 | Montefiore Nyack Hospital | NY | Rockland | CAT | Petroleum Liquids | IC |  | S | 0.6 | 0.8 | 0.6 | 0.6 | 0.1 | N |  |  | N | Commercial Non-CHP | 4 | X | DFO
Petroleum Liquids.DFO | petroleum | FALSE | 63371 | Montefiore Nyack Hospital | 63662 | Montefiore Nyack Hospital | NY | Rockland | DET | Petroleum Liquids | IC |  | S | 0.5 | 0.8 | 0.5 | 0.5 | 0.1 | N |  |  | N | Commercial Non-CHP | 4 | X | DFO
Solar Photovoltaic.SUN | solar PV | TRUE | 63185 | Neighborhood Power Corp. | 63663 | Mt Hope Solar | OR | Clackamas | W0053 | Solar Photovoltaic | PV |  | W | 2.5 |  | 2.5 | 2.5 |  | N |  |  | N | IPP Non-CHP | 2 | X | SUN
Solar Photovoltaic.SUN | solar PV | TRUE | 63185 | Neighborhood Power Corp. | 63664 | Williams Acres Solar | OR | Marion | W0055 | Solar Photovoltaic | PV |  | W | 2.5 |  | 2.5 | 2.5 |  | N |  |  | N | IPP Non-CHP | 2 | X | SUN
Solar Photovoltaic.SUN | solar PV | TRUE | 63185 | Neighborhood Power Corp. | 63665 | River Valley Solar | OR | Marion | W0054 | Solar Photovoltaic | PV |  | W | 1.9 |  | 1.9 | 1.9 |  | N |  |  | N | IPP Non-CHP | 2 | X | SUN
Onshore Wind Turbine.WND | onshore wind | TRUE | 63373 | Bitter Ridge Wind Farm, LLC | 63666 | Bitter Ridge Wind Farm, LLC | IN | Jay | BIT | Onshore Wind Turbine | WT |  | S | 130 |  | 130 | 130 | 130 | N |  |  | N | IPP Non-CHP | 2 | X | WND
Solar Photovoltaic.SUN | solar PV | TRUE | 63374 | Sanford Airport Solar, LLC | 63667 | Sanford Solar | ME | York | SAS | Solar Photovoltaic | PV |  | S | 49.4 |  | 49.4 | 49.4 |  | N |  |  | N | IPP Non-CHP | 2 | X | SUN
Solar Photovoltaic.SUN | solar PV | TRUE | 61012 | AES Distributed Energy | 63668 | University Solar, LLC | RI | Kent | URI | Solar Photovoltaic | PV |  | S | 24 |  | 24 | 24 |  | N |  |  | N | IPP Non-CHP | 2 | X | SUN
Natural Gas Internal Combustion Engine.NG | natural gas peaker | FALSE | 63378 | St. Mary's Hospital For Children | 63669 | St. Mary's Hospital For Children | NY | Queens | CHP | Natural Gas Internal Combustion Engine | IC |  | S | 0.3 | 0.8 | 0.3 | 0.3 | 0.1 | N |  |  | N | Commercial Non-CHP | 4 | X | NG
Petroleum Liquids.DFO | petroleum | FALSE | 63378 | St. Mary's Hospital For Children | 63669 | St. Mary's Hospital For Children | NY | Queens | CU1 | Petroleum Liquids | IC |  | S | 0.5 | 0.8 | 0.5 | 0.5 | 0.1 | N |  |  | N | Commercial Non-CHP | 4 | X | DFO
Petroleum Liquids.DFO | petroleum | FALSE | 63378 | St. Mary's Hospital For Children | 63669 | St. Mary's Hospital For Children | NY | Queens | CU2 | Petroleum Liquids | IC |  | S | 1.5 | 0.8 | 1.5 | 1.5 | 0.1 | N |  |  | N | Commercial Non-CHP | 4 | X | DFO
Petroleum Liquids.DFO | petroleum | FALSE | 63382 | Harlem Hospital Center | 63671 | Harlem Hospital Center | NY | New York | CAT1 | Petroleum Liquids | IC |  | S | 1 | 0.8 | 1 | 1 | 0.1 | N |  |  | N | Commercial Non-CHP | 4 | X | DFO
Petroleum Liquids.DFO | petroleum | FALSE | 63382 | Harlem Hospital Center | 63671 | Harlem Hospital Center | NY | New York | CAT2 | Petroleum Liquids | IC |  | S | 1 | 0.8 | 1 | 1 | 0.1 | N |  |  | N | Commercial Non-CHP | 4 | X | DFO
Petroleum Liquids.DFO | petroleum | FALSE | 63382 | Harlem Hospital Center | 63671 | Harlem Hospital Center | NY | New York | CAT3 | Petroleum Liquids | IC |  | S | 1 | 0.8 | 1 | 1 | 0.1 | N |  |  | N | Commercial Non-CHP | 4 | X | DFO
Petroleum Liquids.DFO | petroleum | FALSE | 63382 | Harlem Hospital Center | 63671 | Harlem Hospital Center | NY | New York | CAT4 | Petroleum Liquids | IC |  | S | 1 | 0.8 | 1 | 1 | 0.1 | N |  |  | N | Commercial Non-CHP | 4 | X | DFO
Petroleum Liquids.DFO | petroleum | FALSE | 63382 | Harlem Hospital Center | 63671 | Harlem Hospital Center | NY | New York | CAT5 | Petroleum Liquids | IC |  | S | 0.4 | 0.8 | 0.4 | 0.4 | 0.1 | N |  |  | N | Commercial Non-CHP | 4 | X | DFO
Solar Photovoltaic.SUN | solar PV | TRUE | 63391 | C2 MA Lakeville, LLC | 63672 | Lakeville Solar | MA | Plymouth | LV | Solar Photovoltaic | PV |  | S | 2.7 |  | 2.7 | 2.7 |  | N |  |  | N | IPP Non-CHP | 2 | X | SUN
Natural Gas Internal Combustion Engine.NG | natural gas peaker | FALSE | 63392 | Norwalk Hospital | 63673 | Norwalk Hospital Plant | CT | Fairfield | EU-12 | Natural Gas Internal Combustion Engine | IC |  | S | 3 | 0.8 | 2.5 | 2.5 | 1.5 | N |  |  | Y | Commercial CHP | 5 | T | NG
Solar Photovoltaic.SUN | solar PV | TRUE | 63393 | VS Dedeaux LLC | 63674 | Dedeaux | CA | Los Angeles | DEDEA | Solar Photovoltaic | PV |  | S | 0.9 | 1 | 0.9 | 0.9 |  | N |  |  | N | IPP Non-CHP | 2 | X | SUN
Solar Photovoltaic.SUN | solar PV | TRUE | 63394 | MSAP 13, LLC | 63675 | MSAP 13 | NY | Rensselaer | TROYL | Solar Photovoltaic | PV |  | S | 2 |  | 2 | 2 |  | N |  |  | N | IPP Non-CHP | 2 | X | SUN
Solar Photovoltaic.SUN | solar PV | TRUE | 63397 | Paulson Community Solar LLC | 63678 | Paulson Community (CSG) | MN | Le Sueur | PAUL | Solar Photovoltaic | PV |  | S | 1 |  | 1 | 1 |  | N |  |  | N | IPP Non-CHP | 2 | X | SUN
Solar Photovoltaic.SUN | solar PV | TRUE | 63398 | Laurel Village Community Solar LLC | 63679 | Laurel Village (CSG) | MN | Wright | LAUR | Solar Photovoltaic | PV |  | S | 1 |  | 1 | 1 |  | N |  |  | N | IPP Non-CHP | 2 | X | SUN
Solar Photovoltaic.SUN | solar PV | TRUE | 63399 | Hertzberg Community Solar | 63680 | Hertzberg Community (CSG) | MN | Stearns | HERTZ | Solar Photovoltaic | PV |  | S | 1 |  | 1 | 1 |  | N |  |  | N | IPP Non-CHP | 2 | X | SUN
Solar Photovoltaic.SUN | solar PV | TRUE | 60025 | Greenbacker Renewable Energy Corporation | 63681 | Oak Leaf Solar XXXIII LLC (Lantz) | CO | Chaffee | 13 | Solar Photovoltaic | PV |  | S | 1.5 |  | 1.5 | 1.5 |  | N |  |  | N | IPP Non-CHP | 2 | X | SUN
Solar Photovoltaic.SUN | solar PV | TRUE | 60025 | Greenbacker Renewable Energy Corporation | 63681 | Oak Leaf Solar XXXIII LLC (Lantz) | CO | Chaffee | 14 | Solar Photovoltaic | PV |  | S | 1.5 |  | 1.5 | 1.5 |  | N |  |  | N | IPP Non-CHP | 2 | X | SUN
Solar Photovoltaic.SUN | solar PV | TRUE | 63380 | Brenda Luhman Community Solar LLC | 63682 | Brenda Luhman - CSG | MN | Goodhue | BLCS | Solar Photovoltaic | PV |  | S | 1 |  | 1 | 1 |  | N |  |  | N | IPP Non-CHP | 2 | X | SUN
Solar Photovoltaic.SUN | solar PV | TRUE | 63381 | Carlson Community Solar | 63683 | Carlson Community (CSG) | MN | Chisago | CRLSN | Solar Photovoltaic | PV |  | S | 1 |  | 1 | 1 |  | N |  |  | N | IPP Non-CHP | 2 | X | SUN
Solar Photovoltaic.SUN | solar PV | TRUE | 63400 | Hammer Community Solar LLC | 63684 | Hammer Community (CSG) | MN | Sherburne | HAMR | Solar Photovoltaic | PV |  | S | 1 |  | 1 | 1 |  | N |  |  | N | IPP Non-CHP | 2 | X | SUN
Batteries.MWH | battery storage | 0 | 61012 | AES Distributed Energy | 63685 | Luna Storage | CA | Los Angeles | LUNA | Batteries | BA |  | S | 100 |  | 100 | 100 | 0.1 | N |  |  | N | IPP Non-CHP | 2 | X | MWH
Onshore Wind Turbine.WND | onshore wind | TRUE | 4254 | Consumers Energy Co | 63686 | Crescent Wind Park | MI | Hillsdale | GFWP | Onshore Wind Turbine | WT |  | S | 150 |  | 150 | 150 | 0 | N |  |  | N | Electric Utility | 1 | X | WND
Onshore Wind Turbine.WND | onshore wind | TRUE | 4254 | Consumers Energy Co | 63687 | Gratiot Farms Wind Project | MI | Montcalm | CWP | Onshore Wind Turbine | WT |  | S | 150 |  | 150 | 150 | 0 | N |  |  | N | Electric Utility | 1 | X | WND
Natural Gas Fired Combustion Turbine.NG | natural gas peaker | TRUE | 63082 | ProEnergy Services | 63688 | Topaz Generating | TX | Galveston | CTG-1 | Natural Gas Fired Combustion Turbine | GT |  | W | 60.5 | 0.85 | 44.5 | 49.8 | 22.5 | N |  |  | N | IPP Non-CHP | 2 | X | NG
Natural Gas Fired Combustion Turbine.NG | natural gas peaker | TRUE | 63082 | ProEnergy Services | 63688 | Topaz Generating | TX | Galveston | CTG-2 | Natural Gas Fired Combustion Turbine | GT |  | W | 60.5 | 0.85 | 44.5 | 49.8 | 22.5 | N |  |  | N | IPP Non-CHP | 2 | X | NG
Natural Gas Fired Combustion Turbine.NG | natural gas peaker | TRUE | 63082 | ProEnergy Services | 63688 | Topaz Generating | TX | Galveston | CTG-3 | Natural Gas Fired Combustion Turbine | GT |  | W | 60.5 | 0.85 | 44.5 | 49.8 | 22.5 | N |  |  | N | IPP Non-CHP | 2 | X | NG
Natural Gas Fired Combustion Turbine.NG | natural gas peaker | TRUE | 63082 | ProEnergy Services | 63688 | Topaz Generating | TX | Galveston | CTG-4 | Natural Gas Fired Combustion Turbine | GT |  | W | 60.5 | 0.85 | 44.5 | 49.8 | 22.5 | N |  |  | N | IPP Non-CHP | 2 | X | NG
Natural Gas Fired Combustion Turbine.NG | natural gas peaker | TRUE | 63082 | ProEnergy Services | 63688 | Topaz Generating | TX | Galveston | CTG-5 | Natural Gas Fired Combustion Turbine | GT |  | W | 60.5 | 0.85 | 44.5 | 49.8 | 22.5 | N |  |  | N | IPP Non-CHP | 2 | X | NG
Natural Gas Fired Combustion Turbine.NG | natural gas peaker | TRUE | 63082 | ProEnergy Services | 63688 | Topaz Generating | TX | Galveston | CTG-6 | Natural Gas Fired Combustion Turbine | GT |  | W | 60.5 | 0.85 | 44.5 | 49.8 | 22.5 | N |  |  | N | IPP Non-CHP | 2 | X | NG
Natural Gas Fired Combustion Turbine.NG | natural gas peaker | TRUE | 63082 | ProEnergy Services | 63688 | Topaz Generating | TX | Galveston | CTG-7 | Natural Gas Fired Combustion Turbine | GT |  | W | 60.5 | 0.85 | 44.5 | 49.8 | 22.5 | N |  |  | N | IPP Non-CHP | 2 | X | NG
Natural Gas Fired Combustion Turbine.NG | natural gas peaker | TRUE | 63082 | ProEnergy Services | 63688 | Topaz Generating | TX | Galveston | CTG-8 | Natural Gas Fired Combustion Turbine | GT |  | W | 60.5 | 0.85 | 44.5 | 49.8 | 22.5 | N |  |  | N | IPP Non-CHP | 2 | X | NG
Natural Gas Fired Combustion Turbine.NG | natural gas peaker | TRUE | 63082 | ProEnergy Services | 63688 | Topaz Generating | TX | Galveston | CTG-9 | Natural Gas Fired Combustion Turbine | GT |  | W | 60.5 | 0.85 | 44.5 | 49.8 | 22.5 | N |  |  | N | IPP Non-CHP | 2 | X | NG
Natural Gas Fired Combustion Turbine.NG | natural gas peaker | TRUE | 63082 | ProEnergy Services | 63688 | Topaz Generating | TX | Galveston | CTG10 | Natural Gas Fired Combustion Turbine | GT |  | W | 60.5 | 0.85 | 44.5 | 49.8 | 22.5 | N |  |  | N | IPP Non-CHP | 2 | X | NG
Solar Photovoltaic.SUN | solar PV | TRUE | 56769 | Consolidated Edison Development Inc. | 63689 | Red Lake Falls Community Hybrid | MN | Red Lake | RLFS | Solar Photovoltaic | PV |  | S | 1 |  | 1 | 1 | 0 | N |  |  | N | IPP Non-CHP | 2 | X | SUN
Onshore Wind Turbine.WND | onshore wind | TRUE | 56769 | Consolidated Edison Development Inc. | 63689 | Red Lake Falls Community Hybrid | MN | Red Lake | RLFW | Onshore Wind Turbine | WT |  | S | 4.6 |  | 4.6 | 4.6 | 0 | N |  |  | N | IPP Non-CHP | 2 | X | WND
Solar Photovoltaic.SUN | solar PV | TRUE | 58871 | Citizens Enterprises Corporation | 63690 | Oak Street Solar | MA | Hampden | PV1 | Solar Photovoltaic | PV |  | W | 3.5 |  | 3.5 | 3.5 |  | N |  |  | N | IPP Non-CHP | 2 | X | SUN
Solar Photovoltaic.SUN | solar PV | TRUE | 64994 | SolRiver Capital LLC | 63691 | Hunker Solar River, LLC | PA | Westmoreland | 13502 | Solar Photovoltaic | PV |  | S | 3.3 |  | 3.3 | 3.3 |  | N |  |  | N | IPP Non-CHP | 2 | X | SUN
Solar Photovoltaic.SUN | solar PV | TRUE | 13683 | North Carolina El Member Corp | 63692 | PG Solar, LLC | NC | Duplin | 13504 | Solar Photovoltaic | PV |  | S | 2 |  | 2 | 2 |  | N |  |  | N | Electric Utility | 1 | X | SUN
Solar Photovoltaic.SUN | solar PV | TRUE | 13683 | North Carolina El Member Corp | 63693 | Freight Line Solar, LLC | NC | Duplin | 13503 | Solar Photovoltaic | PV |  | S | 2 |  | 2 | 2 |  | N |  |  | N | Electric Utility | 1 | X | SUN
Solar Photovoltaic.SUN | solar PV | TRUE | 64994 | SolRiver Capital LLC | 63694 | Butler Solar, LLC | OR | Yamhill | 13501 | Solar Photovoltaic | PV |  | S | 4 |  | 4 | 4 |  | N |  |  | N | IPP Non-CHP | 2 | X | SUN
Solar Photovoltaic.SUN | solar PV | TRUE | 13683 | North Carolina El Member Corp | 63695 | Holly Swamp Solar, LLC | NC | Robeson | 13502 | Solar Photovoltaic | PV |  | S | 2 |  | 2 | 2 |  | N |  |  | N | Electric Utility | 1 | X | SUN
Solar Photovoltaic.SUN | solar PV | TRUE | 63412 | Westmoreland County Solar Project, LLC | 63696 | Westmoreland County Solar Project | VA | Westmoreland | WEST | Solar Photovoltaic | PV |  | S | 19.9 | 0.93 | 19.9 | 19.9 |  | N |  |  | N | IPP Non-CHP | 2 | X | SUN
Solar Photovoltaic.SUN | solar PV | TRUE | 63409 | GWE Cranberry Solar RT, LLC | 63697 | Cranberry Solar | MA | Plymouth | 13440 | Solar Photovoltaic | PV |  | S | 1 |  | 1 | 1 |  | N |  |  | N | IPP Non-CHP | 2 | X | SUN
Solar Photovoltaic.SUN | solar PV | TRUE | 56990 | NJR Clean Energy Ventures Corporation | 63698 | Galloway Landfill | NJ | Monmouth | GALLO | Solar Photovoltaic | PV |  | W | 2.3 |  | 2.3 | 2.3 |  | N |  |  | N | IPP Non-CHP | 2 | X | SUN
Other Natural Gas.NG | natural gas peaker | TRUE | 62150 | 2016 ESA Project Company, LLC | 63699 | AGT000 Stevens Creek Fuel Cell | CA | Santa Clara | AGT0A | Other Natural Gas | FC |  | S | 1.2 | 0.99 | 1.2 | 1.2 | 1.2 | N |  |  | N | IPP Non-CHP | 2 | X | NG
Other Natural Gas.NG | natural gas peaker | TRUE | 62150 | 2016 ESA Project Company, LLC | 63699 | AGT000 Stevens Creek Fuel Cell | CA | Santa Clara | AGT0B | Other Natural Gas | FC |  | S | 1 | 0.99 | 1 | 1 | 1 | N |  |  | N | IPP Non-CHP | 2 | X | NG
Other Natural Gas.NG | natural gas peaker | TRUE | 62150 | 2016 ESA Project Company, LLC | 63700 | AGT001 Centerville Fuel Cell | DE | New Castle | AGT01 | Other Natural Gas | FC |  | S | 1.3 | 0.99 | 1.3 | 1.3 | 1.3 | N |  |  | N | IPP Non-CHP | 2 | X | NG
Other Natural Gas.NG | natural gas peaker | TRUE | 62150 | 2016 ESA Project Company, LLC | 63701 | CST001 McCarthy Fuel Cell | CA | Santa Clara | CST1A | Other Natural Gas | FC |  | S | 0.9 | 0.9 | 0.9 | 0.9 | 0.9 | N |  |  | N | IPP Non-CHP | 2 | X | NG
Other Natural Gas.NG | natural gas peaker | TRUE | 62150 | 2016 ESA Project Company, LLC | 63701 | CST001 McCarthy Fuel Cell | CA | Santa Clara | CST1B | Other Natural Gas | FC |  | S | 0.3 | 0.9 | 0.3 | 0.3 | 0.3 | N |  |  | N | IPP Non-CHP | 2 | X | NG
Other Natural Gas.NG | natural gas peaker | TRUE | 62150 | 2016 ESA Project Company, LLC | 63702 | EQX002 Secaucus Rd Fuel Cell | NJ | Hudson | EQX02 | Other Natural Gas | FC |  | S | 1.5 | 0.99 | 1.5 | 1.5 | 1.5 | N |  |  | N | IPP Non-CHP | 2 | X | NG
Other Natural Gas.NG | natural gas peaker | TRUE | 62150 | 2016 ESA Project Company, LLC | 63703 | EQX003 Secaucus Rd Fuel Cell | NJ | Hudson | EQX03 | Other Natural Gas | FC |  | S | 2 | 0.99 | 2 | 2 | 2 | N |  |  | N | IPP Non-CHP | 2 | X | NG
Other Natural Gas.NG | natural gas peaker | TRUE | 62150 | 2016 ESA Project Company, LLC | 63704 | EQX010 Great Oaks Fuel Cell | CA | Santa Clara | EQ10A | Other Natural Gas | FC |  | S | 1.2 | 0.99 | 1.2 | 1.2 | 1.2 | N |  |  | N | IPP Non-CHP | 2 | X | NG
Other Natural Gas.NG | natural gas peaker | TRUE | 62150 | 2016 ESA Project Company, LLC | 63704 | EQX010 Great Oaks Fuel Cell | CA | Santa Clara | EQ10B | Other Natural Gas | FC |  | S | 1.2 | 0.99 | 1.2 | 1.2 | 1.2 | N |  |  | N | IPP Non-CHP | 2 | X | NG
Other Natural Gas.NG | natural gas peaker | TRUE | 62150 | 2016 ESA Project Company, LLC | 63705 | EQX011 Duane Fuel Cell | CA | Santa Clara | EQ11A | Other Natural Gas | FC |  | S | 2 | 0.99 | 2 | 2 | 2 | N |  |  | N | IPP Non-CHP | 2 | X | NG
Other Natural Gas.NG | natural gas peaker | TRUE | 62150 | 2016 ESA Project Company, LLC | 63705 | EQX011 Duane Fuel Cell | CA | Santa Clara | EQ11B | Other Natural Gas | FC |  | S | 1.4 | 0.99 | 1.4 | 1.4 | 1.4 | N |  |  | N | IPP Non-CHP | 2 | X | NG
Other Natural Gas.NG | natural gas peaker | TRUE | 62150 | 2016 ESA Project Company, LLC | 63705 | EQX011 Duane Fuel Cell | CA | Santa Clara | EQ11C | Other Natural Gas | FC |  | S | 1.8 | 0.99 | 1.8 | 1.8 | 1.8 | N |  |  | N | IPP Non-CHP | 2 | X | NG
Other Natural Gas.NG | natural gas peaker | TRUE | 62150 | 2016 ESA Project Company, LLC | 63706 | EQX012 Harz Fuel Cell | NJ | Hudson | EQX12 | Other Natural Gas | FC |  | S | 2.5 | 0.99 | 2.5 | 2.5 | 2.5 | N |  |  | N | IPP Non-CHP | 2 | X | NG
Other Natural Gas.NG | natural gas peaker | TRUE | 62150 | 2016 ESA Project Company, LLC | 63708 | EQX015 Great Oaks Fuel Cell | CA | Santa Clara | EQ15A | Other Natural Gas | FC |  | S | 2 | 0.99 | 2 | 2 | 2 | N |  |  | N | IPP Non-CHP | 2 | X | NG
Other Natural Gas.NG | natural gas peaker | TRUE | 62150 | 2016 ESA Project Company, LLC | 63708 | EQX015 Great Oaks Fuel Cell | CA | Santa Clara | EQ15B | Other Natural Gas | FC |  | S | 2 | 0.99 | 2 | 2 | 2 | N |  |  | N | IPP Non-CHP | 2 | X | NG
Landfill Gas.LFG | natural gas peaker | TRUE | 13559 | North American Natural Res | 63709 | Autumn Hills Generating Facility | MI | Ottawa | 1 | Landfill Gas | IC |  | S | 0.8 | 0.8 | 0.8 | 0.8 | 0.5 | N |  |  | N | IPP Non-CHP | 2 | X | LFG
Landfill Gas.LFG | natural gas peaker | TRUE | 13559 | North American Natural Res | 63709 | Autumn Hills Generating Facility | MI | Ottawa | 2 | Landfill Gas | IC |  | S | 1.6 | 0.8 | 1.6 | 1.6 | 1.2 | N |  |  | N | IPP Non-CHP | 2 | X | LFG
Landfill Gas.LFG | natural gas peaker | TRUE | 13559 | North American Natural Res | 63709 | Autumn Hills Generating Facility | MI | Ottawa | 3 | Landfill Gas | IC |  | S | 1.6 | 0.8 | 1.6 | 1.6 | 1.2 | N |  |  | N | IPP Non-CHP | 2 | X | LFG
Onshore Wind Turbine.WND | onshore wind | TRUE | 15399 | Avangrid Renewables LLC | 63710 | Golden Hill Wind | OR | Sherman | GH1 | Onshore Wind Turbine | WT |  | S | 201.3 |  | 201.3 | 201.3 | 0 | N |  |  | N | IPP Non-CHP | 2 | X | WND
Other Natural Gas.NG | natural gas peaker | TRUE | 62150 | 2016 ESA Project Company, LLC | 63711 | JSR000 N Mathilda Fuel Cell | CA | Santa Clara | JSR00 | Other Natural Gas | FC |  | S | 1.1 | 0.99 | 1.1 | 1.1 | 1.1 | N |  |  | N | IPP Non-CHP | 2 | X | NG
Other Natural Gas.NG | natural gas peaker | TRUE | 62150 | 2016 ESA Project Company, LLC | 63712 | KSR028 Merced Fuel Cell | CA | Alameda | KSR28 | Other Natural Gas | FC |  | S | 2 | 0.99 | 2 | 2 | 2 | N |  |  | N | IPP Non-CHP | 2 | X | NG
Other Natural Gas.NG | natural gas peaker | TRUE | 62150 | 2016 ESA Project Company, LLC | 63713 | IIV000 Mt Bethel Fuel Cell | NJ | Somerset | IIV0A | Other Natural Gas | FC |  | S | 1.3 | 0.99 | 1.3 | 1.3 | 1.3 | N |  |  | N | IPP Non-CHP | 2 | X | NG
Other Natural Gas.NG | natural gas peaker | TRUE | 62150 | 2016 ESA Project Company, LLC | 63713 | IIV000 Mt Bethel Fuel Cell | NJ | Somerset | IIV0B | Other Natural Gas | FC |  | S | 1.3 | 0.99 | 1.3 | 1.3 | 1.3 | N |  |  | N | IPP Non-CHP | 2 | X | NG
Other Natural Gas.NG | natural gas peaker | TRUE | 62150 | 2016 ESA Project Company, LLC | 63714 | GEN005 Antibody Fuel Cell | CA | San Diego | GEN05 | Other Natural Gas | FC |  | S | 2.5 | 0.9 | 2.5 | 2.5 | 2.5 | N |  |  | N | IPP Non-CHP | 2 | X | NG
Other Natural Gas.NG | natural gas peaker | TRUE | 62150 | 2016 ESA Project Company, LLC | 63715 | SCU000 El Camino Real Fuel Cell | CA | Santa Clara | SCU00 | Other Natural Gas | FC |  | S | 1.5 | 0.99 | 1.5 | 1.5 | 1.5 | N |  |  | N | IPP Non-CHP | 2 | X | NG
Other Natural Gas.NG | natural gas peaker | TRUE | 62150 | 2016 ESA Project Company, LLC | 63716 | KSR053 Cantara Fuel Cell | CA | Los Angeles | KSR53 | Other Natural Gas | FC |  | S | 1.6 | 0.99 | 1.6 | 1.6 | 1.6 | N |  |  | N | IPP Non-CHP | 2 | X | NG
Other Natural Gas.NG | natural gas peaker | TRUE | 62150 | 2016 ESA Project Company, LLC | 63717 | TLR000 Hansen Fuel Cell | CA | Monterey | TLR0A | Other Natural Gas | FC |  | S | 1 | 0.99 | 1 | 1 | 1 | N |  |  | N | IPP Non-CHP | 2 | X | NG
Other Natural Gas.NG | natural gas peaker | TRUE | 62150 | 2016 ESA Project Company, LLC | 63717 | TLR000 Hansen Fuel Cell | CA | Monterey | TLR0B | Other Natural Gas | FC |  | S | 1.5 | 0.99 | 1.5 | 1.5 | 1.5 | N |  |  | N | IPP Non-CHP | 2 | X | NG
Other Natural Gas.NG | natural gas peaker | TRUE | 62150 | 2016 ESA Project Company, LLC | 63717 | TLR000 Hansen Fuel Cell | CA | Monterey | TLR0C | Other Natural Gas | FC |  | S | 0.5 | 0.99 | 0.5 | 0.5 | 0.5 | N |  |  | N | IPP Non-CHP | 2 | X | NG
Solar Photovoltaic.SUN | solar PV | TRUE | 61227 | Nautilus Solar Solutions | 63718 | ISM Solar Cranston CSG | RI | Providence | CR | Solar Photovoltaic | PV |  | S | 3.1 |  | 3.1 | 3.1 |  | N |  |  | N | IPP Non-CHP | 2 | X | SUN
Solar Photovoltaic.SUN | solar PV | TRUE | 63418 | Elora Solar | 63719 | Elora Solar | TN | Lincoln | ELO | Solar Photovoltaic | PV |  | S | 150 |  | 150 | 150 |  | N |  |  | N | IPP Non-CHP | 2 | X | SUN
Solar Photovoltaic.SUN | solar PV | TRUE | 63419 | Augusta Solar, LLC | 63720 | Augusta Solar | SC | Greenwood | PGR23 | Solar Photovoltaic | PV |  | S | 2 |  | 2 | 2 |  | N |  |  | N | IPP Non-CHP | 2 | X | SUN
Solar Photovoltaic.SUN | solar PV | TRUE | 63414 | Cool Springs Solar, LLC | 63721 | Cool Springs Solar (Hybrid) | GA | Decatur | COOLS | Solar Photovoltaic | PV |  | S | 213 |  | 213 | 213 | 0.1 | N |  |  | N | IPP Non-CHP | 2 | X | SUN
Batteries.MWH | battery storage | 0 | 63414 | Cool Springs Solar, LLC | 63721 | Cool Springs Solar (Hybrid) | GA | Decatur | CSBAT | Batteries | BA |  | S | 40 |  | 40 | 40 | 0.1 | N |  |  | N | IPP Non-CHP | 2 | X | MWH
Batteries.MWH | battery storage | 0 | 60025 | Greenbacker Renewable Energy Corporation | 63722 | Rawhide Prairie Solar Hybrid | CO | Larimer | BA1 | Batteries | BA |  | S | 1 |  | 1 | 1 |  | N |  |  | N | IPP Non-CHP | 2 | X | MWH
Solar Photovoltaic.SUN | solar PV | TRUE | 60025 | Greenbacker Renewable Energy Corporation | 63722 | Rawhide Prairie Solar Hybrid | CO | Larimer | PV1 | Solar Photovoltaic | PV |  | S | 22 |  | 22 | 22 |  | N |  |  | N | IPP Non-CHP | 2 | X | SUN
Solar Photovoltaic.SUN | solar PV | TRUE | 63359 | REA Investments, LLC | 63724 | Hayfield Solar I LLC CSG | MN | Dodge | HAYF1 | Solar Photovoltaic | PV |  | S | 1 | 1 | 1 | 1 |  | N |  |  | N | IPP Non-CHP | 2 | X | SUN
Solar Photovoltaic.SUN | solar PV | TRUE | 63359 | REA Investments, LLC | 63725 | Hayfield Solar III LLC CSG | MN | Dodge | HAYF3 | Solar Photovoltaic | PV |  | S | 1 | 1 | 1 | 1 |  | N |  |  | N | IPP Non-CHP | 2 | X | SUN
Solar Photovoltaic.SUN | solar PV | TRUE | 63359 | REA Investments, LLC | 63726 | Pipestone City Solar LLC CSG | MN | Pipestone | PSCTY | Solar Photovoltaic | PV |  | S | 1 | 1 | 1 | 1 |  | N |  |  | N | IPP Non-CHP | 2 | X | SUN
Solar Photovoltaic.SUN | solar PV | TRUE | 61944 | MN8 Energy LLC | 63727 | Slate Hybrid | CA | Kings | SL3EC | Solar Photovoltaic | PV |  | S | 67.5 |  | 67.5 | 67.5 |  | N |  |  | N | IPP Non-CHP | 2 | X | SUN
Solar Photovoltaic.SUN | solar PV | TRUE | 61944 | MN8 Energy LLC | 63727 | Slate Hybrid | CA | Kings | SLATE | Solar Photovoltaic | PV |  | S | 50.5 |  | 50.5 | 50.5 |  | N |  |  | N | IPP Non-CHP | 2 | X | SUN
Batteries.MWH | battery storage | 0 | 61944 | MN8 Energy LLC | 63727 | Slate Hybrid | CA | Kings | SLB3C | Batteries | BA |  | S | 33.8 |  | 33.8 | 33.8 |  | N |  |  | N | IPP Non-CHP | 2 | X | MWH
Batteries.MWH | battery storage | 0 | 61944 | MN8 Energy LLC | 63727 | Slate Hybrid | CA | Kings | SLBES | Batteries | BA |  | S | 50 |  | 50 | 50 |  | N |  |  | N | IPP Non-CHP | 2 | X | MWH
Batteries.MWH | battery storage | 0 | 61944 | MN8 Energy LLC | 63727 | Slate Hybrid | CA | Kings | SLBPW | Batteries | BA |  | S | 10 |  | 10 | 10 |  | N |  |  | N | IPP Non-CHP | 2 | X | MWH
Batteries.MWH | battery storage | 0 | 61944 | MN8 Energy LLC | 63727 | Slate Hybrid | CA | Kings | SLBSV | Batteries | BA |  | S | 46.5 |  | 46.5 | 46.5 |  | N |  |  | N | IPP Non-CHP | 2 | X | MWH
Solar Photovoltaic.SUN | solar PV | TRUE | 61944 | MN8 Energy LLC | 63727 | Slate Hybrid | CA | Kings | SLPWR | Solar Photovoltaic | PV |  | S | 26 |  | 26 | 26 |  | N |  |  | N | IPP Non-CHP | 2 | X | SUN
Solar Photovoltaic.SUN | solar PV | TRUE | 61944 | MN8 Energy LLC | 63727 | Slate Hybrid | CA | Kings | SLSTN | Solar Photovoltaic | PV |  | S | 63 |  | 63 | 63 |  | N |  |  | N | IPP Non-CHP | 2 | X | SUN
Solar Photovoltaic.SUN | solar PV | TRUE | 61944 | MN8 Energy LLC | 63727 | Slate Hybrid | CA | Kings | SLSVC | Solar Photovoltaic | PV |  | S | 93 |  | 93 | 93 |  | N |  |  | N | IPP Non-CHP | 2 | X | SUN
Batteries.MWH | battery storage | 0 | 63420 | Taos Mesa Energy Facility, LLC | 63728 | Taos Mesa Energy Facility Hybrid | NM | Taos | BESS | Batteries | BA |  | S | 12 | 0.95 | 12 | 12 | 0.1 | N |  |  | N | Electric Utility | 1 | X | MWH
Solar Photovoltaic.SUN | solar PV | TRUE | 63420 | Taos Mesa Energy Facility, LLC | 63728 | Taos Mesa Energy Facility Hybrid | NM | Taos | TMEF1 | Solar Photovoltaic | PV |  | S | 15 |  | 15 | 15 | 19.7 | N |  |  | N | Electric Utility | 1 | X | SUN
Solar Photovoltaic.SUN | solar PV | TRUE | 57365 | Consolidated Edison Solutions Inc. | 63729 | CES Marbletown Solar | NY | Ulster | MT1 | Solar Photovoltaic | PV |  | S | 3 |  | 3 | 3 |  | N |  |  | N | IPP Non-CHP | 2 | X | SUN
Solar Photovoltaic.SUN | solar PV | TRUE | 61677 | Sol Systems | 63732 | ESA Buies Creek, LLC | NC | Harnett | 11630 | Solar Photovoltaic | PV |  | S | 2.8 |  | 2.8 | 2.8 |  | N |  |  | N | IPP Non-CHP | 2 | X | SUN
Solar Photovoltaic.SUN | solar PV | TRUE | 61677 | Sol Systems | 63733 | Eros Solar, LLC | NC | Duplin | 11631 | Solar Photovoltaic | PV |  | S | 5 |  | 5 | 5 |  | N |  |  | N | IPP Non-CHP | 2 | X | SUN
Solar Photovoltaic.SUN | solar PV | TRUE | 61677 | Sol Systems | 63734 | Ventura Solar, LLC | NC | Alexander | 11632 | Solar Photovoltaic | PV |  | S | 5 |  | 5 | 5 |  | N |  |  | N | IPP Non-CHP | 2 | X | SUN
Batteries.MWH | battery storage | 0 | 63424 | Silverstrand Grid, LLC | 63735 | Silverstrand Grid Energy Storage System | CA | Ventura | SLV01 | Batteries | BA |  | S | 11 | 1 | 11 | 11 | 11 | N | 4 | 2041 | N | IPP Non-CHP | 2 | X | MWH
Batteries.MWH | battery storage | 0 | 63430 | Chisholm Grid, LLC | 63737 | Chisholm Grid Energy Storage System | TX | Tarrant | CHS01 | Batteries | BA |  | S | 100 | 1 | 100 | 100 | 0 | N |  |  | N | IPP Non-CHP | 2 | X | MWH
Onshore Wind Turbine.WND | onshore wind | TRUE | 63437 | Helena Wind, LLC | 63738 | Helena Wind | TX | Bee | HEL | Onshore Wind Turbine | WT |  | S | 268.2 | 0.95 | 268.2 | 268.2 | 0 | N |  |  | N | IPP Non-CHP | 2 | X | WND
Onshore Wind Turbine.WND | onshore wind | TRUE | 63431 | Las Majadas Wind Farm, LLC | 63739 | Las Majadas Wind Farm | TX | Willacy | LMAJ | Onshore Wind Turbine | WT |  | S | 272.6 | 1 | 272.6 | 272.6 | 0.2 | N |  |  | N | IPP Non-CHP | 2 | X | WND
Solar Photovoltaic.SUN | solar PV | TRUE | 65173 | United States Solar Corporation | 63741 | USS Bluff Country Solar CSG | MN | Winona | USBCS | Solar Photovoltaic | PV |  | W | 1 |  | 1 | 1 | 1 | N |  |  | N | IPP Non-CHP | 2 | X | SUN
Solar Photovoltaic.SUN | solar PV | TRUE | 65173 | United States Solar Corporation | 63742 | USS Viceroy Solar LLC CSG | MN | Pope | USVIC | Solar Photovoltaic | PV |  | W | 1 |  | 1 | 1 | 1 | N |  |  | N | IPP Non-CHP | 2 | X | SUN
Solar Photovoltaic.SUN | solar PV | TRUE | 60531 | Standard Solar | 63743 | USS Solar Way LLC CSG | MN | Freeborn | SOLWY | Solar Photovoltaic | PV |  | S | 1 |  | 1 | 1 |  | N |  |  | N | IPP Non-CHP | 2 | X | SUN
Solar Photovoltaic.SUN | solar PV | TRUE | 65173 | United States Solar Corporation | 63744 | USS Hubers Solar LLC CSG | MN | Rice | HUBER | Solar Photovoltaic | PV |  | W | 1 |  | 1 | 1 | 1 | N |  |  | N | IPP Non-CHP | 2 | X | SUN
Solar Photovoltaic.SUN | solar PV | TRUE | 5248 | Dominion Energy Inc. | 63745 | Greensville County Solar Project, LLC | VA | Greensville | GVSO | Solar Photovoltaic | PV |  | S | 80 | 0.96 | 80 | 80 |  | N |  |  | N | Electric Utility | 1 | X | SUN
Solar Photovoltaic.SUN | solar PV | TRUE | 5248 | Dominion Energy Inc. | 63746 | TWE Myrtle Solar Farm, LLC | VA | Suffolk City | MYSO | Solar Photovoltaic | PV |  | S | 15 | 0.95 | 15 | 15 |  | N |  |  | N | Electric Utility | 1 | X | SUN
Solar Photovoltaic.SUN | solar PV | TRUE | 63441 | Fogarty Solar LLC | 63747 | Fogarty CSG | NY | Orange | GRA | Solar Photovoltaic | PV |  | S | 2 |  | 2 | 2 |  | N |  |  | N | IPP Non-CHP | 2 | X | SUN
Solar Photovoltaic.SUN | solar PV | TRUE | 63442 | Mount Hope Solar 2 LLC | 63748 | Mount Hope West | NY | Orange | MHW | Solar Photovoltaic | PV |  | S | 1.9 | 1 | 1.9 | 1.9 |  | N |  |  | N | IPP Non-CHP | 2 | X | SUN
Solar Photovoltaic.SUN | solar PV | TRUE | 63443 | Mount Hope Solar 1 LLC | 63749 | Mount Hope East | NY | Orange | MHE | Solar Photovoltaic | PV |  | S | 1.9 | 0.96 | 1.9 | 1.9 |  | N |  |  | N | IPP Non-CHP | 2 | X | SUN
Solar Photovoltaic.SUN | solar PV | TRUE | 63444 | Bluestone Solar LLC | 63750 | Bluestone | NY | Ulster | BLU | Solar Photovoltaic | PV |  | S | 2 |  | 2 | 2 |  | N |  |  | N | IPP Non-CHP | 2 | X | SUN
Solar Photovoltaic.SUN | solar PV | TRUE | 63445 | Underhill Solar LLC | 63751 | Underhill | NY | Dutchess | UND | Solar Photovoltaic | PV |  | S | 2 |  | 2 | 2 |  | N |  |  | N | IPP Non-CHP | 2 | X | SUN
Solar Photovoltaic.SUN | solar PV | TRUE | 63446 | Grabinski Solar LLC | 63752 | Grabinski | NY | Orange | GRA | Solar Photovoltaic | PV |  | S | 2 |  | 2 | 2 |  | N |  |  | N | IPP Non-CHP | 2 | X | SUN
Solar Photovoltaic.SUN | solar PV | TRUE | 60025 | Greenbacker Renewable Energy Corporation | 63753 | Platteville Solar CSG, LLC | CO | Weld | 218 | Solar Photovoltaic | PV |  | S | 1.3 |  | 1.3 | 1.3 |  | N |  |  | N | IPP Non-CHP | 2 | X | SUN
Solar Photovoltaic.SUN | solar PV | TRUE | 6452 | Florida Power & Light Co | 63754 | Gulf Power Blue Indigo Energy | FL | Jackson | SBI01 | Solar Photovoltaic | PV |  | S | 74.5 |  | 74.5 | 74.5 |  | N |  |  | N | Electric Utility | 1 | X | SUN
Landfill Gas.LFG | natural gas peaker | FALSE | 63439 | Southern Idaho Solid Waste | 63755 | Milner Butte LFGE | ID | Cassia | E2 | Landfill Gas | IC |  | S | 1.3 | 1 | 1.3 | 1.3 | 0.5 | N |  |  | N | Commercial Non-CHP | 4 | X | LFG
Landfill Gas.LFG | natural gas peaker | FALSE | 63439 | Southern Idaho Solid Waste | 63755 | Milner Butte LFGE | ID | Cassia | E3 | Landfill Gas | IC |  | S | 1.3 | 1 | 1.3 | 1.3 | 0.5 | N |  |  | N | Commercial Non-CHP | 4 | X | LFG
Solar Photovoltaic.SUN | solar PV | TRUE | 63450 | DG South Carolina Solar, LLC | 63756 | Omtanke Solar | SC | Berkeley | DGSC1 | Solar Photovoltaic | PV |  | S | 6 |  | 6 | 6 |  | N |  |  | N | IPP Non-CHP | 2 | X | SUN
Solar Photovoltaic.SUN | solar PV | FALSE | 63452 | Ralph's Grocery Company | 63758 | Kroger La Habra | CA | Orange | KROLH | Solar Photovoltaic | PV |  | S | 1.2 | 1 | 1.2 | 1.2 |  | N |  |  | N | Industrial Non-CHP | 6 | X | SUN
Solar Photovoltaic.SUN | solar PV | TRUE | 63673 | Ballenger Road Solar A | 63759 | Ballenger Road Solar A | SC | Spartanburg | BALGR | Solar Photovoltaic | PV |  | W | 2 |  | 2 | 2 |  | N |  |  | N | IPP Non-CHP | 2 | X | SUN
Solar Photovoltaic.SUN | solar PV | TRUE | 63674 | White Horse Solar A | 63760 | White Horse Solar A | SC | Greenville | WHRSA | Solar Photovoltaic | PV |  | W | 2 |  | 2 | 2 |  | N |  |  | N | IPP Non-CHP | 2 | X | SUN
Solar Photovoltaic.SUN | solar PV | TRUE | 63675 | Soscol Ferry Solar | 63761 | Soscol Ferry Solar | CA | Napa | SSCLC | Solar Photovoltaic | PV |  | W | 1 |  | 1 | 1 |  | N |  |  | N | IPP Non-CHP | 2 | X | SUN
Solar Photovoltaic.SUN | solar PV | TRUE | 63675 | Soscol Ferry Solar | 63761 | Soscol Ferry Solar | CA | Napa | SSCLD | Solar Photovoltaic | PV |  | W | 1 |  | 1 | 1 |  | N |  |  | N | IPP Non-CHP | 2 | X | SUN
Solar Photovoltaic.SUN | solar PV | TRUE | 63676 | Silveira Ranch Road Solar | 63762 | Silveira Ranch Road Solar | CA | Marin | SILVA | Solar Photovoltaic | PV |  | W | 1 |  | 1 | 1 |  | N |  |  | N | IPP Non-CHP | 2 | X | SUN
Solar Photovoltaic.SUN | solar PV | TRUE | 63676 | Silveira Ranch Road Solar | 63762 | Silveira Ranch Road Solar | CA | Marin | SILVB | Solar Photovoltaic | PV |  | W | 1 |  | 1 | 1 |  | N |  |  | N | IPP Non-CHP | 2 | X | SUN
Solar Photovoltaic.SUN | solar PV | TRUE | 63676 | Silveira Ranch Road Solar | 63762 | Silveira Ranch Road Solar | CA | Marin | SILVC | Solar Photovoltaic | PV |  | W | 1 |  | 1 | 1 |  | N |  |  | N | IPP Non-CHP | 2 | X | SUN
Batteries.MWH | battery storage | 0 | 64541 | CES Agawam Tuckahoe Solar LLC | 63763 | CES Agawam Tuckahoe Solar Hybrid | MA | Hampden | ATES | Batteries | BA |  | S | 2.6 | 1 | 2.6 | 2.6 | 2.6 | N |  |  | N | IPP Non-CHP | 2 | X | MWH
Solar Photovoltaic.SUN | solar PV | TRUE | 64541 | CES Agawam Tuckahoe Solar LLC | 63763 | CES Agawam Tuckahoe Solar Hybrid | MA | Hampden | ATPV | Solar Photovoltaic | PV |  | S | 3.6 | 1 | 3.6 | 3.6 |  | N |  |  | N | IPP Non-CHP | 2 | X | SUN
Solar Photovoltaic.SUN | solar PV | TRUE | 62842 | Lightsource Renewable Energy Asset Management, LLC | 63764 | Elm Branch Solar 1 | TX | Ellis | TXEB1 | Solar Photovoltaic | PV |  | W | 134.7 |  | 134.7 | 134.7 |  | N |  |  | N | IPP Non-CHP | 2 | X | SUN
Solar Photovoltaic.SUN | solar PV | TRUE | 62842 | Lightsource Renewable Energy Asset Management, LLC | 63768 | Elk Hill Solar 2 | PA | Franklin | PAEH2 | Solar Photovoltaic | PV |  | W | 15 |  | 15 | 15 |  | N |  |  | N | IPP Non-CHP | 2 | X | SUN
Solar Photovoltaic.SUN | solar PV | TRUE | 62842 | Lightsource Renewable Energy Asset Management, LLC | 63769 | Briar Creek Solar 1 | TX | Navarro | TXBC1 | Solar Photovoltaic | PV |  | W | 127 |  | 127 | 127 |  | N |  |  | N | IPP Non-CHP | 2 | X | SUN
Solar Photovoltaic.SUN | solar PV | TRUE | 62842 | Lightsource Renewable Energy Asset Management, LLC | 63770 | Bighorn Solar 1 | CO | Pueblo | COBH1 | Solar Photovoltaic | PV |  | W | 240 |  | 240 | 240 |  | N |  |  | N | IPP Non-CHP | 2 | X | SUN
Solar Photovoltaic.SUN | solar PV | TRUE | 61060 | Cypress Creek Renewables | 63772 | Adirondack Solar | NY | Clinton | 1394 | Solar Photovoltaic | PV |  | S | 1.1 |  | 1.1 | 0.7 |  | N |  |  | N | IPP Non-CHP | 2 | X | SUN
Solar Photovoltaic.SUN | solar PV | TRUE | 62842 | Lightsource Renewable Energy Asset Management, LLC | 63773 | Elk Hill Solar 1 | PA | Franklin | PAEH1 | Solar Photovoltaic | PV |  | W | 20 |  | 20 | 20 |  | N |  |  | N | IPP Non-CHP | 2 | X | SUN
Batteries.MWH | battery storage | 0 | 59474 | BQ Energy LLC | 63774 | Mount Kisco Landfill Solar & Storage CSG | NY | Westchester | KISCB | Batteries | BA |  | S | 0.5 | 0.5 | 0.5 | 0.5 | 0.5 | N | 12 | 2035 | N | IPP Non-CHP | 2 | X | MWH
Solar Photovoltaic.SUN | solar PV | TRUE | 59474 | BQ Energy LLC | 63774 | Mount Kisco Landfill Solar & Storage CSG | NY | Westchester | KRS | Solar Photovoltaic | PV |  | S | 1 |  | 1 | 1 |  | N |  |  | N | IPP Non-CHP | 2 | X | SUN
Batteries.MWH | battery storage | 0 | 7140 | Georgia Power Co | 63775 | Tech Square Microgrid | GA | Fulton | BESS1 | Batteries | BA |  | S | 0.2 | 1 | 0.2 | 0.2 | 0 | N |  |  | N | Electric Utility | 1 | X | MWH
Petroleum Liquids.DFO | petroleum | TRUE | 7140 | Georgia Power Co | 63775 | Tech Square Microgrid | GA | Fulton | DG1 | Petroleum Liquids | IC |  | S | 0.6 | 0.8 | 0.6 | 0.6 | 0.1 | N |  |  | N | Electric Utility | 1 | X | DFO
Other Natural Gas.NG | natural gas peaker | TRUE | 7140 | Georgia Power Co | 63775 | Tech Square Microgrid | GA | Fulton | FC1 | Other Natural Gas | FC |  | S | 0.2 | 0.85 | 0.2 | 0.2 | 0.1 | N |  |  | N | Electric Utility | 1 | X | NG
Natural Gas Internal Combustion Engine.NG | natural gas peaker | TRUE | 7140 | Georgia Power Co | 63775 | Tech Square Microgrid | GA | Fulton | NGE1 | Natural Gas Internal Combustion Engine | IC |  | S | 0.2 | 0.8 | 0.2 | 0.2 | 0.1 | N |  |  | N | Electric Utility | 1 | X | NG
Natural Gas Internal Combustion Engine.NG | natural gas peaker | TRUE | 7140 | Georgia Power Co | 63775 | Tech Square Microgrid | GA | Fulton | NGE2 | Natural Gas Internal Combustion Engine | IC |  | S | 0.2 | 0.8 | 0.2 | 0.2 | 0.1 | N |  |  | N | Electric Utility | 1 | X | NG
Solar Photovoltaic.SUN | solar PV | TRUE | 62627 | Alchemy Renewable Energy | 63777 | Pinson Solar Farm | SC | Spartanburg | 1310 | Solar Photovoltaic | PV |  | S | 20 |  | 20 | 20 |  | N |  |  | N | IPP Non-CHP | 2 | X | SUN
Solar Photovoltaic.SUN | solar PV | TRUE | 64876 | NES Euryalus | 63778 | Suntex Solar, LLC | OR | Harney | 3 | Solar Photovoltaic | PV |  | W | 10 |  | 10 | 10 |  | N |  |  | N | IPP Non-CHP | 2 | X | SUN
Solar Photovoltaic.SUN | solar PV | TRUE | 64876 | NES Euryalus | 63779 | Rock Garden Solar, LLC | OR | Lake | 4 | Solar Photovoltaic | PV |  | W | 10 |  | 10 | 10 |  | N |  |  | N | IPP Non-CHP | 2 | X | SUN
Solar Photovoltaic.SUN | solar PV | TRUE | 63461 | NY- CSG- Johnstown 2 | 63780 | NY- CSG- Johnstown 2 | NY | Fulton | JOHN2 | Solar Photovoltaic | PV |  | S | 2 |  | 2 | 2 |  | N |  |  | N | IPP Non-CHP | 2 | X | SUN
Solar Photovoltaic.SUN | solar PV | TRUE | 63462 | NY- CSG- Livingston 4 | 63781 | NY- CSG- Livingston 4 | NY | Livingston | LIV4 | Solar Photovoltaic | PV |  | S | 2 |  | 2 | 2 |  | N |  |  | N | IPP Non-CHP | 2 | X | SUN
Solar Photovoltaic.SUN | solar PV | TRUE | 63466 | Conductive Power | 63786 | Ben Moreell Solar Farm | NJ | Monmouth | BMSF | Solar Photovoltaic | PV |  | S | 20 | 1 | 20 | 20 |  | N |  |  | N | IPP Non-CHP | 2 | X | SUN
Solar Photovoltaic.SUN | solar PV | TRUE | 63470 | Illinois PV Fulton 1, LLC | 63790 | Illinois PV Fulton 1 CSG | IL | Fulton | FULT | Solar Photovoltaic | PV |  | S | 2 |  | 2 | 2 |  | N |  |  | N | IPP Non-CHP | 2 | X | SUN
Solar Photovoltaic.SUN | solar PV | TRUE | 62915 | Madison Energy Holdings LLC | 63791 | Sobania Community Solar LLC | MN | Sherburne | SOB01 | Solar Photovoltaic | PV |  | S | 1 | 0.98 | 1 | 1 | 0 | N |  |  | N | IPP Non-CHP | 2 | X | SUN
Solar Photovoltaic.SUN | solar PV | TRUE | 64151 | Svihel Community Solar LLC | 63792 | Svihel Community Solar LLC CSG | MN | Benton | SVH01 | Solar Photovoltaic | PV |  | S | 1 | 0.98 | 1 | 1 |  | N |  |  | N | IPP Non-CHP | 2 | X | SUN
Solar Photovoltaic.SUN | solar PV | TRUE | 64152 | Studenski Community Solar LLC | 63793 | Studenski Community Solar LLC CSG | MN | Benton | STU01 | Solar Photovoltaic | PV |  | S | 1 | 0.98 | 1 | 1 |  | N |  |  | N | IPP Non-CHP | 2 | X | SUN
Solar Photovoltaic.SUN | solar PV | TRUE | 62915 | Madison Energy Holdings LLC | 63794 | Stevens Community Solar LLC | MN | Benton | ST001 | Solar Photovoltaic | PV |  | S | 1 | 0.98 | 1 | 1 | 0 | N |  |  | N | IPP Non-CHP | 2 | X | SUN
Solar Photovoltaic.SUN | solar PV | TRUE | 64876 | NES Euryalus | 63795 | Alkali Solar, LLC | OR | Lake | 2 | Solar Photovoltaic | PV |  | W | 10 |  | 10 | 10 |  | N |  |  | N | IPP Non-CHP | 2 | X | SUN
Solar Photovoltaic.SUN | solar PV | TRUE | 64876 | NES Euryalus | 63796 | West Hines Solar I, LLC | OR | Harney | 1 | Solar Photovoltaic | PV |  | W | 10 |  | 10 | 10 |  | N |  |  | N | IPP Non-CHP | 2 | X | SUN
Solar Photovoltaic.SUN | solar PV | TRUE | 61227 | Nautilus Solar Solutions | 63800 | NY - CSG - Ellsworth II | NY | Saratoga | 23 | Solar Photovoltaic | PV |  | S | 2 |  | 2 | 2 |  | N |  |  | N | IPP Non-CHP | 2 | X | SUN
Solar Photovoltaic.SUN | solar PV | TRUE | 9324 | Indiana Michigan Power Co | 63801 | St. Joseph Solar | IN | St Joseph | 1 | Solar Photovoltaic | PV |  | S | 20 |  | 20 | 20 |  | N |  |  | N | Electric Utility | 1 | X | SUN
Onshore Wind Turbine.WND | onshore wind | TRUE | 63487 | Bronco Plains Wind, LLC | 63803 | Bronco Plains Wind, LLC | CO | Kit Carson | WBOPL | Onshore Wind Turbine | WT |  | S | 300 | 0.9 | 299 | 299 | 1 | N |  |  | N | IPP Non-CHP | 2 | X | WND
Solar Photovoltaic.SUN | solar PV | TRUE | 63491 | Partridgeville Road Solar 1, LLC | 63804 | Partridgeville Hybrid CSG | MA | Worcester | PAR | Solar Photovoltaic | PV |  | S | 3.3 |  | 3.3 | 3.3 |  | N |  |  | N | IPP Non-CHP | 2 | X | SUN
Batteries.MWH | battery storage | 0 | 63491 | Partridgeville Road Solar 1, LLC | 63804 | Partridgeville Hybrid CSG | MA | Worcester | PBESS | Batteries | BA |  | S | 2 |  | 2 | 2 | 0 | N |  |  | N | IPP Non-CHP | 2 | X | MWH
Batteries.MWH | battery storage | 0 | 63490 | Williamsville Road LLC | 63805 | Williamsville Hybrid CSG | MA | Worcester | WBESS | Batteries | BA |  | S | 3.3 |  | 3.3 | 3.3 | 3.3 | N |  |  | N | IPP Non-CHP | 2 | X | MWH
Solar Photovoltaic.SUN | solar PV | TRUE | 63490 | Williamsville Road LLC | 63805 | Williamsville Hybrid CSG | MA | Worcester | WIL | Solar Photovoltaic | PV |  | S | 5 |  | 5 | 5 |  | N |  |  | N | IPP Non-CHP | 2 | X | SUN
Solar Photovoltaic.SUN | solar PV | TRUE | 63493 | Sugar Solar, LLC | 63807 | Sugar Solar, LLC | NC | Yadkin | PGR29 | Solar Photovoltaic | PV |  | S | 60 |  | 60 | 60 |  | N |  |  | N | IPP Non-CHP | 2 | X | SUN
Solar Photovoltaic.SUN | solar PV | TRUE | 63495 | Centerfield Cooper Solar, LLC | 63810 | Centerfield Cooper Solar, LLC | SC | Chesterfield | PGR24 | Solar Photovoltaic | PV |  | S | 75 | 0.95 | 75 | 75 |  | N |  |  | N | IPP Non-CHP | 2 | X | SUN
Solar Photovoltaic.SUN | solar PV | TRUE | 63496 | Lick Creek Solar, LLC | 63811 | Lick Creek Solar, LLC | NC | Stokes | PGR27 | Solar Photovoltaic | PV |  | S | 50 | 0.95 | 50 | 50 |  | N |  |  | N | IPP Non-CHP | 2 | X | SUN
Solar Photovoltaic.SUN | solar PV | TRUE | 63497 | Highest Power Solar, LLC | 63812 | Highest Power Solar, LLC | NC | Franklin | PGR31 | Solar Photovoltaic | PV |  | S | 48.7 | 0.95 | 48.7 | 48.7 |  | N |  |  | N | IPP Non-CHP | 2 | X | SUN
Solar Photovoltaic.SUN | solar PV | TRUE | 63499 | Gunsight Solar, LLC | 63813 | Gunsight Solar, LLC | SC | Lexington | PGR26 | Solar Photovoltaic | PV |  | S | 75 | 0.95 | 75 | 75 |  | N |  |  | N | IPP Non-CHP | 2 | X | SUN
Solar Photovoltaic.SUN | solar PV | TRUE | 63473 | Odom Solar, LLC | 63814 | SR Odom | GA | Colquitt | ODOM | Solar Photovoltaic | PV |  | S | 20 |  | 20 | 20 |  | N |  |  | N | IPP Non-CHP | 2 | X | SUN
Solar Photovoltaic.SUN | solar PV | TRUE | 62915 | Madison Energy Holdings LLC | 63816 | RJC CSG, LLC | MN | Steele | RJC01 | Solar Photovoltaic | PV |  | S | 1 | 0.98 | 1 | 1 | 1 | N |  |  | N | IPP Non-CHP | 2 | X | SUN
Solar Photovoltaic.SUN | solar PV | TRUE | 62915 | Madison Energy Holdings LLC | 63817 | Hinterland CSG, LLC | MN | Sherburne | HIN01 | Solar Photovoltaic | PV |  | S | 1 | 0.98 | 1 | 1 | 0 | N |  |  | N | IPP Non-CHP | 2 | X | SUN
Solar Photovoltaic.SUN | solar PV | TRUE | 62915 | Madison Energy Holdings LLC | 63819 | Betcher CSG 1, LLC | MN | Goodhue | BET01 | Solar Photovoltaic | PV |  | S | 1 | 0.98 | 1 | 1 | 0 | N |  |  | N | IPP Non-CHP | 2 | X | SUN
Solar Photovoltaic.SUN | solar PV | TRUE | 62915 | Madison Energy Holdings LLC | 63820 | Huneke CSG 1, LLC | MN | Goodhue | HUN01 | Solar Photovoltaic | PV |  | S | 1 | 0.98 | 1 | 1 | 0 | N |  |  | N | IPP Non-CHP | 2 | X | SUN
Solar Photovoltaic.SUN | solar PV | TRUE | 62915 | Madison Energy Holdings LLC | 63821 | Huneke CSG 2, LLC | MN | Goodhue | HUN02 | Solar Photovoltaic | PV |  | S | 1 | 0.98 | 1 | 1 | 0 | N |  |  | N | IPP Non-CHP | 2 | X | SUN
Solar Photovoltaic.SUN | solar PV | TRUE | 64395 | Bay4 Energy Services, LLC | 63823 | CED Beecher Sun Solar | IL | Will | BS1 | Solar Photovoltaic | PV |  | S | 2 |  | 2 | 2 |  | N |  |  | N | IPP Non-CHP | 2 | X | SUN
Solar Photovoltaic.SUN | solar PV | TRUE | 64395 | Bay4 Energy Services, LLC | 63824 | CED Hilltop Solar | IL | Winnebago | HS1 | Solar Photovoltaic | PV |  | S | 2 |  | 2 | 2 |  | N |  |  | N | IPP Non-CHP | 2 | X | SUN
Solar Photovoltaic.SUN | solar PV | TRUE | 63505 | DG Illinois Solar, LLC | 63825 | Lineage Logistics Solar | IL | Will | LLCHI | Solar Photovoltaic | PV |  | S | 1.6 |  | 1.6 | 1.6 |  | N |  |  | N | IPP Non-CHP | 2 | X | SUN
Natural Gas Steam Turbine.NG | natural gas steam turbine | FALSE | 63506 | POET Biorefining - Jewell | 63826 | POET Biorefining - Jewell | IA | Hamilton | 1 | Natural Gas Steam Turbine | ST |  | S | 5 | 0.85 | 0.9 | 0.9 | 0.5 | N |  |  | Y | Industrial CHP | 7 | T | NG
Natural Gas Steam Turbine.NG | natural gas steam turbine | FALSE | 63510 | POET Biorefining - Marion, LLC | 63829 | POET Biorefining - Marion, LLC | OH | Marion | 1 | Natural Gas Steam Turbine | ST |  | S | 3.9 | 0.9 | 3.9 | 3.9 | 0.5 | N |  |  | Y | Industrial CHP | 7 | T | NG
Natural Gas Steam Turbine.NG | natural gas steam turbine | FALSE | 63510 | POET Biorefining - Marion, LLC | 63829 | POET Biorefining - Marion, LLC | OH | Marion | 2 | Natural Gas Steam Turbine | ST |  | S | 3.9 | 0.9 | 3.9 | 3.9 | 0.5 | N |  |  | Y | Industrial CHP | 7 | T | NG
Solar Photovoltaic.SUN | solar PV | TRUE | 63511 | Luminace Solar Illinois 2, LLC | 63830 | Conagra Foods at St. Elmo | IL | Fayette | CFS | Solar Photovoltaic | PV |  | S | 1.8 |  | 1.8 | 1.8 |  | N |  |  | N | IPP Non-CHP | 2 | X | SUN
All Other.OTH | other | FALSE | 63509 | POET Biorefining Caro, LLC | 63831 | POET Biorefining Caro, LLC | MI | Tuscola | 1 | All Other | ST |  | S | 3.8 | 0.9 | 3.8 | 3.8 | 0.5 | N |  |  | Y | Industrial CHP | 7 | T | OTH
Natural Gas Steam Turbine.NG | natural gas steam turbine | FALSE | 63508 | POET Biorefining-Hanlontown, LLC | 63832 | POET Biorefining-Hanlontown, LLC | IA | Worth | 1 | Natural Gas Steam Turbine | ST |  | S | 4 | 0.9 | 4 | 4 | 0.5 | N |  |  | Y | Industrial CHP | 7 | T | NG
Solar Photovoltaic.SUN | solar PV | TRUE | 63507 | Bluebird Solar LLC | 63833 | Bluebird Solar SC LLC | SC | Anderson | BB | Solar Photovoltaic | PV |  | S | 3 |  | 3 | 3 |  | N |  |  | N | IPP Non-CHP | 2 | X | SUN
Batteries.MWH | battery storage | 0 | 63512 | Gateway Energy Storage, LLC | 63834 | Gateway Energy Storage System | CA | San Diego | GTWAY | Batteries | BA |  | S | 250 |  | 250 | 250 | 0 | N |  |  | N | IPP Non-CHP | 2 | X | MWH
Solar Photovoltaic.SUN | solar PV | TRUE | 63471 | NES Olympos | 63835 | Pilot Mountain Solar, LLC | NC | Stokes | PV1 | Solar Photovoltaic | PV |  | W | 4.9 |  | 4.9 | 4.9 |  | N |  |  | N | IPP Non-CHP | 2 | X | SUN
Solar Photovoltaic.SUN | solar PV | TRUE | 63471 | NES Olympos | 63836 | Benson Solar, LLC | NC | Johnston | PV1 | Solar Photovoltaic | PV |  | W | 4.9 |  | 4.9 | 4.9 |  | N |  |  | N | IPP Non-CHP | 2 | X | SUN
Solar Photovoltaic.SUN | solar PV | TRUE | 63471 | NES Olympos | 63837 | Lane II Solar, LLC | NC | Wayne | PV1 | Solar Photovoltaic | PV |  | W | 4.9 |  | 4.9 | 4.9 |  | N |  |  | N | IPP Non-CHP | 2 | X | SUN
Solar Photovoltaic.SUN | solar PV | TRUE | 62161 | Cubico USA, LLC | 63839 | Midlands | SC | Calhoun | 1113 | Solar Photovoltaic | PV |  | S | 72.1 |  | 72.1 | 72.1 |  | N |  |  | N | IPP Non-CHP | 2 | X | SUN
Solar Photovoltaic.SUN | solar PV | TRUE | 63519 | Trent River Solar, LLC | 63842 | Trent River Solar, LLC | NC | Jones | PGR25 | Solar Photovoltaic | PV |  | S | 78.7 |  | 78.7 | 78.7 |  | N |  |  | N | IPP Non-CHP | 2 | X | SUN
Batteries.MWH | battery storage | 0 | 63522 | Johanna Energy Center, LLC | 63843 | Johanna Energy Center, LLC | CA | Orange | SASP1 | Batteries | BA |  | S | 20 | 0.9 | 20 | 20 | 1 | N |  |  | N | IPP Non-CHP | 2 | X | MWH
Solar Photovoltaic.SUN | solar PV | TRUE | 63521 | DG Southwest Solar Portfolio 2019, LLC | 63844 | Fort Calhoun Community Solar | NE | Washington | FTCAL | Solar Photovoltaic | PV |  | S | 5 | 1 | 5 | 5 |  | N |  |  | N | IPP Non-CHP | 2 | X | SUN
Natural Gas Steam Turbine.NG | natural gas steam turbine | FALSE | 63530 | POET Biorefining - North Manchester, LLC | 63852 | POET Biorefining - North Manchester, LLC | IN | Wabash | K745 | Natural Gas Steam Turbine | ST |  | S | 3.9 | 0.85 | 3.9 | 3.9 | 0.5 | N |  |  | Y | Industrial CHP | 7 | T | NG
Wood/Wood Waste Biomass.WDS | biomass | TRUE | 63531 | POET Biorefining- Chancellor | 63853 | POET Biorefining - Chancellor | SD | Turner | 1 | Wood/Wood Waste Biomass | ST |  | S | 5.4 | 0.9 | 5.4 | 5.4 | 0.5 | N |  |  | Y | Industrial CHP | 7 | T | WDS
Solar Photovoltaic.SUN | solar PV | TRUE | 63529 | Medusa NY 1, LLC | 63854 | Medusa NY 1 | NY | Albany | 8175C | Solar Photovoltaic | PV |  | S | 2 |  | 2 | 2 |  | N |  |  | N | IPP Non-CHP | 2 | X | SUN
Solar Photovoltaic.SUN | solar PV | TRUE | 63532 | Walden NY 1, LLC | 63855 | Walden NY 1 | NY | Orange | 8175E | Solar Photovoltaic | PV |  | S | 2 |  | 2 | 2 |  | N |  |  | N | IPP Non-CHP | 2 | X | SUN
Solar Photovoltaic.SUN | solar PV | TRUE | 63533 | Westtown NY 2, LLC | 63856 | Westtown NY 2 | NY | Orange | 8175D | Solar Photovoltaic | PV |  | S | 2 |  | 2 | 2 |  | N |  |  | N | IPP Non-CHP | 2 | X | SUN
Solar Photovoltaic.SUN | solar PV | TRUE | 63534 | Middletown NY 1, LLC | 63857 | Middletown NY 1 | NY | Orange | 8175B | Solar Photovoltaic | PV |  | S | 2 |  | 2 | 2 |  | N |  |  | N | IPP Non-CHP | 2 | X | SUN
Solar Photovoltaic.SUN | solar PV | TRUE | 63535 | Westerlo NY 1, LLC | 63858 | Westerlo NY 1 | NY | Albany | 8175A | Solar Photovoltaic | PV |  | S | 2 |  | 2 | 2 |  | N |  |  | N | IPP Non-CHP | 2 | X | SUN
Solar Photovoltaic.SUN | solar PV | TRUE | 63545 | Golden Field Solar III, LLC | 63859 | Golden Field Solar III, LLC | CA | Kern | RCTR | Solar Photovoltaic | PV |  | S | 192 |  | 192 | 192 |  | N |  |  | N | IPP Non-CHP | 2 | X | SUN
Solar Photovoltaic.SUN | solar PV | TRUE | 61156 | NMRD Data Center, LLC | 63860 | Encino Solar Energy Center | NM | Sandoval | ESEC | Solar Photovoltaic | PV |  | S | 55 | 1 | 55 | 55 |  | N |  |  | N | IPP Non-CHP | 2 | X | SUN
Solar Photovoltaic.SUN | solar PV | TRUE | 62627 | Alchemy Renewable Energy | 63861 | Logansport Solar | IN | Cass | INLP | Solar Photovoltaic | PV |  | S | 16 |  | 16 | 16 |  | N |  |  | N | IPP Non-CHP | 2 | X | SUN
Solar Photovoltaic.SUN | solar PV | TRUE | 60293 | DG Colorado Solar, LLC | 63869 | IBM Solar | CO | Boulder | DGIBM | Solar Photovoltaic | PV |  | S | 8.1 | 0.98 | 8.1 | 8.1 |  | N |  |  | N | IPP Non-CHP | 2 | X | SUN
Solar Photovoltaic.SUN | solar PV | TRUE | 58970 | Ecoplexus, Inc | 63870 | Camp San Luis Obispo | CA | San Luis Obispo | CPSLO | Solar Photovoltaic | PV |  | S | 1.2 |  | 1.2 | 1.2 |  | N |  |  | N | IPP Non-CHP | 2 | X | SUN
Solar Photovoltaic.SUN | solar PV | TRUE | 58970 | Ecoplexus, Inc | 63875 | Kern Valley SP | CA | Kern | KRNVL | Solar Photovoltaic | PV |  | S | 3 |  | 3 | 3 |  | N |  |  | N | IPP Non-CHP | 2 | X | SUN
Solar Photovoltaic.SUN | solar PV | TRUE | 49893 | Invenergy Services LLC | 63883 | Samson Solar Energy III LLC | TX | Lamar | GEN1 | Solar Photovoltaic | PV |  | S | 250 |  | 250 | 250 |  | N |  |  | N | IPP Non-CHP | 2 | X | SUN
Solar Photovoltaic.SUN | solar PV | TRUE | 61012 | AES Distributed Energy | 63887 | East Brookfield Main Street Solar LLC CSG | MA | Worcester | EBMSS | Solar Photovoltaic | PV |  | S | 1 | 0.99 | 1 | 1 |  | N |  |  | N | IPP Non-CHP | 2 | X | SUN
Solar Photovoltaic.SUN | solar PV | TRUE | 62915 | Madison Energy Holdings LLC | 63888 | ESIL-PFCHICAGO 3, LLC | IL | Cook | PF3CH | Solar Photovoltaic | PV |  | S | 1.4 | 0.98 | 1.4 | 1.4 | 0 | N |  |  | N | IPP Non-CHP | 2 | X | SUN
Solar Photovoltaic.SUN | solar PV | TRUE | 62915 | Madison Energy Holdings LLC | 63889 | ESIL-PFCHICAGO 2, LLC | IL | Cook | PF2CH | Solar Photovoltaic | PV |  | S | 1 | 0.98 | 1 | 1 | 0 | N |  |  | N | IPP Non-CHP | 2 | X | SUN
Batteries.MWH | battery storage | 0 | 63550 | Ventura Energy Storage, LLC | 63891 | Saticoy | CA | Ventura | SATCY | Batteries | BA |  | S | 100 |  | 100 | 100 | 0 | N |  |  | N | IPP Non-CHP | 2 | X | MWH
Solar Photovoltaic.SUN | solar PV | TRUE | 63549 | Lily Solar, LLC | 63892 | Lily Solar Hybrid | TX | Kaufman | LILY | Solar Photovoltaic | PV |  | S | 146.7 |  | 146.7 | 146.7 |  | N |  |  | N | IPP Non-CHP | 2 | X | SUN
Batteries.MWH | battery storage | 0 | 63549 | Lily Solar, LLC | 63892 | Lily Solar Hybrid | TX | Kaufman | LILYB | Batteries | BA |  | S | 50 |  | 50 | 50 | 0 | N |  |  | N | IPP Non-CHP | 2 | X | MWH
Solar Photovoltaic.SUN | solar PV | TRUE | 63548 | GD Hopkinton Main I, LLC | 63893 | GD Hopkinton Main I, LLC | RI | Washington | MAIN1 | Solar Photovoltaic | PV |  | S | 2.6 | 1 | 2.6 | 2.6 |  | N |  |  | N | IPP Non-CHP | 2 | X | SUN
Solar Photovoltaic.SUN | solar PV | TRUE | 63548 | GD Hopkinton Main I, LLC | 63893 | GD Hopkinton Main I, LLC | RI | Washington | MAIN2 | Solar Photovoltaic | PV |  | S | 3.9 | 1 | 3.9 | 3.9 |  | N |  |  | N | IPP Non-CHP | 2 | X | SUN
Solar Photovoltaic.SUN | solar PV | TRUE | 63548 | GD Hopkinton Main I, LLC | 63893 | GD Hopkinton Main I, LLC | RI | Washington | MAIN3 | Solar Photovoltaic | PV |  | S | 4.1 | 1 | 4.1 | 4.1 |  | N |  |  | N | IPP Non-CHP | 2 | X | SUN
Solar Photovoltaic.SUN | solar PV | TRUE | 63568 | BD Solar 1 LLC | 63894 | Milo PV - BD Solar 1 LLC | ME | Piscataquis | MILPV | Solar Photovoltaic | PV |  | S | 20 |  | 20 | 20 |  | N |  |  | N | IPP Non-CHP | 2 | X | SUN
Solar Photovoltaic.SUN | solar PV | TRUE | 63567 | BD Solar Augusta LLC | 63895 | Augusta PV - BD Solar Augusta LLC | ME | Kennebec | AUGPV | Solar Photovoltaic | PV |  | S | 7.2 |  | 7.2 | 7.2 |  | N |  |  | N | IPP Non-CHP | 2 | X | SUN
Solar Photovoltaic.SUN | solar PV | TRUE | 63566 | BD Solar Fairfield LLC | 63896 | Fairfield PV - BD Solar Fairfield LLC | ME | Somerset | FAIPV | Solar Photovoltaic | PV |  | S | 5 |  | 5 | 5 |  | N |  |  | N | IPP Non-CHP | 2 | X | SUN
Solar Photovoltaic.SUN | solar PV | TRUE | 63565 | BD Solar Oxford LLC | 63897 | Oxford PV - BD Solar Oxford LLC | ME | Oxford | OXFPV | Solar Photovoltaic | PV |  | S | 9.2 |  | 9.2 | 9.2 |  | N |  |  | N | IPP Non-CHP | 2 | X | SUN
Solar Photovoltaic.SUN | solar PV | TRUE | 63569 | Cornillie 2 Community Solar LLC | 63899 | Cornillie 2 Community (CSG) | MN | Chisago | CORN | Solar Photovoltaic | PV |  | S | 1.4 |  | 1.4 | 1.4 |  | N |  |  | N | IPP Non-CHP | 2 | X | SUN
Solar Photovoltaic.SUN | solar PV | TRUE | 62915 | Madison Energy Holdings LLC | 63903 | Pinesburg Solar LLC | MD | Washington | PINE1 | Solar Photovoltaic | PV |  | S | 4.3 | 1 | 4.3 | 4.3 | 0 | N |  |  | N | IPP Non-CHP | 2 | X | SUN
Solar Photovoltaic.SUN | solar PV | TRUE | 62915 | Madison Energy Holdings LLC | 63904 | Timonium Fairgrounds | MD | Baltimore | FAIR1 | Solar Photovoltaic | PV |  | S | 1.9 | 0.98 | 1.9 | 1.9 | 0 | N |  |  | N | IPP Non-CHP | 2 | X | SUN
Batteries.MWH | battery storage | 0 | 63571 | Azure Sky Solar Project, LLC | 63905 | Azure Sky Solar | TX | Haskell | ASKYB | Batteries | BA |  | S | 77 |  | 77 | 77 |  | N |  |  | N | IPP Non-CHP | 2 | X | MWH
Solar Photovoltaic.SUN | solar PV | TRUE | 63571 | Azure Sky Solar Project, LLC | 63905 | Azure Sky Solar | TX | Haskell | ASKYS | Solar Photovoltaic | PV |  | S | 225 |  | 225 | 225 | 0 | N |  |  | N | IPP Non-CHP | 2 | X | SUN
Solar Photovoltaic.SUN | solar PV | TRUE | 60025 | Greenbacker Renewable Energy Corporation | 63906 | Turquoise Nevada, LLC | NV | Washoe | 142 | Solar Photovoltaic | PV |  | S | 60 |  | 60 | 60 |  | N |  |  | N | IPP Non-CHP | 2 | X | SUN
Solar Photovoltaic.SUN | solar PV | TRUE | 60496 | Adapture Renewables, Inc. | 63908 | SulusSolar17 | OR | Clackamas | SS17 | Solar Photovoltaic | PV |  | S | 3.1 |  | 3.1 | 3.1 |  | N |  |  | N | IPP Non-CHP | 2 | X | SUN
Solar Photovoltaic.SUN | solar PV | TRUE | 63575 | Bluegrass Solar, LLC | 63910 | Bluegrass Solar | MD | Queen Annes | BGS | Solar Photovoltaic | PV |  | S | 79.6 |  | 79.6 | 79.6 | 1 | N |  |  | N | IPP Non-CHP | 2 | X | SUN
Batteries.MWH | battery storage | 0 | 63578 | Dodge Flat Solar, LLC | 63913 | Dodge Flat | NV | Washoe | DODGB | Batteries | BA |  | S | 50 |  | 50 | 50 | 0 | N |  |  | N | IPP Non-CHP | 2 | X | MWH
Solar Photovoltaic.SUN | solar PV | TRUE | 63578 | Dodge Flat Solar, LLC | 63913 | Dodge Flat | NV | Washoe | DODGE | Solar Photovoltaic | PV |  | S | 200 |  | 200 | 200 |  | N |  |  | N | IPP Non-CHP | 2 | X | SUN
Onshore Wind Turbine.WND | onshore wind | TRUE | 63580 | Cedar Springs Wind, LLC | 63914 | Cedar Springs I | WY | Converse | 82633 | Onshore Wind Turbine | WT |  | S | 200 |  | 200 | 200 | 0 | N |  |  | N | IPP Non-CHP | 2 | X | WND
Onshore Wind Turbine.WND | onshore wind | TRUE | 14354 | PacifiCorp | 63915 | Cedar Springs II | WY | Converse | 82634 | Onshore Wind Turbine | WT |  | S | 200 |  | 198.8 | 198.8 | 0 | N |  |  | N | Electric Utility | 1 | X | WND
Onshore Wind Turbine.WND | onshore wind | TRUE | 63582 | Cedar Springs Wind III, LLC | 63916 | Cedar Springs III | WY | Converse | 82635 | Onshore Wind Turbine | WT |  | S | 133 |  | 133 | 133 | 0 | N |  |  | N | IPP Non-CHP | 2 | X | WND
Solar Photovoltaic.SUN | solar PV | TRUE | 63572 | Marbury Point Solar LLC | 63917 | DC Water Solar | DC | District of Columbia | 8030A | Solar Photovoltaic | PV |  | S | 3.5 |  | 3.5 | 3.5 |  | N |  |  | N | IPP Non-CHP | 2 | X | SUN
Natural Gas Steam Turbine.NG | natural gas steam turbine | FALSE | 63584 | POET Biorefining - Hudson | 63918 | POET Biorefining - Hudson | SD | Lincoln | 1 | Natural Gas Steam Turbine | ST |  | S | 3.6 | 0.9 | 3.6 | 3.6 | 0.5 | N |  |  | Y | Industrial CHP | 7 | T | NG
Natural Gas Steam Turbine.NG | natural gas steam turbine | FALSE | 63586 | POET Biorefining LLC - Corning | 63919 | POET Biorefining LLC - Corning | IA | Adams | 1 | Natural Gas Steam Turbine | ST |  | S | 5 | 0.9 | 5 | 5 | 0.5 | N |  |  | Y | Industrial CHP | 7 | T | NG
Natural Gas Steam Turbine.NG | natural gas steam turbine | FALSE | 63588 | Fostoria Ethanol | 63920 | POET Biorefining - Fostoria | OH | Seneca | 1 | Natural Gas Steam Turbine | ST |  | S | 3.5 | 0.9 | 3.5 | 3.5 | 0.5 | N |  |  | Y | Industrial CHP | 7 | T | NG
Natural Gas Steam Turbine.NG | natural gas steam turbine | FALSE | 63589 | POET Biorefing- Shelbyville | 63921 | POET Biorefining - Shelbyville | IN | Shelby | 1 | Natural Gas Steam Turbine | ST |  | S | 6.1 | 0.99 | 5.5 | 6.1 | 0.5 | N |  |  | N | Industrial Non-CHP | 6 | X | NG
Natural Gas Steam Turbine.NG | natural gas steam turbine | FALSE | 63585 | POET Biorefining - Portland | 63922 | POET Biorefining - Portland | IN | Jay | G-745 | Natural Gas Steam Turbine | ST |  | S | 3.5 | 0.9 | 3.5 | 3.5 | 0.5 | N |  |  | Y | Industrial CHP | 7 | T | NG
Natural Gas Steam Turbine.NG | natural gas steam turbine | FALSE | 63591 | POET Biorefining - Gowrie | 63923 | POET Biorefining - Gowrie | IA | Webster | 1 | Natural Gas Steam Turbine | ST |  | S | 5 | 0.9 | 5 | 5 | 0.5 | N |  |  | Y | Industrial CHP | 7 | T | NG
Natural Gas Steam Turbine.NG | natural gas steam turbine | FALSE | 63587 | POET Biorefining - Alexandria, LLC. | 63924 | POET Biorefining- Alexandria, LLC | IN | Madison | 1 | Natural Gas Steam Turbine | ST |  | S | 3.6 | 0.9 | 3.6 | 3.6 | 0.5 | N |  |  | Y | Industrial CHP | 7 | T | NG
Solar Photovoltaic.SUN | solar PV | TRUE | 63592 | Riley Solar I LLC | 63925 | Riley | OR | Harney | RILEY | Solar Photovoltaic | PV |  | S | 10 |  | 10 | 10 |  | N |  |  | N | IPP Non-CHP | 2 | X | SUN
Solar Photovoltaic.SUN | solar PV | TRUE | 63593 | Fort Rock Solar IV LLC | 63926 | Fort Rock IV | OR | Lake | FRIV | Solar Photovoltaic | PV |  | S | 10 |  | 10 | 10 |  | N |  |  | N | IPP Non-CHP | 2 | X | SUN
Natural Gas Steam Turbine.NG | natural gas steam turbine | FALSE | 63594 | POET Biorefining - Leipsic, LLC | 63927 | POET Biorefining - Leipsic, LLC | OH | Putnam | 1 | Natural Gas Steam Turbine | ST |  | S | 3.5 | 0.9 | 3.5 | 3.5 | 0.5 | N |  |  | Y | Industrial CHP | 7 | T | NG
Solar Photovoltaic.SUN | solar PV | FALSE | 64745 | KP Vacaville Solar, LLC | 63928 | Vacaville Hospital | CA | Solano | 6701 | Solar Photovoltaic | PV |  | J | 1.5 |  | 1.4 | 0.7 |  | N |  |  | N | Commercial Non-CHP | 4 | X | SUN
Solar Photovoltaic.SUN | solar PV | TRUE | 17633 | Southern Indiana Gas & Elec Co | 63929 | Troy Solar | IN | Spencer | TROY1 | Solar Photovoltaic | PV |  | S | 50.4 | 0.95 | 50.4 | 50.4 | 2.5 | N |  |  | N | Electric Utility | 1 | X | SUN
Batteries.MWH | battery storage | 0 | 61230 | Arevon Energy, Inc. | 63930 | Cal Flats BESS | CA | Monterey | CF60 | Batteries | BA |  | S | 60 | 0.915 | 60 | 60 | 0 | N |  |  | N | IPP Non-CHP | 2 | X | MWH
Solar Photovoltaic.SUN | solar PV | TRUE | 63602 | Titan Solar 1, LLC | 63932 | Titan Solar 1 (CA) | CA | Imperial | TITN1 | Solar Photovoltaic | PV |  | S | 70 |  | 70 | 70 |  | N |  |  | N | IPP Non-CHP | 2 | X | SUN
Solar Photovoltaic.SUN | solar PV | TRUE | 63610 | Severson HoldCo LLC | 63934 | Severson Garden | MN | Waseca | CGS | Solar Photovoltaic | PV |  | S | 1 |  | 1 | 1 |  | N |  |  | N | IPP Non-CHP | 2 | X | SUN
Solar Photovoltaic.SUN | solar PV | TRUE | 64423 | Excelsior Energy Capital | 63935 | Marion Garden | MN | Rice | CGS | Solar Photovoltaic | PV |  | S | 1 |  | 1 | 1 |  | N |  |  | N | IPP Non-CHP | 2 | X | SUN
Solar Photovoltaic.SUN | solar PV | TRUE | 64423 | Excelsior Energy Capital | 63936 | Silver Lake Garden | MN | Waseca | CGS | Solar Photovoltaic | PV |  | S | 1 |  | 1 | 1 |  | N |  |  | N | IPP Non-CHP | 2 | X | SUN
Solar Photovoltaic.SUN | solar PV | TRUE | 64423 | Excelsior Energy Capital | 63937 | Lyman Garden | MN | Dakota | CGS | Solar Photovoltaic | PV |  | S | 1 |  | 1 | 1 |  | N |  |  | N | IPP Non-CHP | 2 | X | SUN
Solar Photovoltaic.SUN | solar PV | TRUE | 64423 | Excelsior Energy Capital | 63938 | Nicollet Garden | MN | Nicollet | CGS | Solar Photovoltaic | PV |  | S | 1 |  | 1 | 1 |  | N |  |  | N | IPP Non-CHP | 2 | X | SUN
Solar Photovoltaic.SUN | solar PV | TRUE | 64423 | Excelsior Energy Capital | 63939 | Union Garden | MN | Rice | CGS | Solar Photovoltaic | PV |  | S | 1 |  | 1 | 1 |  | N |  |  | N | IPP Non-CHP | 2 | X | SUN
Solar Photovoltaic.SUN | solar PV | TRUE | 63606 | Central 40, LLC | 63940 | Central 40 | CA | Stanislaus | CEN40 | Solar Photovoltaic | PV |  | W | 40 |  | 40 | 40 |  | N |  |  | N | IPP Non-CHP | 2 | X | SUN
Onshore Wind Turbine.WND | onshore wind | TRUE | 2770 | Terra-Gen Operating Co-Wind | 63941 | Oasis Alta | CA | Kern | OA1 | Onshore Wind Turbine | WT |  | S | 14.4 |  | 14.4 | 14.4 | 0 | N |  |  | N | IPP Non-CHP | 2 | X | WND
Solar Photovoltaic.SUN | solar PV | TRUE | 63595 | Blandford Sun, LLC | 63942 | Sunpin Blandford | MA | Hampden | SUNBI | Solar Photovoltaic | PV |  | S | 4.7 | 1 | 4.7 | 4.7 |  | N |  |  | N | IPP Non-CHP | 2 | X | SUN
Batteries.MWH | battery storage | 0 | 64172 | Arevon Asset Management | 63943 | Coso Battery Storage | CA | Inyo | 61730 | Batteries | BA |  | J | 60 | 0.95 | 60 | 60 |  | N |  |  | N | IPP Non-CHP | 2 | X | MWH
Solar Photovoltaic.SUN | solar PV | TRUE | 61012 | AES Distributed Energy | 63944 | Blackhorse Farm Solar, LLC CSG | RI | Bristol | BHF | Solar Photovoltaic | PV |  | S | 3.8 | 1 | 3.8 | 3.8 |  | N |  |  | N | IPP Non-CHP | 2 | X | SUN
Solar Photovoltaic.SUN | solar PV | TRUE | 63596 | Clinton Solar 4 LLC | 63945 | Clinton Solar 4 LLC CSG | IL | Clinton | CLIN | Solar Photovoltaic | PV |  | S | 2 |  | 2 | 2 |  | N |  |  | N | IPP Non-CHP | 2 | X | SUN
Solar Photovoltaic.SUN | solar PV | TRUE | 63597 | Vermilion Solar 1, LLC | 63946 | Vermilion Solar 1, LLC CSG | IL | Vermilion | VERM | Solar Photovoltaic | PV |  | S | 2 |  | 2 | 2 |  | N |  |  | N | IPP Non-CHP | 2 | X | SUN
Solar Photovoltaic.SUN | solar PV | TRUE | 62856 | Forefront Power, LLC | 63947 | DGS Valley State Prison | CA | Madera | 579 | Solar Photovoltaic | PV |  | S | 2.3 |  | 2.3 | 2.3 |  | N |  |  | N | IPP Non-CHP | 2 | X | SUN
Solar Photovoltaic.SUN | solar PV | TRUE | 64395 | Bay4 Energy Services, LLC | 63948 | CED Spring Creek Solar | IL | Kankakee | CS1 | Solar Photovoltaic | PV |  | S | 2 |  | 2 | 2 |  | N |  |  | N | IPP Non-CHP | 2 | X | SUN
Solar Photovoltaic.SUN | solar PV | TRUE | 63613 | Cortland Solar 2 LLC | 63949 | Cortland | IL | Dekalb | CORT2 | Solar Photovoltaic | PV |  | S | 2 |  | 2 | 2 |  | N |  |  | N | IPP Non-CHP | 2 | X | SUN
Solar Photovoltaic.SUN | solar PV | TRUE | 63615 | Erving Poplar Mountain Solar 1, LLC | 63950 | Erving CSG | MA | Franklin | ERVIN | Solar Photovoltaic | PV |  | S | 1 |  | 1 | 1 |  | N |  |  | N | IPP Non-CHP | 2 | X | SUN
Solar Photovoltaic.SUN | solar PV | TRUE | 63616 | Lena Solar 1 LLC | 63951 | Lena | IL | Stephenson | LENA | Solar Photovoltaic | PV |  | S | 2 |  | 2 | 2 |  | N |  |  | N | IPP Non-CHP | 2 | X | SUN
Solar Photovoltaic.SUN | solar PV | TRUE | 63618 | Ridge Farm Solar 1 LLC | 63952 | Ridge Farm | IL | Vermilion | RIDGE | Solar Photovoltaic | PV |  | S | 2 |  | 2 | 2 |  | N |  |  | N | IPP Non-CHP | 2 | X | SUN
Solar Photovoltaic.SUN | solar PV | TRUE | 63614 | Easthampton Park Solar 1, LLC | 63953 | Easthampton CSG | MA | Hampshire | EASTP | Solar Photovoltaic | PV |  | S | 2.5 |  | 2.5 | 2.5 |  | N |  |  | N | IPP Non-CHP | 2 | X | SUN
Solar Photovoltaic.SUN | solar PV | TRUE | 63617 | Mendota US Solar 1 LLC | 63954 | Mendota | IL | LaSalle | MENDS | Solar Photovoltaic | PV |  | S | 2 |  | 2 | 2 |  | N |  |  | N | IPP Non-CHP | 2 | X | SUN
Solar Photovoltaic.SUN | solar PV | TRUE | 60025 | Greenbacker Renewable Energy Corporation | 63956 | Palmer Creek Solar, LLC | OR | Yamhill | 223 | Solar Photovoltaic | PV |  | S | 2.3 |  | 2.3 | 2.3 |  | N |  |  | N | IPP Non-CHP | 2 | X | SUN
Solar Photovoltaic.SUN | solar PV | TRUE | 60025 | Greenbacker Renewable Energy Corporation | 63957 | Day Hill Solar, LLC | OR | Clackamas | 221 | Solar Photovoltaic | PV |  | S | 2.3 |  | 2.3 | 2.3 |  | N |  |  | N | IPP Non-CHP | 2 | X | SUN
Solar Photovoltaic.SUN | solar PV | TRUE | 63623 | Thor Solar 1 CEI, LLC | 63958 | SSD Marion 3, LLC | OR | Marion | 1 | Solar Photovoltaic | PV |  | S | 2 | 1 | 2 | 2 |  | N |  |  | N | IPP Non-CHP | 2 | X | SUN
Solar Photovoltaic.SUN | solar PV | TRUE | 63623 | Thor Solar 1 CEI, LLC | 63959 | SSD Marion 5, LLC | OR | Marion | 1 | Solar Photovoltaic | PV |  | S | 2 | 1 | 2 | 2 |  | N |  |  | N | IPP Non-CHP | 2 | X | SUN
Solar Photovoltaic.SUN | solar PV | TRUE | 63623 | Thor Solar 1 CEI, LLC | 63960 | SSD Marion 6, LLC | OR | Marion | 1 | Solar Photovoltaic | PV |  | S | 2 | 1 | 2 | 2 |  | N |  |  | N | IPP Non-CHP | 2 | X | SUN
Solar Photovoltaic.SUN | solar PV | TRUE | 63623 | Thor Solar 1 CEI, LLC | 63961 | SSD Clackamas 1, LLC | OR | Clackamas | 1 | Solar Photovoltaic | PV |  | S | 4 | 1 | 4 | 4 |  | N |  |  | N | IPP Non-CHP | 2 | X | SUN
Solar Photovoltaic.SUN | solar PV | TRUE | 63623 | Thor Solar 1 CEI, LLC | 63962 | SSD Clackamas 4, LLC | OR | Clackamas | 1 | Solar Photovoltaic | PV |  | S | 2 | 1 | 2 | 2 |  | N |  |  | N | IPP Non-CHP | 2 | X | SUN
Solar Photovoltaic.SUN | solar PV | TRUE | 63623 | Thor Solar 1 CEI, LLC | 63963 | SSD Clackamas 7, LLC | OR | Clackamas | 1 | Solar Photovoltaic | PV |  | S | 2 | 1 | 2 | 2 |  | N |  |  | N | IPP Non-CHP | 2 | X | SUN
Solar Photovoltaic.SUN | solar PV | TRUE | 63623 | Thor Solar 1 CEI, LLC | 63964 | SSD Marion 1, LLC | OR | Marion | 1 | Solar Photovoltaic | PV |  | S | 2 | 1 | 2 | 2 |  | N |  |  | N | IPP Non-CHP | 2 | X | SUN
Solar Photovoltaic.SUN | solar PV | TRUE | 63623 | Thor Solar 1 CEI, LLC | 63965 | Danville Farm, LLC | VA | Pittsylvania | 1 | Solar Photovoltaic | PV |  | S | 12 | 1 | 12 | 12 |  | N |  |  | N | IPP Non-CHP | 2 | X | SUN
Solar Photovoltaic.SUN | solar PV | TRUE | 60281 | Altus Power America Management, LLC | 63966 | FastSun12 CSG | MN | Rice | FS12 | Solar Photovoltaic | PV |  | S | 1 | 0.95 | 1 | 1 |  | N |  |  | N | IPP Non-CHP | 2 | X | SUN
Solar Photovoltaic.SUN | solar PV | TRUE | 63511 | Luminace Solar Illinois 2, LLC | 63967 | Charter Durabar at Woodstock | IL | McHenry | CDB1 | Solar Photovoltaic | PV |  | S | 1 | 1 | 1 | 1 |  | N |  |  | N | IPP Non-CHP | 2 | X | SUN
Solar Photovoltaic.SUN | solar PV | TRUE | 63511 | Luminace Solar Illinois 2, LLC | 63967 | Charter Durabar at Woodstock | IL | McHenry | CDB2 | Solar Photovoltaic | PV |  | S | 1 | 1 | 1 | 1 |  | N |  |  | N | IPP Non-CHP | 2 | X | SUN
Solar Photovoltaic.SUN | solar PV | TRUE | 63511 | Luminace Solar Illinois 2, LLC | 63968 | The GSI Group LLC at Assumption | IL | Christian | GSI | Solar Photovoltaic | PV |  | S | 1.5 | 1 | 1.5 | 1.5 |  | N |  |  | N | IPP Non-CHP | 2 | X | SUN
Solar Photovoltaic.SUN | solar PV | TRUE | 60496 | Adapture Renewables, Inc. | 63969 | SulusSolar35 | OR | Clackamas | SS35 | Solar Photovoltaic | PV |  | S | 3 |  | 3 | 3 |  | N |  |  | N | IPP Non-CHP | 2 | X | SUN
Solar Photovoltaic.SUN | solar PV | TRUE | 63630 | New Columbia Solar | 63970 | 7185 13th Pl. NW | DC | District of Columbia | 10020 | Solar Photovoltaic | PV |  | W | 0.9 | 1 | 0.9 | 0.9 |  | N |  |  | N | IPP Non-CHP | 2 | X | SUN
Solar Photovoltaic.SUN | solar PV | TRUE | 63625 | CCUA Solar, LLC | 63971 | CCUA Solar | NJ | Cumberland | CCUA | Solar Photovoltaic | PV |  | S | 1.5 |  | 1.5 | 1.5 |  | N |  |  | N | IPP Non-CHP | 2 | X | SUN
Solar Photovoltaic.SUN | solar PV | TRUE | 63627 | Cardinal Solar LLC | 63973 | Cardinal Solar LLC | SC | Marion | CARD | Solar Photovoltaic | PV |  | S | 7 |  | 7 | 7 |  | N |  |  | N | IPP Non-CHP | 2 | X | SUN
Solar Photovoltaic.SUN | solar PV | TRUE | 63628 | Hayes Solar, LLC | 63974 | Hayes Solar, LLC | NC | Surry | HAYES | Solar Photovoltaic | PV |  | S | 3 |  | 3 | 3 |  | N |  |  | N | IPP Non-CHP | 2 | X | SUN
Solar Photovoltaic.SUN | solar PV | TRUE | 63629 | Harrison Solar, LLC | 63975 | Harrison Solar, LLC | NC | Sampson | HARS | Solar Photovoltaic | PV |  | S | 5 |  | 5 | 5 |  | N |  |  | N | IPP Non-CHP | 2 | X | SUN
Solar Photovoltaic.SUN | solar PV | TRUE | 61060 | Cypress Creek Renewables | 63976 | Bay Tree | NC | Bladen | 959 | Solar Photovoltaic | PV |  | S | 70.1 |  | 70.1 | 70.1 |  | N |  |  | N | IPP Non-CHP | 2 | X | SUN
Landfill Gas.LFG | natural gas peaker | TRUE | 63632 | North American Central - LLC | 63977 | Central Generating | MI | Montcalm | 1 | Landfill Gas | IC |  | S | 1.6 | 0.9 | 1.6 | 1.6 | 1.2 | N |  |  | N | IPP Non-CHP | 2 | X | LFG
Landfill Gas.LFG | natural gas peaker | TRUE | 63632 | North American Central - LLC | 63977 | Central Generating | MI | Montcalm | 2 | Landfill Gas | IC |  | S | 0.8 | 0.9 | 0.8 | 0.8 | 0.5 | N |  |  | N | IPP Non-CHP | 2 | X | LFG
Landfill Gas.LFG | natural gas peaker | TRUE | 63632 | North American Central - LLC | 63977 | Central Generating | MI | Montcalm | 3 | Landfill Gas | IC |  | S | 1.6 | 0.9 | 1.6 | 1.6 | 1.2 | N |  |  | N | IPP Non-CHP | 2 | X | LFG
Solar Photovoltaic.SUN | solar PV | TRUE | 6455 | Duke Energy Florida, LLC | 63978 | Duette Solar Power Plant | FL | Manatee | PV1 | Solar Photovoltaic | PV |  | S | 74.5 | 0.95 | 74.5 | 74.5 |  | N |  |  | N | Electric Utility | 1 | X | SUN
Solar Photovoltaic.SUN | solar PV | TRUE | 63634 | Red Toad 315 Vinson Road, LLC | 63979 | 315 Vinson Road | NC | Johnston | VINSN | Solar Photovoltaic | PV |  | S | 2 |  | 2 | 2 |  | N |  |  | N | IPP Non-CHP | 2 | X | SUN
Onshore Wind Turbine.WND | onshore wind | TRUE | 56545 | Pattern Operators LP | 63981 | Red Cloud Wind LLC | NM | Lincoln | 1 | Onshore Wind Turbine | WT |  | S | 350 |  | 350 | 350 | 70 | N |  |  | N | IPP Non-CHP | 2 | X | WND
Solar Photovoltaic.SUN | solar PV | TRUE | 6455 | Duke Energy Florida, LLC | 63982 | Charlie Creek Solar Power Plant | FL | Hardee | PV1 | Solar Photovoltaic | PV |  | S | 74.9 |  | 74.9 | 74.9 |  | N |  |  | N | Electric Utility | 1 | X | SUN
Solar Photovoltaic.SUN | solar PV | TRUE | 60584 | Onyx Asset Services Group | 63986 | Rialto - High School | CA | San Bernardino | 10136 | Solar Photovoltaic | PV |  | W | 0.9 | 1 | 0.9 | 0.9 |  | N |  |  | N | IPP Non-CHP | 2 | X | SUN
Solar Photovoltaic.SUN | solar PV | TRUE | 63359 | REA Investments, LLC | 63987 | Novel Martens Solar LLC(CSG) | MN | Nicollet | MRTNS | Solar Photovoltaic | PV |  | S | 1 | 1 | 1 | 1 |  | N |  |  | N | IPP Non-CHP | 2 | X | SUN
Onshore Wind Turbine.WND | onshore wind | TRUE | 49893 | Invenergy Services LLC | 63988 | Blooming Grove Wind Energy Center | IL | Livingston | GEN1 | Onshore Wind Turbine | WT |  | S | 250 |  | 250 | 250 | 0 | N |  |  | N | IPP Non-CHP | 2 | X | WND
Solar Photovoltaic.SUN | solar PV | TRUE | 63643 | Peterman Solar II, LLC | 63989 | Peterman II | IL | Kankakee | PETE | Solar Photovoltaic | PV |  | S | 2 |  | 2 | 2 |  | N |  |  | N | IPP Non-CHP | 2 | X | SUN
Solar Photovoltaic.SUN | solar PV | TRUE | 63644 | Kish Solar, LLC | 63990 | Kish CSG | IL | Boone | KISH | Solar Photovoltaic | PV |  | S | 2 |  | 2 | 2 |  | N |  |  | N | IPP Non-CHP | 2 | X | SUN
Solar Photovoltaic.SUN | solar PV | TRUE | 63645 | Nostrand Solar, LLC | 63991 | Nostrand | IL | Kankakee | NOS | Solar Photovoltaic | PV |  | S | 2 |  | 2 | 2 |  | N |  |  | N | IPP Non-CHP | 2 | X | SUN
Solar Photovoltaic.SUN | solar PV | TRUE | 63646 | Vulcan Solar, LLC | 63992 | Vulcan | IL | Kankakee | VUL | Solar Photovoltaic | PV |  | S | 2 |  | 2 | 2 |  | N |  |  | N | IPP Non-CHP | 2 | X | SUN
Solar Photovoltaic.SUN | solar PV | FALSE | 63648 | Family Tree Farms | 63993 | FTF-PackingShed | CA | Tulare | FTF02 | Solar Photovoltaic | PV |  | S | 1 |  | 1 | 0.7 | 0 | N |  |  | N | Industrial Non-CHP | 6 | X | SUN
Solar Photovoltaic.SUN | solar PV | FALSE | 63649 | Mike Woolf Farming | 63994 | Firebaugh-CCS-PV-1 | CA | Fresno | MWF01 | Solar Photovoltaic | PV |  | S | 1 |  | 1 | 0.6 |  | N |  |  | N | Industrial Non-CHP | 6 | X | SUN
Batteries.MWH | battery storage | 0 | 6455 | Duke Energy Florida, LLC | 63995 | Trenton | FL | Gilchrist | ES1 | Batteries | BA |  | S | 11 | 1 | 11 | 11 | 11 | N |  |  | N | Electric Utility | 1 | X | MWH
Batteries.MWH | battery storage | 0 | 6455 | Duke Energy Florida, LLC | 63996 | Cape San Blas | FL | Gulf | ES1 | Batteries | BA |  | S | 5.5 |  | 5.5 | 5.5 |  | N |  |  | N | Electric Utility | 1 | X | MWH
Solar Photovoltaic.SUN | solar PV | TRUE | 60571 | AEP Onsite Partners, LLC | 63997 | Pine Hill | RI | Providence | PHS01 | Solar Photovoltaic | PV |  | S | 5 |  | 5 | 5 |  | N |  |  | N | IPP Non-CHP | 2 | X | SUN
Batteries.MWH | battery storage | 0 | 6455 | Duke Energy Florida, LLC | 63998 | Jennings Energy Storage Facility | FL | Hamilton | ES1 | Batteries | BA |  | S | 5.5 |  | 5.5 | 5.5 |  | N |  |  | N | Electric Utility | 1 | X | MWH
Batteries.MWH | battery storage | 0 | 6455 | Duke Energy Florida, LLC | 63999 | Micanopy Energy Storage Facility | FL | Alachua | ES1 | Batteries | BA |  | S | 8.3 |  | 8.3 | 8.3 |  | N |  |  | N | Electric Utility | 1 | X | MWH
Batteries.MWH | battery storage | 0 | 61012 | AES Distributed Energy | 64000 | Amaterasu LLC | MA | Worcester | BESS | Batteries | BA |  | S | 3.2 |  | 3.2 | 3.2 | 0 | N |  |  | N | IPP Non-CHP | 2 | X | MWH
Solar Photovoltaic.SUN | solar PV | TRUE | 61012 | AES Distributed Energy | 64000 | Amaterasu LLC | MA | Worcester | DRC | Solar Photovoltaic | PV |  | S | 4.6 |  | 4.6 | 4.6 |  | N |  |  | N | IPP Non-CHP | 2 | X | SUN
Solar Photovoltaic.SUN | solar PV | TRUE | 62759 | National Grid Renewables | 64001 | Camellia Solar, LLC | MN | Pope | CAMEL | Solar Photovoltaic | PV |  | S | 1 |  | 1 | 1 |  | N |  |  | N | IPP Non-CHP | 2 | X | SUN
Solar Photovoltaic.SUN | solar PV | TRUE | 61677 | Sol Systems | 64002 | Buttercup Solar, LLC | NC | Duplin | 11629 | Solar Photovoltaic | PV |  | S | 5 |  | 5 | 5 |  | N |  |  | N | IPP Non-CHP | 2 | X | SUN
Onshore Wind Turbine.WND | onshore wind | TRUE | 56201 | Engie North America | 64003 | Iron Star Wind Project | KS | Ford | WTG1 | Onshore Wind Turbine | WT |  | S | 297.6 | 0.95 | 297.6 | 297.6 | 4 | N |  |  | N | IPP Non-CHP | 2 | X | WND
Petroleum Liquids.DFO | petroleum | FALSE | 63650 | Interfaith Medical Center | 64004 | Interfaith Medical Center | NY | Kings | EGB17 | Petroleum Liquids | IC |  | S | 1.2 | 0.8 | 1.2 | 1.2 | 0.1 | N |  |  | N | Commercial Non-CHP | 4 | X | DFO
Solar Photovoltaic.SUN | solar PV | TRUE | 60496 | Adapture Renewables, Inc. | 64006 | SulusSolar33 | OR | Yamhill | SS33 | Solar Photovoltaic | PV |  | S | 3 |  | 3 | 3 |  | N |  |  | N | IPP Non-CHP | 2 | X | SUN
Solar Photovoltaic.SUN | solar PV | TRUE | 60496 | Adapture Renewables, Inc. | 64007 | SulusSolar28 | OR | Yamhill | SS28 | Solar Photovoltaic | PV |  | S | 3 |  | 3 | 3 |  | N |  |  | N | IPP Non-CHP | 2 | X | SUN
Solar Photovoltaic.SUN | solar PV | TRUE | 60496 | Adapture Renewables, Inc. | 64008 | MilfordSolar OR | OR | Washington | MS | Solar Photovoltaic | PV |  | S | 3 |  | 3 | 3 |  | N |  |  | N | IPP Non-CHP | 2 | X | SUN
Solar Photovoltaic.SUN | solar PV | TRUE | 60496 | Adapture Renewables, Inc. | 64009 | BristolSolar | OR | Marion | BS | Solar Photovoltaic | PV |  | S | 3 |  | 3 | 3 |  | N |  |  | N | IPP Non-CHP | 2 | X | SUN
Solar Photovoltaic.SUN | solar PV | TRUE | 63651 | Energix Hollyfield, LLC | 64010 | Energix Hollyfield, LLC | VA | King William | ENX06 | Solar Photovoltaic | PV |  | S | 13 | 0.95 | 13 | 13 |  | N |  |  | N | IPP Non-CHP | 2 | X | SUN
Solar Photovoltaic.SUN | solar PV | TRUE | 63665 | Bainbridge Solar, LLC | 64011 | Bainbridge Solar | GA | Decatur | 6359 | Solar Photovoltaic | PV |  | S | 1 |  | 1 | 0.8 |  | N |  |  | N | IPP Non-CHP | 2 | X | SUN
Solar Photovoltaic.SUN | solar PV | TRUE | 63653 | Energix Nokesville, LLC | 64012 | Energix Nokesville, LLC | VA | Prince William | ENX07 | Solar Photovoltaic | PV |  | S | 20 | 0.95 | 20 | 20 |  | N |  |  | N | IPP Non-CHP | 2 | X | SUN
Solar Photovoltaic.SUN | solar PV | TRUE | 63664 | Somonauk Road Solar 1, LLC | 64013 | Somonauk Road Solar 1 | IL | DeKalb | 6344 | Solar Photovoltaic | PV |  | S | 2 |  | 2 | 1.6 |  | N |  |  | N | IPP Non-CHP | 2 | X | SUN
Solar Photovoltaic.SUN | solar PV | TRUE | 63663 | 28 Livermore Hill Road Solar, LLC | 64014 | 28 Livermore Hill Road Solar | MA | Worcester | 7405 | Solar Photovoltaic | PV |  | S | 5 |  | 5 | 4 |  | N |  |  | N | IPP Non-CHP | 2 | X | SUN
Solar Photovoltaic.SUN | solar PV | TRUE | 63652 | Energix Buckingham, LLC | 64015 | Energix Buckingham, LLC | VA | Buckingham | ENX05 | Solar Photovoltaic | PV |  | S | 20 | 0.95 | 20 | 20 |  | N |  |  | N | IPP Non-CHP | 2 | X | SUN
Solar Photovoltaic.SUN | solar PV | TRUE | 63662 | Edwardsville Solar II, LLC | 64016 | Edwardsville Solar II | IL | Madison | 6777 | Solar Photovoltaic | PV |  | S | 2 |  | 2 | 1.6 |  | N |  |  | N | IPP Non-CHP | 2 | X | SUN
Solar Photovoltaic.SUN | solar PV | TRUE | 63661 | Brick Church Solar 1, LLC | 64017 | Brick Church Solar | NY | Rensselaer | 7405 | Solar Photovoltaic | PV |  | S | 4 |  | 4 | 3.2 |  | N |  |  | N | IPP Non-CHP | 2 | X | SUN
Solar Photovoltaic.SUN | solar PV | TRUE | 63660 | Route 76 Boone Solar 1, LLC | 64018 | Route 76 Boone Solar 1 | IL | Boone | 7724 | Solar Photovoltaic | PV |  | S | 2 |  | 2 | 1.6 |  | N |  |  | N | IPP Non-CHP | 2 | X | SUN
Solar Photovoltaic.SUN | solar PV | TRUE | 63666 | Altavista Solar, LLC | 64019 | Altavista Solar | VA | Campbell | ATLA | Solar Photovoltaic | PV |  | S | 80 |  | 80 | 80 |  | N |  |  | N | IPP Non-CHP | 2 | X | SUN
Natural Gas Fired Combined Cycle.NG | natural gas combined cycle | TRUE | 20856 | Wisconsin Power & Light Co | 64020 | West Riverside Energy Center | WI | Rock | CTG3 | Natural Gas Fired Combined Cycle | CT | S234 | J | 232.9 | 0.85 | 226.1 | 234.9 | 115 | N |  |  | N | Electric Utility | 1 | X | NG
Natural Gas Fired Combined Cycle.NG | natural gas combined cycle | TRUE | 20856 | Wisconsin Power & Light Co | 64020 | West Riverside Energy Center | WI | Rock | CTG4 | Natural Gas Fired Combined Cycle | CT | S234 | J | 232.9 | 0.85 | 224.8 | 232.7 | 115 | N |  |  | N | Electric Utility | 1 | X | NG
Solar Photovoltaic.SUN | solar PV | TRUE | 20856 | Wisconsin Power & Light Co | 64020 | West Riverside Energy Center | WI | Rock | PV1 | Solar Photovoltaic | PV |  | J | 4.4 | 1 | 4.4 | 4.4 |  | N |  |  | N | Electric Utility | 1 | X | SUN
Natural Gas Fired Combined Cycle.NG | natural gas combined cycle | TRUE | 20856 | Wisconsin Power & Light Co | 64020 | West Riverside Energy Center | WI | Rock | STG2 | Natural Gas Fired Combined Cycle | CA | S234 | J | 257.4 | 0.85 | 255.1 | 258.3 | 75 | N |  |  | N | Electric Utility | 1 | X | NG
Solar Photovoltaic.SUN | solar PV | TRUE | 60025 | Greenbacker Renewable Energy Corporation | 64021 | Alden Solar CSG LLC | CO | Weld | 225 | Solar Photovoltaic | PV |  | S | 1.6 |  | 1.6 | 1.6 |  | N |  |  | N | IPP Non-CHP | 2 | X | SUN
Solar Photovoltaic.SUN | solar PV | TRUE | 60496 | Adapture Renewables, Inc. | 64022 | SulusSolar22 | OR | Marion | SS22 | Solar Photovoltaic | PV |  | S | 3 |  | 3 | 3 |  | N |  |  | N | IPP Non-CHP | 2 | X | SUN
Solar Photovoltaic.SUN | solar PV | TRUE | 60025 | Greenbacker Renewable Energy Corporation | 64023 | 10 Finderne Avenue Solar, LLC | NJ | Somerset | 246 | Solar Photovoltaic | PV |  | S | 2.3 |  | 2.3 | 2.3 |  | N |  |  | N | IPP Non-CHP | 2 | X | SUN
Solar Photovoltaic.SUN | solar PV | TRUE | 60025 | Greenbacker Renewable Energy Corporation | 64024 | Monte Vista Solar 2 CSG, LLC | CO | Rio Grande | 262 | Solar Photovoltaic | PV |  | S | 1.6 |  | 1.6 | 1.6 |  | N |  |  | N | IPP Non-CHP | 2 | X | SUN
Solar Photovoltaic.SUN | solar PV | TRUE | 60025 | Greenbacker Renewable Energy Corporation | 64025 | 101 Carnegie Center Solar, LLC | NJ | Mercer | 297 | Solar Photovoltaic | PV |  | S | 1.2 |  | 1.2 | 1.2 |  | N |  |  | N | IPP Non-CHP | 2 | X | SUN
Solar Photovoltaic.SUN | solar PV | TRUE | 56201 | Engie North America | 64026 | ANSON Solar Center, LLC | TX | Jones | SF1 | Solar Photovoltaic | PV |  | S | 200 |  | 200 | 200 |  | N |  |  | N | IPP Non-CHP | 2 | X | SUN
Other Waste Biomass.OBG | biomass | TRUE | 63669 | San Bernardino Fuel Cell, LLC | 64027 | SB Water Reclamation Fuel Cell | CA | San Bernardino | MB19 | Other Waste Biomass | FC |  | S | 1.4 | 1 | 1.4 | 1.4 | 1 | N |  |  | Y | Commercial CHP | 5 | T | OBG | NG
Solar Photovoltaic.SUN | solar PV | TRUE | 63667 | California PV Energy 3, LLC | 64028 | San Diego - EMDF at San Diego | CA | San Diego | EMDF | Solar Photovoltaic | PV |  | S | 2.9 |  | 2.9 | 2.9 |  | N |  |  | N | IPP Non-CHP | 2 | X | SUN
Solar Photovoltaic.SUN | solar PV | TRUE | 63668 | Bauer Community Solar LLC | 64029 | Bauer Solar CSG | MN | Stearns | TC3 | Solar Photovoltaic | PV |  | S | 0.9 |  | 0.9 | 0.9 |  | N |  |  | N | IPP Non-CHP | 2 | X | SUN
Solar Photovoltaic.SUN | solar PV | TRUE | 61944 | MN8 Energy LLC | 64030 | Kenmare - Sullivan Community College | NY | Sullivan | GEN1 | Solar Photovoltaic | PV |  | W | 2 |  | 2 | 2 |  | N |  |  | N | IPP Non-CHP | 2 | X | SUN
Solar Photovoltaic.SUN | solar PV | TRUE | 60025 | Greenbacker Renewable Energy Corporation | 64031 | Fremont CO 1, LLC | CO | Fremont | 228 | Solar Photovoltaic | PV |  | S | 1.8 |  | 1.8 | 1.8 |  | N |  |  | N | IPP Non-CHP | 2 | X | SUN
Solar Photovoltaic.SUN | solar PV | TRUE | 60496 | Adapture Renewables, Inc. | 64033 | GreenparkSolar | OR | Marion | GS | Solar Photovoltaic | PV |  | S | 1.3 |  | 1.3 | 1.3 |  | N |  |  | N | IPP Non-CHP | 2 | X | SUN
Solar Photovoltaic.SUN | solar PV | TRUE | 60496 | Adapture Renewables, Inc. | 64034 | SulusSolar25 | OR | Marion | SS25 | Solar Photovoltaic | PV |  | S | 2.2 |  | 2.2 | 2.2 |  | N |  |  | N | IPP Non-CHP | 2 | X | SUN
Solar Photovoltaic.SUN | solar PV | TRUE | 63633 | Red Toad Powatan Phase 2 LLC | 64035 | Powatan Road Solar | NC | Johnston | POWTN | Solar Photovoltaic | PV |  | S | 2 |  | 2 | 2 |  | N |  |  | N | IPP Non-CHP | 2 | X | SUN
Solar Photovoltaic.SUN | solar PV | TRUE | 63680 | ACM Solar, LLC. | 64040 | Apple Canyon Lake Solar | IL | Jo Daviess | 1 | Solar Photovoltaic | PV |  | S | 1.2 |  | 1.2 | 1.2 | 0.1 | N |  |  | N | IPP Non-CHP | 2 | X | SUN
Solar Photovoltaic.SUN | solar PV | TRUE | 63681 | Wappinger 9D Solar, LLC | 64041 | Wappinger 9D Solar | NY | Dutchess | 4683 | Solar Photovoltaic | PV |  | S | 2 |  | 2 | 1.6 |  | N |  |  | N | IPP Non-CHP | 2 | X | SUN
Solar Photovoltaic.SUN | solar PV | TRUE | 63682 | Montague Road Solar, LLC | 64042 | Montague Road Solar | MA | Hampshire | 3958 | Solar Photovoltaic | PV |  | S | 3.6 |  | 3.6 | 2.9 |  | N |  |  | N | IPP Non-CHP | 2 | X | SUN
Solar Photovoltaic.SUN | solar PV | TRUE | 63683 | Olney Solar II, LLC | 64043 | Olney Solar II CSG | IL | Richland | 6778 | Solar Photovoltaic | PV |  | S | 2 |  | 2 | 1.6 |  | N |  |  | N | IPP Non-CHP | 2 | X | SUN
Solar Photovoltaic.SUN | solar PV | TRUE | 63684 | Off Airport Road - West, LLC | 64044 | Off Airport Road - West | NY | Ulster | 7141 | Solar Photovoltaic | PV |  | S | 4 |  | 4 | 3.2 |  | N |  |  | N | IPP Non-CHP | 2 | X | SUN
Solar Photovoltaic.SUN | solar PV | TRUE | 63685 | Fitchburg Renewables, LLC | 64045 | Fitchburg Renewables | MA | Worcester | 4648 | Solar Photovoltaic | PV |  | S | 4 |  | 4 | 3.2 |  | N |  |  | N | IPP Non-CHP | 2 | X | SUN
Solar Photovoltaic.SUN | solar PV | TRUE | 63686 | 6140 Route 209 - North, LLC | 64046 | 6140 Route 209 - North | NY | Ulster | 7140 | Solar Photovoltaic | PV |  | S | 4 |  | 4 | 3.2 |  | N |  |  | N | IPP Non-CHP | 2 | X | SUN
Onshore Wind Turbine.WND | onshore wind | TRUE | 59496 | Allete Clean Energy | 64047 | Caddo Wind | OK | Caddo | 46002 | Onshore Wind Turbine | WT |  | S | 303.2 |  | 303.2 | 303.2 | 1 | N |  |  | N | IPP Non-CHP | 2 | X | WND
Solar Photovoltaic.SUN | solar PV | TRUE | 60496 | Adapture Renewables, Inc. | 64048 | SulusSolar29 | OR | Clackamas | SS29 | Solar Photovoltaic | PV |  | S | 2.6 |  | 2.6 | 2.6 |  | N |  |  | N | IPP Non-CHP | 2 | X | SUN
Solar Photovoltaic.SUN | solar PV | TRUE | 63667 | California PV Energy 3, LLC | 64049 | San Diego - NCRC at Vista | CA | San Diego | NCRC | Solar Photovoltaic | PV |  | S | 1.8 | 1 | 1.8 | 1.8 |  | N |  |  | N | IPP Non-CHP | 2 | X | SUN
Onshore Wind Turbine.WND | onshore wind | TRUE | 62758 | Orchard Windfarm, LLC | 64051 | Orchard Windfarm 2, LLC | OR | Morrow | OCHW2 | Onshore Wind Turbine | WT |  | S | 10 |  | 10 | 10 | 0 | N |  |  | N | IPP Non-CHP | 2 | X | WND
Onshore Wind Turbine.WND | onshore wind | TRUE | 62758 | Orchard Windfarm, LLC | 64052 | Orchard Windfarm 3, LLC | OR | Morrow | OCHW3 | Onshore Wind Turbine | WT |  | S | 10 |  | 10 | 10 | 0 | N |  |  | N | IPP Non-CHP | 2 | X | WND
Onshore Wind Turbine.WND | onshore wind | TRUE | 62758 | Orchard Windfarm, LLC | 64053 | Orchard Windfarm 4, LLC | OR | Morrow | OCHW4 | Onshore Wind Turbine | WT |  | S | 10 |  | 10 | 10 | 0 | N |  |  | N | IPP Non-CHP | 2 | X | WND
Onshore Wind Turbine.WND | onshore wind | TRUE | 56545 | Pattern Operators LP | 64054 | Clines Corners Wind Farm LLC | NM | Torrance | 1 | Onshore Wind Turbine | WT |  | S | 325 |  | 325 | 325 | 70 | N |  |  | N | IPP Non-CHP | 2 | X | WND
Solar Photovoltaic.SUN | solar PV | FALSE | 63689 | Wonderful Renewable Energy, LLC. | 64055 | Wonderful Orchards - New Columbia | CA | Madera | WOC | Solar Photovoltaic | PV |  | W | 5 | 0.99 | 5 | 4.2 |  | N |  |  | N | Industrial Non-CHP | 6 | X | SUN
Solar Photovoltaic.SUN | solar PV | TRUE | 62915 | Madison Energy Holdings LLC | 64056 | T Luhman CSG | MN | Goodhue | TLU01 | Solar Photovoltaic | PV |  | S | 1 | 0.98 | 1 | 1 | 0 | N |  |  | N | IPP Non-CHP | 2 | X | SUN
Onshore Wind Turbine.WND | onshore wind | TRUE | 15248 | Portland General Electric Co | 64057 | Wheatridge 1 | OR | Morrow | WND | Onshore Wind Turbine | WT |  | S | 100 |  | 100 | 100 | 0.4 | N |  |  | N | Electric Utility | 1 | X | WND
Solar Photovoltaic.SUN | solar PV | TRUE | 63691 | 2662 Freeport Solar 1, LLC | 64058 | 2662 Freeport Solar 1 CSG | IL | Stephenson | FREE | Solar Photovoltaic | PV |  | S | 2 |  | 2 | 2 |  | N |  |  | N | IPP Non-CHP | 2 | X | SUN
Solar Photovoltaic.SUN | solar PV | TRUE | 63692 | Whiteside Solar 1, LLC | 64059 | Whiteside Solar 1 CSG | IL | Whiteside | WSIDE | Solar Photovoltaic | PV |  | S | 2 |  | 2 | 2 |  | N |  |  | N | IPP Non-CHP | 2 | X | SUN
Solar Photovoltaic.SUN | solar PV | TRUE | 11806 | Massachusetts Mun Wholes Electric Co | 64060 | SELCO Community Solar | MA | Worcester | SELCO | Solar Photovoltaic | PV |  | S | 3 |  | 3 | 3 |  | N |  |  | N | Electric Utility | 1 | X | SUN
Solar Photovoltaic.SUN | solar PV | TRUE | 63694 | Hecate Energy West Newberry, LLC | 64061 | Hecate Energy West Newberry, LLC | SC | Newberry | HEWNB | Solar Photovoltaic | PV |  | S | 3.3 | 1 | 3.5 | 3.5 |  | N |  |  | N | IPP Non-CHP | 2 | X | SUN
Solar Photovoltaic.SUN | solar PV | TRUE | 63696 | BD Solar Palmyra LLC | 64062 | Palmyra PV - BD Solar Palmyra LLC | ME | Somerset | PALPV | Solar Photovoltaic | PV |  | S | 5 |  | 5 | 5 |  | N |  |  | N | IPP Non-CHP | 2 | X | SUN
Onshore Wind Turbine.WND | onshore wind | TRUE | 56545 | Pattern Operators LP | 64065 | Duran Mesa LLC | NM | Lincoln | 1 | Onshore Wind Turbine | WT |  | S | 105 |  | 105 | 105 | 70 | N |  |  | N | IPP Non-CHP | 2 | X | WND
Onshore Wind Turbine.WND | onshore wind | TRUE | 56545 | Pattern Operators LP | 64066 | Tecolote Wind LLC | NM | Lincoln | 1 | Onshore Wind Turbine | WT |  | S | 272 |  | 272 | 272 | 70 | N |  |  | N | IPP Non-CHP | 2 | X | WND
Solar Photovoltaic.SUN | solar PV | TRUE | 63698 | BD Solar Hancock LLC | 64068 | BD Solar Hancock LLC | ME | Hancock | HANPV | Solar Photovoltaic | PV |  | S | 7 |  | 7 | 7 |  | N |  |  | N | IPP Non-CHP | 2 | X | SUN
Solar Photovoltaic.SUN | solar PV | TRUE | 63699 | BD Solar 2 LLC | 64069 | Winslow PV - BD Solar 2 LLC | ME | Kennebec | WINPV | Solar Photovoltaic | PV |  | S | 7 |  | 7 | 7 |  | N |  |  | N | IPP Non-CHP | 2 | X | SUN
Solar Photovoltaic.SUN | solar PV | TRUE | 63700 | BD Solar Hancock North LLC | 64070 | BD Solar Ellsworth LLC | ME | Hancock | ELLPV | Solar Photovoltaic | PV |  | S | 7 |  | 7 | 7 |  | N |  |  | N | IPP Non-CHP | 2 | X | SUN
Solar Photovoltaic.SUN | solar PV | TRUE | 63704 | Camp Riley Solar Facility | 64072 | Camp Ripley Solar | MN | Morrison | CR1 | Solar Photovoltaic | PV |  | W | 10.9 | 0.91 | 10.8 | 10.8 |  | N |  |  | N | Electric Utility | 1 | X | SUN
Onshore Wind Turbine.WND | onshore wind | TRUE | 61372 | Enel Kansas, LLC | 64074 | Cimarron Bend III | KS | Clark | 3 | Onshore Wind Turbine | WT |  | S | 198.8 |  | 198.8 | 198.8 | 0 | N |  |  | N | IPP Non-CHP | 2 | X | WND
Solar Photovoltaic.SUN | solar PV | TRUE | 63714 | Route 66 Energy Center, LLC | 64076 | Route 66 Energy Center, LLC | NM | Cibola | RTE66 | Solar Photovoltaic | PV |  | S | 49.5 |  | 49.5 | 49.5 |  | N |  |  | N | IPP Non-CHP | 2 | X | SUN
Solar Photovoltaic.SUN | solar PV | TRUE | 63712 | Pittsfiled Solar LLC | 64078 | Pittsfield Solar LLC | ME | Somerset | PSLLC | Solar Photovoltaic | PV |  | S | 9.9 |  | 9.9 | 9.9 |  | N |  |  | N | IPP Non-CHP | 2 | X | SUN
Solar Photovoltaic.SUN | solar PV | TRUE | 60496 | Adapture Renewables, Inc. | 64079 | CatanSolar | TX | Karnes | CS | Solar Photovoltaic | PV |  | S | 10 |  | 10 | 10 |  | N |  |  | N | IPP Non-CHP | 2 | X | SUN
Solar Photovoltaic.SUN | solar PV | TRUE | 11479 | Madison Gas & Electric Co | 64080 | Dane County Airport Solar | WI | Dane | 1 | Solar Photovoltaic | PV |  | S | 10.8 |  | 10.8 | 10.8 |  | N |  |  | N | Electric Utility | 1 | X | SUN
Solar Photovoltaic.SUN | solar PV | TRUE | 63718 | Sunflower County Solar Project, LLC | 64081 | Sunflower County | MS | Sunflower | SUNFL | Solar Photovoltaic | PV |  | S | 100 |  | 100 | 100 | 1 | N |  |  | N | Electric Utility | 1 | X | SUN
Solar Photovoltaic.SUN | solar PV | TRUE | 63707 | OYA Blanchard Road LLC | 64084 | Blanchard Road 1 Community Solar | NY | Jefferson | BR1CS | Solar Photovoltaic | PV |  | S | 5 |  | 5 | 5 |  | N |  |  | N | IPP Non-CHP | 2 | X | SUN
Batteries.MWH | battery storage | 0 | 63707 | OYA Blanchard Road LLC | 64084 | Blanchard Road 1 Community Solar | NY | Jefferson | BR1S | Batteries | BA |  | S | 5 |  | 5 | 5 |  | N |  |  | N | IPP Non-CHP | 2 | X | MWH
Solar Photovoltaic.SUN | solar PV | TRUE | 63693 | Captona N.P. LLC | 64085 | North Providence | RI | Providence | CPRI2 | Solar Photovoltaic | PV |  | W | 2 |  | 2 | 2 |  | N |  |  | N | IPP Non-CHP | 2 | X | SUN
Solar Photovoltaic.SUN | solar PV | TRUE | 63708 | OYA Blanchard Road 2 LLC | 64087 | Blanchard Road 2 Community Solar | NY | Jefferson | BR2CS | Solar Photovoltaic | PV |  | S | 5 |  | 5 | 5 |  | N |  |  | N | IPP Non-CHP | 2 | X | SUN
Batteries.MWH | battery storage | 0 | 63708 | OYA Blanchard Road 2 LLC | 64087 | Blanchard Road 2 Community Solar | NY | Jefferson | BR2S | Batteries | BA |  | S | 5 |  | 5 | 5 |  | N |  |  | N | IPP Non-CHP | 2 | X | MWH
Batteries.MWH | battery storage | 0 | 63709 | OYA NYS Rte 12 LLC | 64090 | NYS Rte 12 Community Solar | NY | Jefferson | NR12S | Batteries | BA |  | S | 5 |  | 5 | 5 |  | N |  |  | N | IPP Non-CHP | 2 | X | MWH
Solar Photovoltaic.SUN | solar PV | TRUE | 63709 | OYA NYS Rte 12 LLC | 64090 | NYS Rte 12 Community Solar | NY | Jefferson | NYR12 | Solar Photovoltaic | PV |  | S | 5 |  | 5 | 5 |  | N |  |  | N | IPP Non-CHP | 2 | X | SUN
Solar Photovoltaic.SUN | solar PV | TRUE | 63710 | OYA 2643 Moore Road LLC | 64091 | Moore Road Community Solar | NY | Niagara | MROCS | Solar Photovoltaic | PV |  | S | 5 | 1 | 5 | 5 |  | N |  |  | N | IPP Non-CHP | 2 | X | SUN
Solar Photovoltaic.SUN | solar PV | TRUE | 63711 | OYA Great Lakes Seaway LLC | 64092 | Great Lakes Seaway Community Solar | NY | Jefferson | GLSCS | Solar Photovoltaic | PV |  | S | 5 |  | 5 | 5 |  | N |  |  | N | IPP Non-CHP | 2 | X | SUN
Batteries.MWH | battery storage | 0 | 63711 | OYA Great Lakes Seaway LLC | 64092 | Great Lakes Seaway Community Solar | NY | Jefferson | GLSS | Batteries | BA |  | S | 5 |  | 5 | 5 |  | N |  |  | N | IPP Non-CHP | 2 | X | MWH
Solar Photovoltaic.SUN | solar PV | TRUE | 5248 | Dominion Energy Inc. | 64093 | Montross Solar | VA | Westmoreland | MOSO | Solar Photovoltaic | PV |  | S | 20 | 0.95 | 20 | 20 |  | N |  |  | N | Electric Utility | 1 | X | SUN
Solar Photovoltaic.SUN | solar PV | TRUE | 60025 | Greenbacker Renewable Energy Corporation | 64096 | Samuel Mickle School | NJ | Gloucester | 248 | Solar Photovoltaic | PV |  | S | 1.1 |  | 1.1 | 1.1 |  | N |  |  | N | IPP Non-CHP | 2 | X | SUN
Solar Photovoltaic.SUN | solar PV | TRUE | 60025 | Greenbacker Renewable Energy Corporation | 64097 | Electric City Solar | MI | St Joseph | 232 | Solar Photovoltaic | PV |  | S | 15 |  | 15 | 15 |  | N |  |  | N | IPP Non-CHP | 2 | X | SUN
Solar Photovoltaic.SUN | solar PV | FALSE | 60947 | Tesla Inc. | 64098 | Tesla Reno GigaFactory | NV | Storey | 1 | Solar Photovoltaic | PV |  | S | 0.4 |  | 0.4 | 0.4 | 0.1 | N |  |  | N | Industrial Non-CHP | 6 | X | SUN
Solar Photovoltaic.SUN | solar PV | FALSE | 60947 | Tesla Inc. | 64098 | Tesla Reno GigaFactory | NV | Storey | 2 | Solar Photovoltaic | PV |  | S | 0.5 |  | 0.5 | 0.5 |  | N |  |  | N | Industrial Non-CHP | 6 | X | SUN
Solar Photovoltaic.SUN | solar PV | FALSE | 60947 | Tesla Inc. | 64098 | Tesla Reno GigaFactory | NV | Storey | 5 | Solar Photovoltaic | PV |  | S | 0.9 |  | 0.9 | 0.9 |  | N |  |  | N | Industrial Non-CHP | 6 | X | SUN
Solar Photovoltaic.SUN | solar PV | FALSE | 60947 | Tesla Inc. | 64098 | Tesla Reno GigaFactory | NV | Storey | RA | Solar Photovoltaic | PV |  | S | 1.1 |  | 1.1 | 1.1 |  | N |  |  | N | Industrial Non-CHP | 6 | X | SUN
Solar Photovoltaic.SUN | solar PV | FALSE | 60947 | Tesla Inc. | 64098 | Tesla Reno GigaFactory | NV | Storey | RB | Solar Photovoltaic | PV |  | S | 1.8 |  | 1.8 | 1.8 |  | N |  |  | N | Industrial Non-CHP | 6 | X | SUN
Solar Photovoltaic.SUN | solar PV | FALSE | 60947 | Tesla Inc. | 64098 | Tesla Reno GigaFactory | NV | Storey | RC | Solar Photovoltaic | PV |  | S | 2 |  | 2 | 2 |  | N |  |  | N | Industrial Non-CHP | 6 | X | SUN
Solar Photovoltaic.SUN | solar PV | TRUE | 63728 | Tweite Community Solar LLC | 64099 | Tweite Community Solar LLC | MN | Olmsted | TWEIT | Solar Photovoltaic | PV |  | S | 1 |  | 1 | 1 |  | N |  |  | N | IPP Non-CHP | 2 | X | SUN
Solar Photovoltaic.SUN | solar PV | TRUE | 63729 | Morgan Solar 4, LLC | 64100 | Morgan Solar 4, LLC CSG | IL | Morgan | MORG | Solar Photovoltaic | PV |  | S | 2 |  | 2 | 2 |  | N |  |  | N | IPP Non-CHP | 2 | X | SUN
Solar Photovoltaic.SUN | solar PV | TRUE | 60025 | Greenbacker Renewable Energy Corporation | 64101 | Mid-River PA, LLC (ABE4) | PA | Northampton | 259 | Solar Photovoltaic | PV |  | S | 3 |  | 3 | 3 |  | N |  |  | N | IPP Non-CHP | 2 | X | SUN
Solar Photovoltaic.SUN | solar PV | TRUE | 63730 | DG New York Solar, LLC | 64102 | GE 19th Hole | NY | Fulton | GE19H | Solar Photovoltaic | PV |  | S | 7.7 | 1 | 7.7 | 7.7 |  | N |  |  | N | IPP Non-CHP | 2 | X | SUN
Solar Photovoltaic.SUN | solar PV | TRUE | 63731 | Desert Harvest II LLC | 64103 | Desert Harvest II LLC | CA | Riverside | DH002 | Solar Photovoltaic | PV |  | S | 70 |  | 70 | 70 | 2 | N |  |  | N | IPP Non-CHP | 2 | X | SUN
Batteries.MWH | battery storage | 0 | 63731 | Desert Harvest II LLC | 64103 | Desert Harvest II LLC | CA | Riverside | DH003 | Batteries | BA |  | S | 35 |  | 35 | 35 | 1 | N |  |  | N | IPP Non-CHP | 2 | X | MWH
Solar Photovoltaic.SUN | solar PV | TRUE | 63732 | Maverick Solar 4, LLC | 64104 | Maverick Solar 4, LLC | CA | Riverside | MAV02 | Solar Photovoltaic | PV |  | S | 100 |  | 100 | 100 |  | N |  |  | N | IPP Non-CHP | 2 | X | SUN
Solar Photovoltaic.SUN | solar PV | TRUE | 63733 | Maverick Solar 6, LLC | 64105 | Maverick Solar 6, LLC | CA | Riverside | MAV03 | Solar Photovoltaic | PV |  | S | 100 |  | 100 | 100 |  | N |  |  | N | IPP Non-CHP | 2 | X | SUN
Batteries.MWH | battery storage | 0 | 63733 | Maverick Solar 6, LLC | 64105 | Maverick Solar 6, LLC | CA | Riverside | MAV04 | Batteries | BA |  | S | 50 |  | 50 | 50 |  | N |  |  | N | IPP Non-CHP | 2 | X | MWH
Solar Photovoltaic.SUN | solar PV | TRUE | 63734 | Maverick Solar 7, LLC | 64106 | Maverick Solar 7, LLC | CA | Riverside | MAV05 | Solar Photovoltaic | PV |  | S | 132 |  | 132 | 132 | 132 | N |  |  | N | IPP Non-CHP | 2 | X | SUN
Solar Photovoltaic.SUN | solar PV | TRUE | 63735 | Captona Canton LLC | 64107 | Canton | MA | Norfolk | CPMA1 | Solar Photovoltaic | PV |  | W | 5 |  | 5 | 5 |  | N |  |  | N | IPP Non-CHP | 2 | X | SUN
Solar Photovoltaic.SUN | solar PV | TRUE | 63737 | Captona Lippitt Ave Cranston LLC | 64108 | Gold Meadow Farms | RI | Kent | CPRI7 | Solar Photovoltaic | PV |  | W | 16.2 |  | 16.2 | 16.2 |  | N |  |  | N | IPP Non-CHP | 2 | X | SUN
Solar Photovoltaic.SUN | solar PV | TRUE | 63738 | Captona Ravenbrook LLC | 64109 | Ravenbrook | MA | Plymouth | CPMA2 | Solar Photovoltaic | PV |  | W | 5 |  | 5 | 5 |  | N |  |  | N | IPP Non-CHP | 2 | X | SUN
Solar Photovoltaic.SUN | solar PV | TRUE | 63739 | Captona Hudson LLC | 64110 | Hudson | MA | Middlesex | CPMA6 | Solar Photovoltaic | PV |  | W | 5 |  | 5 | 5 |  | N |  |  | N | IPP Non-CHP | 2 | X | SUN
Solar Photovoltaic.SUN | solar PV | TRUE | 63740 | Captona A Street 2 Johnston LLC | 64111 | A Street 2 | RI | Providence | CPRI5 | Solar Photovoltaic | PV |  | W | 1.6 |  | 1.6 | 1.6 |  | N |  |  | N | IPP Non-CHP | 2 | X | SUN
Solar Photovoltaic.SUN | solar PV | TRUE | 63741 | Captona Berkley LLC | 64112 | Berkley | MA | Bristol | CPMA3 | Solar Photovoltaic | PV |  | W | 3 |  | 3 | 3 |  | N |  |  | N | IPP Non-CHP | 2 | X | SUN
Solar Photovoltaic.SUN | solar PV | TRUE | 63742 | Captona Kilvert Street Warwick LLC | 64113 | Kilvert | RI | Kent | CPRI1 | Solar Photovoltaic | PV |  | W | 4.7 |  | 4.7 | 4.7 |  | N |  |  | N | IPP Non-CHP | 2 | X | SUN
Solar Photovoltaic.SUN | solar PV | TRUE | 63743 | Captona A Street 1 Johnston LLC | 64114 | A Street 1 | RI | Providence | CPRI4 | Solar Photovoltaic | PV |  | W | 1.2 |  | 1.2 | 1.2 |  | N |  |  | N | IPP Non-CHP | 2 | X | SUN
Solar Photovoltaic.SUN | solar PV | TRUE | 63744 | Captona Carver LLC | 64115 | Carver | MA | Plymouth | CPMA4 | Solar Photovoltaic | PV |  | W | 1.5 |  | 1.5 | 1.5 |  | N |  |  | N | IPP Non-CHP | 2 | X | SUN
Solar Photovoltaic.SUN | solar PV | TRUE | 63745 | Captona Plainfield Pike Johnston LLC | 64116 | Plainfield Pike | RI | Providence | CPRI6 | Solar Photovoltaic | PV |  | W | 2 |  | 2 | 2 |  | N |  |  | N | IPP Non-CHP | 2 | X | SUN
Solar Photovoltaic.SUN | solar PV | TRUE | 63746 | Meadowlark Solar, LLC | 64117 | Meadowlark Solar | NC | Harnett | MLS01 | Solar Photovoltaic | PV |  | S | 4.9 |  | 4.9 | 4.9 |  | N |  |  | N | IPP Non-CHP | 2 | X | SUN
Solar Photovoltaic.SUN | solar PV | TRUE | 63747 | Nash 97 Solar 2, LLC | 64118 | Nash 97 Solar 2 | NC | Nash | N97S2 | Solar Photovoltaic | PV |  | S | 4.9 |  | 4.9 | 4.9 |  | N |  |  | N | IPP Non-CHP | 2 | X | SUN
Solar Photovoltaic.SUN | solar PV | TRUE | 63748 | Nickelson Solar 2, LLC | 64119 | Nickelson Solar 2 | NC | Duplin | NS2 | Solar Photovoltaic | PV |  | S | 4.9 |  | 4.9 | 4.9 |  | N |  |  | N | IPP Non-CHP | 2 | X | SUN
Solar Photovoltaic.SUN | solar PV | TRUE | 63736 | Captona Chicopee LLC | 64120 | Chicopee | MA | Hampden | CPMA5 | Solar Photovoltaic | PV |  | W | 2 |  | 2 | 2 |  | N |  |  | N | IPP Non-CHP | 2 | X | SUN
Solar Photovoltaic.SUN | solar PV | TRUE | 63749 | Siler City Solar 2, LLC | 64121 | Siler City Solar 2 | NC | Chatham | SCS2 | Solar Photovoltaic | PV |  | S | 4.9 |  | 4.9 | 4.9 |  | N |  |  | N | IPP Non-CHP | 2 | X | SUN
Solar Photovoltaic.SUN | solar PV | TRUE | 63753 | Marlow Solar, LLC | 64122 | Marlow Solar, LLC CSG | IL | Jefferson | MARL | Solar Photovoltaic | PV |  | S | 2 |  | 2 | 2 |  | N |  |  | N | IPP Non-CHP | 2 | X | SUN
Conventional Hydroelectric.WAT | hydro | TRUE | 63751 | James W. Broderick Hydropower Plant | 64123 | James W. Broderick Hydropower Plant | CO | Pueblo | GEN35 | Conventional Hydroelectric | HY |  | S | 3.5 | 0.95 | 3.3 | 3.3 | 1 | N |  |  | N | IPP Non-CHP | 2 | X | WAT
Conventional Hydroelectric.WAT | hydro | TRUE | 63751 | James W. Broderick Hydropower Plant | 64123 | James W. Broderick Hydropower Plant | CO | Pueblo | GEN40 | Conventional Hydroelectric | HY |  | S | 4 | 0.95 | 3.8 | 3.8 | 1.5 | N |  |  | N | IPP Non-CHP | 2 | X | WAT
Solar Photovoltaic.SUN | solar PV | TRUE | 63758 | IGS Stockton DG, LLC | 64124 | IGS Stockton DG CSG | IL | Jo Daviess | BREW | Solar Photovoltaic | PV |  | S | 1.9 |  | 1.9 | 1.9 |  | N |  |  | N | IPP Non-CHP | 2 | X | SUN
Solar Photovoltaic.SUN | solar PV | TRUE | 63758 | IGS Stockton DG, LLC | 64124 | IGS Stockton DG CSG | IL | Jo Daviess | BREW2 | Solar Photovoltaic | PV |  | S | 1.9 |  | 1.9 | 1.9 |  | N |  |  | N | IPP Non-CHP | 2 | X | SUN
Solar Photovoltaic.SUN | solar PV | TRUE | 63244 | KSI II Consolidated, LLC | 64125 | Podunque Road CSG | NY | Allegany | TWNSD | Solar Photovoltaic | PV |  | S | 5 |  | 5 | 5 | 5 | N |  |  | N | IPP Non-CHP | 2 | X | SUN
Solar Photovoltaic.SUN | solar PV | TRUE | 63244 | KSI II Consolidated, LLC | 64126 | County Road 16 | NY | Schuyler | ORNGE | Solar Photovoltaic | PV |  | S | 2 |  | 2 | 2 |  | N |  |  | N | IPP Non-CHP | 2 | X | SUN
Solar Photovoltaic.SUN | solar PV | TRUE | 63244 | KSI II Consolidated, LLC | 64127 | Townsend Road(CSG) | NY | Schuyler | PODNQ | Solar Photovoltaic | PV |  | S | 3.7 |  | 3.7 | 3.7 | 3.7 | N |  |  | N | IPP Non-CHP | 2 | X | SUN
Batteries.MWH | battery storage | 0 | 64059 | Ware Palmer Road Solar LLC | 64128 | Ware Palmer Road Solar LLC CSG | MA | Hampshire | WPRB | Batteries | BA |  | S | 2 |  | 2 | 2 | 0 | N |  |  | N | IPP Non-CHP | 2 | X | MWH
Solar Photovoltaic.SUN | solar PV | TRUE | 64059 | Ware Palmer Road Solar LLC | 64128 | Ware Palmer Road Solar LLC CSG | MA | Hampshire | WPRS | Solar Photovoltaic | PV |  | S | 3 |  | 3 | 3 |  | N |  |  | N | IPP Non-CHP | 2 | X | SUN
Batteries.MWH | battery storage | 0 | 64058 | East Brookfield Adams Road Solar LLC | 64129 | East Brookfield Adams Road Solar LLC CSG | MA | Worcester | EBARB | Batteries | BA |  | S | 3.1 |  | 2.8 | 2.8 |  | Y |  |  | N | IPP Non-CHP | 2 | X | MWH
Solar Photovoltaic.SUN | solar PV | TRUE | 64058 | East Brookfield Adams Road Solar LLC | 64129 | East Brookfield Adams Road Solar LLC CSG | MA | Worcester | EBARS | Solar Photovoltaic | PV |  | S | 5 |  | 5 | 5 |  | N |  |  | N | IPP Non-CHP | 2 | X | SUN
Onshore Wind Turbine.WND | onshore wind | TRUE | 63761 | REG Juhl Glenville Wind, LLC | 64130 | REG Juhl Glenville Wind, LLC | MN | Freeborn | RJGW | Onshore Wind Turbine | WT |  | S | 2.5 |  | 2.5 | 2.5 | 0.1 | N |  |  | N | IPP Non-CHP | 2 | X | WND
Solar Photovoltaic.SUN | solar PV | TRUE | 5248 | Dominion Energy Inc. | 64135 | Grassfield Solar | VA | Chesapeake City | GFSO | Solar Photovoltaic | PV |  | S | 20 |  | 20 | 20 |  | N |  |  | N | Electric Utility | 1 | X | SUN
Solar Photovoltaic.SUN | solar PV | TRUE | 61944 | MN8 Energy LLC | 64137 | Kenmare - Mansfield Branch Street | MA | Bristol | GEN1 | Solar Photovoltaic | PV |  | W | 1.5 | 1 | 1.5 | 1.5 |  | N |  |  | N | IPP Non-CHP | 2 | X | SUN
Onshore Wind Turbine.WND | onshore wind | TRUE | 63765 | Irish Creek Wind, LLC | 64138 | Irish Creek Wind | KS | Marshall | ICW1 | Onshore Wind Turbine | WT |  | S | 300.6 | 0.9 | 300.6 | 300.6 | 30 | N |  |  | N | IPP Non-CHP | 2 | X | WND
Onshore Wind Turbine.WND | onshore wind | TRUE | 63764 | Haystack Wind Project, LLC | 64139 | Haystack Wind Project, LLC | NE | Wayne | 4444 | Onshore Wind Turbine | WT |  | S | 298 | 0.9 | 298 | 298 | 0 | N |  |  | N | IPP Non-CHP | 2 | X | WND
Batteries.MWH | battery storage | 0 | 61012 | AES Distributed Energy | 64140 | BWC Stony Brook, LLC Hybrid | MA | Middlesex | BESS | Batteries | BA |  | S | 0.7 |  | 0.7 | 0.7 | 0 | N |  |  | N | IPP Non-CHP | 2 | X | MWH
Solar Photovoltaic.SUN | solar PV | TRUE | 61012 | AES Distributed Energy | 64140 | BWC Stony Brook, LLC Hybrid | MA | Middlesex | BSBPV | Solar Photovoltaic | PV |  | S | 1.6 |  | 1.6 | 1.6 | 0 | N |  |  | N | IPP Non-CHP | 2 | X | SUN
Other Waste Biomass.OBG | biomass | TRUE | 63763 | Still Water Power LLC | 64141 | Still Water Power | CA | Kings | 4 | Other Waste Biomass | IC |  | S | 1 | 1 | 1 | 1 | 0.1 | N |  |  | N | IPP Non-CHP | 2 | X | OBG
Natural Gas Internal Combustion Engine.NG | natural gas peaker | TRUE | 60571 | AEP Onsite Partners, LLC | 64142 | LabCorp Engine | NJ | Somerset | LCG | Natural Gas Internal Combustion Engine | IC |  | S | 3.2 | 0.8 | 3.2 | 3.2 | 0.1 | N |  |  | N | IPP Non-CHP | 2 | X | NG
Other Natural Gas.NG | natural gas peaker | TRUE | 60571 | AEP Onsite Partners, LLC | 64143 | Bloom-Altice Fuel Cell | NY | Nassau | BLA | Other Natural Gas | FC |  | S | 2 | 1 | 2 | 2 | 1 | N |  |  | N | IPP Non-CHP | 2 | X | NG
Solar Photovoltaic.SUN | solar PV | TRUE | 64775 | Harts Mills Solar, LLC | 64144 | Harts Mill Solar, LLC | NC | Edgecombe | HMS01 | Solar Photovoltaic | PV |  | S | 80 |  | 80 | 80 |  | N |  |  | N | IPP Non-CHP | 2 | X | SUN
Solar Photovoltaic.SUN | solar PV | TRUE | 6455 | Duke Energy Florida, LLC | 64145 | Bay Trail Solar Power Plant | FL | Citrus | PV1 | Solar Photovoltaic | PV |  | S | 74.9 |  | 74.9 | 74.9 |  | N |  |  | N | Electric Utility | 1 | X | SUN
Solar Photovoltaic.SUN | solar PV | TRUE | 6455 | Duke Energy Florida, LLC | 64146 | Sandy Creek Solar Power Plant | FL | Bay | PV1 | Solar Photovoltaic | PV |  | S | 74.9 |  | 74.9 | 74.9 |  | N |  |  | N | Electric Utility | 1 | X | SUN
Batteries.MWH | battery storage | 0 | 61012 | AES Distributed Energy | 64147 | ZPD-PT Solar Project 2017-038 Hybrid LLC | MA | Worcester | DRAES | Batteries | BA |  | S | 3.5 |  | 3.5 | 3.5 | 0 | N |  |  | N | IPP Non-CHP | 2 | X | MWH
Solar Photovoltaic.SUN | solar PV | TRUE | 61012 | AES Distributed Energy | 64147 | ZPD-PT Solar Project 2017-038 Hybrid LLC | MA | Worcester | DRAPV | Solar Photovoltaic | PV |  | S | 5 |  | 5 | 5 | 0 | N |  |  | N | IPP Non-CHP | 2 | X | SUN
Solar Photovoltaic.SUN | solar PV | TRUE | 63772 | Fish Springs Ranch Solar, LLC | 64148 | Fish Springs | NV | Washoe | FISH | Solar Photovoltaic | PV |  | S | 100 |  | 100 | 100 |  | N |  |  | N | IPP Non-CHP | 2 | X | SUN
Batteries.MWH | battery storage | 0 | 63772 | Fish Springs Ranch Solar, LLC | 64148 | Fish Springs | NV | Washoe | FISHB | Batteries | BA |  | S | 25 |  | 25 | 25 | 0 | N |  |  | N | IPP Non-CHP | 2 | X | MWH
Onshore Wind Turbine.WND | onshore wind | TRUE | 63773 | Orsted Onshore North America | 64149 | Western Trail Wind, LLC | TX | Wilbarger | WTW | Onshore Wind Turbine | WT |  | S | 366.6 |  | 366.6 | 366.6 | 0 | N |  |  | N | IPP Non-CHP | 2 | X | WND
Solar Photovoltaic.SUN | solar PV | TRUE | 63769 | Lancaster Solar GA, LLC | 64150 | Lancaster Solar GA | GA | Randolph | LANCR | Solar Photovoltaic | PV |  | S | 80 |  | 80 | 80 |  | N |  |  | N | IPP Non-CHP | 2 | X | SUN
Solar Photovoltaic.SUN | solar PV | TRUE | 63770 | SR Perry, LLC | 64151 | SR Perry | GA | Houston | PERRY | Solar Photovoltaic | PV |  | S | 68 |  | 68 | 68 |  | N |  |  | N | IPP Non-CHP | 2 | X | SUN
Solar Photovoltaic.SUN | solar PV | TRUE | 63771 | SR Rattlesnake, LLC | 64152 | SR Rattlesnake | CO | Weld | SNAKE | Solar Photovoltaic | PV |  | S | 6 |  | 6 | 6 |  | N |  |  | N | IPP Non-CHP | 2 | X | SUN
Solar Photovoltaic.SUN | solar PV | TRUE | 63359 | REA Investments, LLC | 64153 | Novel Novak Solar LLC CSG | MN | Benton | NOVAK | Solar Photovoltaic | PV |  | S | 1 | 1 | 1 | 1 |  | N |  |  | N | IPP Non-CHP | 2 | X | SUN
Solar Photovoltaic.SUN | solar PV | TRUE | 63359 | REA Investments, LLC | 64154 | Novel Shelly Solar LLC (CSG) | MN | Lyon | SHLLY | Solar Photovoltaic | PV |  | S | 1 | 1 | 1 | 1 |  | N |  |  | N | IPP Non-CHP | 2 | X | SUN
Natural Gas Internal Combustion Engine.NG | natural gas peaker | TRUE | 60571 | AEP Onsite Partners, LLC | 64157 | Clyde Peaking Engine | OH | Sandusky | CPG | Natural Gas Internal Combustion Engine | IC |  | S | 10 | 1 | 10 | 10 | 0.3 | N |  |  | N | IPP Non-CHP | 2 | X | NG
Solar Photovoltaic.SUN | solar PV | TRUE | 63777 | Mechanicsville Solar, LLC | 64158 | Mechanicsville Solar | VA | Hanover | MECH | Solar Photovoltaic | PV |  | S | 25 |  | 25 | 25 |  | N |  |  | N | IPP Non-CHP | 2 | X | SUN
Solar Photovoltaic.SUN | solar PV | TRUE | 63779 | Morgan Solar 2, LLC | 64159 | Morgan Solar 2, LLC CSG | IL | Morgan | MRG2 | Solar Photovoltaic | PV |  | S | 2 |  | 2 | 2 |  | N |  |  | N | IPP Non-CHP | 2 | X | SUN
Solar Photovoltaic.SUN | solar PV | TRUE | 63706 | Newton Municipal Solar LLC - Rumford | 64162 | Newton Rumford Landfill | MA | Middlesex | 7759A | Solar Photovoltaic | PV |  | S | 1.7 |  | 1.7 | 1.7 |  | N |  |  | N | IPP Non-CHP | 2 | X | SUN
Onshore Wind Turbine.WND | onshore wind | TRUE | 56201 | Engie North America | 64165 | Priddy Wind Project | TX | Mills | WTG1 | Onshore Wind Turbine | WT |  | S | 302.4 | 0.95 | 302.4 | 302.4 | 4 | N |  |  | N | IPP Non-CHP | 2 | X | WND
Solar Photovoltaic.SUN | solar PV | TRUE | 63794 | Albemarle Beach Solar, LLC | 64169 | Albemarle Beach Solar | NC | Washington | BEACH | Solar Photovoltaic | PV |  | S | 80 | 1 | 80 | 80 |  | N |  |  | N | IPP Non-CHP | 2 | X | SUN
Batteries.MWH | battery storage | 0 | 61012 | AES Distributed Energy | 64170 | BWC Muddy Brook, LLC Hybrid | MA | Worcester | MBES | Batteries | BA |  | S | 0.9 |  | 0.9 | 0.9 | 0 | N |  |  | N | IPP Non-CHP | 2 | X | MWH
Solar Photovoltaic.SUN | solar PV | TRUE | 61012 | AES Distributed Energy | 64170 | BWC Muddy Brook, LLC Hybrid | MA | Worcester | MBPV | Solar Photovoltaic | PV |  | S | 1 |  | 1 | 1 |  | N |  |  | N | IPP Non-CHP | 2 | X | SUN
Onshore Wind Turbine.WND | onshore wind | TRUE | 63783 | Rockhaven Wind Project, LLC | 64172 | Rockhaven Wind Project, LLC | OK | Garvin | RHWWT | Onshore Wind Turbine | WT |  | S | 140 |  | 140 | 140 | 0 | N |  |  | N | IPP Non-CHP | 2 | X | WND
Solar Photovoltaic.SUN | solar PV | TRUE | 61060 | Cypress Creek Renewables | 64173 | Lotus | NC | Guilford | 1305 | Solar Photovoltaic | PV |  | S | 4 |  | 4 | 4 |  | N |  |  | N | IPP Non-CHP | 2 | X | SUN
Solar Photovoltaic.SUN | solar PV | TRUE | 61060 | Cypress Creek Renewables | 64174 | Big Boy | NC | Guilford | 1303 | Solar Photovoltaic | PV |  | S | 3 |  | 3 | 3 |  | N |  |  | N | IPP Non-CHP | 2 | X | SUN
Solar Photovoltaic.SUN | solar PV | TRUE | 61060 | Cypress Creek Renewables | 64175 | Beth | NC | Guilford | 1302 | Solar Photovoltaic | PV |  | S | 5 |  | 5 | 5 |  | N |  |  | N | IPP Non-CHP | 2 | X | SUN
Solar Photovoltaic.SUN | solar PV | TRUE | 61060 | Cypress Creek Renewables | 64176 | Charlie | NC | Guilford | 1304 | Solar Photovoltaic | PV |  | S | 4 |  | 4 | 4 |  | N |  |  | N | IPP Non-CHP | 2 | X | SUN
Onshore Wind Turbine.WND | onshore wind | TRUE | 56769 | Consolidated Edison Development Inc. | 64177 | CED Manchester Wind | IA | Delaware | MANW | Onshore Wind Turbine | WT |  | S | 7.9 |  | 7.9 | 7.9 | 0 | N |  |  | N | IPP Non-CHP | 2 | X | WND
Onshore Wind Turbine.WND | onshore wind | TRUE | 56769 | Consolidated Edison Development Inc. | 64178 | CED Centerville Wind | IA | Appanoose | CENTW | Onshore Wind Turbine | WT |  | S | 7.9 |  | 7.9 | 7.9 | 0 | N |  |  | N | IPP Non-CHP | 2 | X | WND
Solar Photovoltaic.SUN | solar PV | TRUE | 62856 | Forefront Power, LLC | 64179 | IA - City of Ames - Airport Road | IA | Story | 17000 | Solar Photovoltaic | PV |  | S | 2 |  | 2 | 2 |  | N |  |  | N | IPP Non-CHP | 2 | X | SUN
Solar Photovoltaic.SUN | solar PV | TRUE | 62856 | Forefront Power, LLC | 64180 | MD - CS - Potomac Edison Co - GA29 TPE | MD | Garrett | 19002 | Solar Photovoltaic | PV |  | S | 2 |  | 2 | 2 |  | N |  |  | N | IPP Non-CHP | 2 | X | SUN
Batteries.MWH | battery storage | 0 | 61012 | AES Distributed Energy | 64182 | BWC Lake Lashaway, LLC Hybrid | MA | Worcester | DRAES | Batteries | BA |  | S | 3.7 |  | 3.7 | 3.7 | 0 | N |  |  | N | IPP Non-CHP | 2 | X | MWH
Solar Photovoltaic.SUN | solar PV | TRUE | 61012 | AES Distributed Energy | 64182 | BWC Lake Lashaway, LLC Hybrid | MA | Worcester | DRAPV | Solar Photovoltaic | PV |  | S | 4.2 |  | 4.2 | 4.2 |  | N |  |  | N | IPP Non-CHP | 2 | X | SUN
Onshore Wind Turbine.WND | onshore wind | TRUE | 63802 | Independence Wind Energy LLC | 64183 | Independence Wind Farm | IA | Delaware | IWE | Onshore Wind Turbine | WT |  | S | 55.4 |  | 54 | 54 | 1.9 | N |  |  | N | IPP Non-CHP | 2 | X | WND
Solar Photovoltaic.SUN | solar PV | TRUE | 61012 | AES Distributed Energy | 64184 | ZPD-PT Solar Project 2017-044 LLC CSG | MA | Worcester | DRAPV | Solar Photovoltaic | PV |  | S | 1 | 1 | 1 | 1 |  | N |  |  | N | IPP Non-CHP | 2 | X | SUN
Batteries.MWH | battery storage | 0 | 61012 | AES Distributed Energy | 64185 | ZPD-PT Solar Project 2017-023 LLC Hybrid CSG | MA | Worcester | DRAES | Batteries | BA |  | S | 1.9 |  | 1.9 | 1.9 | 0 | N |  |  | N | IPP Non-CHP | 2 | X | MWH
Solar Photovoltaic.SUN | solar PV | TRUE | 61012 | AES Distributed Energy | 64185 | ZPD-PT Solar Project 2017-023 LLC Hybrid CSG | MA | Worcester | DRAPV | Solar Photovoltaic | PV |  | S | 2.8 |  | 2.8 | 2.8 | 0 | N |  |  | N | IPP Non-CHP | 2 | X | SUN
Solar Photovoltaic.SUN | solar PV | TRUE | 60025 | Greenbacker Renewable Energy Corporation | 64186 | Graphite Solar I | UT | Carbon | 394 | Solar Photovoltaic | PV |  | S | 80 |  | 80 | 80 |  | N |  |  | N | IPP Non-CHP | 2 | X | SUN
Batteries.MWH | battery storage | 0 | 61012 | AES Distributed Energy | 64187 | ZPD-PT Solar Project 2017-021 LLC Hybrid CSG | MA | Hampden | DRAES | Batteries | BA |  | S | 0.7 |  | 1 | 1 | 0 | N |  |  | N | IPP Non-CHP | 2 | X | MWH
Solar Photovoltaic.SUN | solar PV | TRUE | 61012 | AES Distributed Energy | 64187 | ZPD-PT Solar Project 2017-021 LLC Hybrid CSG | MA | Hampden | DRAPV | Solar Photovoltaic | PV |  | S | 1 |  | 1 | 1 | 0 | N |  |  | N | IPP Non-CHP | 2 | X | SUN
Solar Photovoltaic.SUN | solar PV | TRUE | 63804 | Pacific Energy Solutions, LLC | 64190 | Waipio Peninsula | HI | Honolulu | 82803 | Solar Photovoltaic | PV |  | S | 11 |  | 10.2 | 10.2 |  | N |  |  | N | IPP Non-CHP | 2 | X | SUN
Solar Photovoltaic.SUN | solar PV | TRUE | 63798 | SR Lumpkin, LLC | 64191 | SR Lumpkin | GA | Stewart | LUMP | Solar Photovoltaic | PV |  | S | 100 |  | 100 | 100 |  | N |  |  | N | IPP Non-CHP | 2 | X | SUN
Solar Photovoltaic.SUN | solar PV | TRUE | 63796 | Bo Biggs Solar, LLC | 64192 | Bo Biggs Solar | NC | Robeson | BB08 | Solar Photovoltaic | PV |  | S | 4.9 |  | 4.9 | 4.9 |  | N |  |  | N | IPP Non-CHP | 2 | X | SUN
Solar Photovoltaic.SUN | solar PV | TRUE | 63795 | Moore Solar, LLC | 64193 | Moore Solar | NC | Rockingham | MR01 | Solar Photovoltaic | PV |  | S | 5 |  | 5 | 5 |  | N |  |  | N | IPP Non-CHP | 2 | X | SUN
Solar Photovoltaic.SUN | solar PV | TRUE | 60025 | Greenbacker Renewable Energy Corporation | 64194 | 510 Carnegie Center | NJ | Mercer | 313 | Solar Photovoltaic | PV |  | S | 1.4 |  | 1.4 | 1.4 |  | N |  |  | N | IPP Non-CHP | 2 | X | SUN
Solar Photovoltaic.SUN | solar PV | TRUE | 60025 | Greenbacker Renewable Energy Corporation | 64195 | 701 Carnegie Center | NJ | Mercer | 313 | Solar Photovoltaic | PV |  | S | 1.1 |  | 1.1 | 1.1 |  | N |  |  | N | IPP Non-CHP | 2 | X | SUN
Solar Photovoltaic.SUN | solar PV | TRUE | 63813 | Assembly Solar III, LLC | 64196 | Assembly Solar III | MI | Shiawassee | AS3 | Solar Photovoltaic | PV |  | S | 79 |  | 79 | 79 |  | N |  |  | N | IPP Non-CHP | 2 | X | SUN
Batteries.MWH | battery storage | 0 | 20160 | Energy Northwest | 64198 | Horn Rapids Solar, Storage and Training | WA | Benton | HRBE | Batteries | BA |  | S | 1 |  | 1 | 1 | 1 | N |  |  | N | Electric Utility | 1 | X | MWH
Solar Photovoltaic.SUN | solar PV | TRUE | 20160 | Energy Northwest | 64198 | Horn Rapids Solar, Storage and Training | WA | Benton | HRPV | Solar Photovoltaic | PV |  | W | 3.2 |  | 3.2 | 2.3 | 0 | N |  |  | N | Electric Utility | 1 | X | SUN
Solar Photovoltaic.SUN | solar PV | TRUE | 63818 | Jack's Solar Garden | 64200 | Jack's Solar Garden | CO | Boulder | JSG | Solar Photovoltaic | PV |  | S | 1 |  | 1 | 1 |  | N |  |  | N | IPP Non-CHP | 2 | X | SUN
Solar Photovoltaic.SUN | solar PV | TRUE | 63814 | McDonough Solar 1, LLC | 64201 | McDonough Solar 1, LLC CSG | IL | McDonough | MC1B | Solar Photovoltaic | PV |  | S | 2 |  | 2 | 2 |  | N |  |  | N | IPP Non-CHP | 2 | X | SUN
Solar Photovoltaic.SUN | solar PV | TRUE | 63814 | McDonough Solar 1, LLC | 64201 | McDonough Solar 1, LLC CSG | IL | McDonough | MCDH | Solar Photovoltaic | PV |  | S | 2 |  | 2 | 2 |  | N |  |  | N | IPP Non-CHP | 2 | X | SUN
Solar Photovoltaic.SUN | solar PV | TRUE | 62842 | Lightsource Renewable Energy Asset Management, LLC | 64204 | Elara Solar | TX | Frio | ELARA | Solar Photovoltaic | PV |  | W | 132.4 |  | 130 | 130 |  | N |  |  | N | IPP Non-CHP | 2 | X | SUN
Batteries.MWH | battery storage | 0 | 15470 | Duke Energy Indiana, LLC | 64207 | Crane Battery Energy Storage System | IN | Martin | ES1 | Batteries | BA |  | S | 5 | 1 | 5 | 5 | 5 | N |  |  | N | Electric Utility | 1 | X | MWH
Solar Photovoltaic.SUN | solar PV | TRUE | 63820 | SR Baxley, LLC | 64211 | Baxley | GA | Appling | BAXLY | Solar Photovoltaic | PV |  | S | 25 |  | 25 | 25 |  | N |  |  | N | IPP Non-CHP | 2 | X | SUN
Solar Photovoltaic.SUN | solar PV | TRUE | 61514 | Agilitas Energy, LLC | 64213 | Auburn Solar Project | MA | Worcester | AUB | Solar Photovoltaic | PV |  | S | 4.9 |  | 4.9 | 4.9 |  | N |  |  | N | IPP Non-CHP | 2 | X | SUN
Batteries.MWH | battery storage | 0 | 61514 | Agilitas Energy, LLC | 64213 | Auburn Solar Project | MA | Worcester | BEAUB | Batteries | BA |  | S | 3.8 |  | 3.8 | 3.8 |  | N |  |  | N | IPP Non-CHP | 2 | X | MWH
Solar Photovoltaic.SUN | solar PV | TRUE | 58135 | Ecos Energy LLC | 64217 | Blair Solar | CT | Tolland | BLAIR | Solar Photovoltaic | PV |  | S | 1 |  | 1 | 1 | 1 | N |  |  | N | IPP Non-CHP | 2 | X | SUN
Solar Photovoltaic.SUN | solar PV | TRUE | 58135 | Ecos Energy LLC | 64218 | Madison Solar | CT | Tolland | MADIS | Solar Photovoltaic | PV |  | S | 1 |  | 1 | 1 |  | N |  |  | N | IPP Non-CHP | 2 | X | SUN
Solar Photovoltaic.SUN | solar PV | TRUE | 58135 | Ecos Energy LLC | 64219 | Few Solar | CT | Tolland | FEW | Solar Photovoltaic | PV |  | S | 1 |  | 1 | 1 |  | N |  |  | N | IPP Non-CHP | 2 | X | SUN
Solar Photovoltaic.SUN | solar PV | FALSE | 63689 | Wonderful Renewable Energy, LLC. | 64220 | Wonderful Orchards - Westside | CA | Kern | WOC | Solar Photovoltaic | PV |  | W | 5 |  | 5 | 4.2 |  | N |  |  | N | Industrial Non-CHP | 6 | X | SUN
Solar Photovoltaic.SUN | solar PV | FALSE | 63689 | Wonderful Renewable Energy, LLC. | 64221 | Wonderful Orchards - Belridge | CA | Kern | WOC | Solar Photovoltaic | PV |  | W | 5 |  | 5 | 4.2 |  | N |  |  | N | Industrial Non-CHP | 6 | X | SUN
Solar Photovoltaic.SUN | solar PV | TRUE | 63842 | BCSB, LLC | 64222 | Burt County Solar Hybrid | NE | Burt | 1 | Solar Photovoltaic | PV |  | S | 0.7 | 1 | 0.7 | 0.7 | 0.1 | N |  |  | N | IPP Non-CHP | 2 | X | SUN
Batteries.MWH | battery storage | 0 | 63842 | BCSB, LLC | 64222 | Burt County Solar Hybrid | NE | Burt | 2 | Batteries | BA |  | S | 0.7 | 1 | 0.7 | 0.7 | 0.1 | N |  |  | N | IPP Non-CHP | 2 | X | MWH
Solar Photovoltaic.SUN | solar PV | TRUE | 63842 | BCSB, LLC | 64223 | Dodge County Solar Hybrid | NE | Dodge | 1 | Solar Photovoltaic | PV |  | S | 0.7 | 1 | 0.7 | 0.7 | 0.1 | N |  |  | N | IPP Non-CHP | 2 | X | SUN
Batteries.MWH | battery storage | 0 | 63842 | BCSB, LLC | 64223 | Dodge County Solar Hybrid | NE | Dodge | 2 | Batteries | BA |  | S | 0.7 | 1 | 0.7 | 0.7 | 0.1 | N |  |  | N | IPP Non-CHP | 2 | X | MWH
Solar Photovoltaic.SUN | solar PV | TRUE | 63815 | Dressor Plains Solar, LLC | 64224 | Dressor Plains Solar, LLC | IL | Fayette | DPS | Solar Photovoltaic | PV |  | S | 99 |  | 99 | 99 |  | N |  |  | N | IPP Non-CHP | 2 | X | SUN
Solar Photovoltaic.SUN | solar PV | TRUE | 5860 | Empire District Electric Co | 64225 | Prosperity Solar Farm CSG | MO | Jasper | PROS1 | Solar Photovoltaic | PV |  | S | 2.3 |  | 2.2 | 2.2 |  | N |  |  | N | Electric Utility | 1 | X | SUN
Solar Photovoltaic.SUN | solar PV | TRUE | 60281 | Altus Power America Management, LLC | 64226 | Curry Solar | GA | Tattnall | CURRY | Solar Photovoltaic | PV |  | S | 1.1 |  | 1.1 | 1.1 |  | N |  |  | N | IPP Non-CHP | 2 | X | SUN
Solar Photovoltaic.SUN | solar PV | TRUE | 61677 | Sol Systems | 64227 | Alexis Solar, LLC | TX | Brooks | 12001 | Solar Photovoltaic | PV |  | S | 10 |  | 9.5 | 7.3 |  | N |  |  | N | IPP Non-CHP | 2 | X | SUN
Solar Photovoltaic.SUN | solar PV | TRUE | 63834 | Blue Goose Solar | 64228 | Blue Goose Solar CSG | IL | Whiteside | BLGS | Solar Photovoltaic | PV |  | S | 2 |  | 2 | 2 |  | N |  |  | N | IPP Non-CHP | 2 | X | SUN
Solar Photovoltaic.SUN | solar PV | TRUE | 63833 | Iroquois Solar 1B LLC | 64229 | Iroquois Solar 1B LLC CSG | IL | Iroquois | IROQ | Solar Photovoltaic | PV |  | S | 2 |  | 2 | 2 |  | N |  |  | N | IPP Non-CHP | 2 | X | SUN
Onshore Wind Turbine.WND | onshore wind | TRUE | 63835 | Indiana Crossroads Wind Farms LLC | 64230 | Indiana Crossroads Wind Farm LLC | IN | White | GEN01 | Onshore Wind Turbine | WT |  | S | 302.4 | 0.95 | 302.4 | 302.4 | 20 | N |  |  | N | IPP Non-CHP | 2 | X | WND
Solar Photovoltaic.SUN | solar PV | TRUE | 63841 | Hadley 3 Solar, LLC (North) | 64231 | Hadley 3 Solar (North) | MA | Hampshire | 3093 | Solar Photovoltaic | PV |  | S | 3.9 |  | 3.9 | 3.1 |  | N |  |  | N | IPP Non-CHP | 2 | X | SUN
Solar Photovoltaic.SUN | solar PV | TRUE | 63822 | Hadley 3 Solar, LLC (South) | 64232 | Hadley 3 Solar (South) | MA | Hampshire | 6554 | Solar Photovoltaic | PV |  | S | 2 |  | 2 | 1.6 |  | N |  |  | N | IPP Non-CHP | 2 | X | SUN
Solar Photovoltaic.SUN | solar PV | TRUE | 63823 | Solar Lee, LLC | 64237 | Solar Lee, LLC | NC | Wayne | 002 | Solar Photovoltaic | PV |  | W | 4.9 |  | 4.9 | 4.9 |  | N |  |  | N | IPP Non-CHP | 2 | X | SUN
Solar Photovoltaic.SUN | solar PV | TRUE | 63824 | Acme Solar, LLC | 64238 | Acme Solar, LLC | NC | Columbus | 018 | Solar Photovoltaic | PV |  | W | 4.9 |  | 4.9 | 4.9 |  | N |  |  | N | IPP Non-CHP | 2 | X | SUN
Natural Gas Fired Combustion Turbine.NG | natural gas peaker | FALSE | 63827 | Bioenergy DevCo | 64241 | Maryland Bioenergy Center (Jessup) | MD | Howard | CHP1 | Natural Gas Fired Combustion Turbine | GT |  | S | 1.1 | 0.8 | 1.1 | 1.1 | 1.1 | N |  |  | Y | Industrial CHP | 7 | T | NG
Conventional Hydroelectric.WAT | hydro | TRUE | 63831 | St. Cloud Hydroelectric Generation Facility | 64242 | St. Cloud Hydro | MN | Stearns | GEN#1 | Conventional Hydroelectric | HY |  | S | 4.3 | 0.8 | 4.3 | 4.3 | 0.2 | N |  |  | N | IPP Non-CHP | 2 | X | WAT
Conventional Hydroelectric.WAT | hydro | TRUE | 63831 | St. Cloud Hydroelectric Generation Facility | 64242 | St. Cloud Hydro | MN | Stearns | GEN#2 | Conventional Hydroelectric | HY |  | S | 4.3 | 0.8 | 4.3 | 4.3 | 0.2 | N |  |  | N | IPP Non-CHP | 2 | X | WAT
Solar Photovoltaic.SUN | solar PV | TRUE | 63845 | Sullivan B Community Solar LLC | 64243 | Sullivan B Community Solar LLC | IL | McDonough | SULL | Solar Photovoltaic | PV |  | S | 2 |  | 2 | 2 |  | N |  |  | N | IPP Non-CHP | 2 | X | SUN
Solar Photovoltaic.SUN | solar PV | TRUE | 9234 | Indiana Municipal Power Agency | 64244 | Anderson 3 | IN | Madison | SAND3 | Solar Photovoltaic | PV |  | W | 8.7 |  | 8.7 | 7 |  | N |  |  | N | Electric Utility | 1 | X | SUN
Solar Photovoltaic.SUN | solar PV | TRUE | 9234 | Indiana Municipal Power Agency | 64245 | Anderson 5 | IN | Madison | SAND5 | Solar Photovoltaic | PV |  | W | 3 |  | 3 | 2.4 |  | N |  |  | N | Electric Utility | 1 | X | SUN
Solar Photovoltaic.SUN | solar PV | TRUE | 9234 | Indiana Municipal Power Agency | 64246 | Peru 2 | IN | Miami | PERU2 | Solar Photovoltaic | PV |  | W | 9.5 |  | 9.5 | 7.6 |  | N |  |  | N | Electric Utility | 1 | X | SUN
Solar Photovoltaic.SUN | solar PV | TRUE | 9234 | Indiana Municipal Power Agency | 64247 | Richmond 5 | IN | Wayne | RICH5 | Solar Photovoltaic | PV |  | W | 9 |  | 9 | 7.2 |  | N |  |  | N | Electric Utility | 1 | X | SUN
Solar Photovoltaic.SUN | solar PV | TRUE | 9234 | Indiana Municipal Power Agency | 64248 | Anderson 4 | IN | Madison | SAND4 | Solar Photovoltaic | PV |  | W | 7.8 |  | 7.8 | 6.2 |  | N |  |  | N | Electric Utility | 1 | X | SUN
Solar Photovoltaic.SUN | solar PV | TRUE | 9234 | Indiana Municipal Power Agency | 64249 | Anderson 6 | IN | Madison | SAND6 | Solar Photovoltaic | PV |  | S | 6.8 |  | 6.8 | 5.4 |  | N |  |  | N | Electric Utility | 1 | X | SUN
Solar Photovoltaic.SUN | solar PV | TRUE | 9234 | Indiana Municipal Power Agency | 64250 | Peru 3 | IN | Miami | PERU3 | Solar Photovoltaic | PV |  | S | 2.9 |  | 2.9 | 2.3 |  | N |  |  | N | Electric Utility | 1 | X | SUN
Solar Photovoltaic.SUN | solar PV | TRUE | 62870 | Heritage Sustainable Energy. LLC | 64251 | Pickford Solar | MI | Chippewa | PICK1 | Solar Photovoltaic | PV |  | S | 6.9 |  | 6.9 | 6.9 |  | N |  |  | N | IPP Non-CHP | 2 | X | SUN
Solar Photovoltaic.SUN | solar PV | TRUE | 63860 | Kent School Road Solar 1 | 64254 | Kent School Road Solar 1 | IL | Stephenson | KENT | Solar Photovoltaic | PV |  | S | 2 |  | 2 | 2 |  | N |  |  | N | IPP Non-CHP | 2 | X | SUN
Solar Photovoltaic.SUN | solar PV | TRUE | 63861 | Schulte 2 Community Solar | 64257 | Schulte 2 Community Solar | IL | Marshall | SCHU | Solar Photovoltaic | PV |  | S | 2 |  | 2 | 2 |  | N |  |  | N | IPP Non-CHP | 2 | X | SUN
Solar Photovoltaic.SUN | solar PV | TRUE | 60025 | Greenbacker Renewable Energy Corporation | 64261 | Forrest City- Prison Site | AR | St Francis | 361 | Solar Photovoltaic | PV |  | S | 1 |  | 1 | 1 |  | N |  |  | N | IPP Non-CHP | 2 | X | SUN
Solar Photovoltaic.SUN | solar PV | TRUE | 60025 | Greenbacker Renewable Energy Corporation | 64262 | Forrest City- Eldridge Road | AR | St Francis | 453 | Solar Photovoltaic | PV |  | S | 1 |  | 1 | 1 |  | N |  |  | N | IPP Non-CHP | 2 | X | SUN
Solar Photovoltaic.SUN | solar PV | TRUE | 60025 | Greenbacker Renewable Energy Corporation | 64263 | Hot Springs 2020 | AR | Garland | 364 | Solar Photovoltaic | PV |  | S | 1 |  | 1 | 1 |  | N |  |  | N | IPP Non-CHP | 2 | X | SUN
Solar Photovoltaic.SUN | solar PV | TRUE | 60025 | Greenbacker Renewable Energy Corporation | 64264 | Las Virgenes | CA | Los Angeles | 298 | Solar Photovoltaic | PV |  | S | 3 |  | 3 | 3 |  | N |  |  | N | IPP Non-CHP | 2 | X | SUN
Solar Photovoltaic.SUN | solar PV | TRUE | 60025 | Greenbacker Renewable Energy Corporation | 64265 | Rock Creek 2 CSG | CO | Alamosa | 263 | Solar Photovoltaic | PV |  | S | 1.6 |  | 1.6 | 1.6 |  | N |  |  | N | IPP Non-CHP | 2 | X | SUN
Solar Photovoltaic.SUN | solar PV | TRUE | 60025 | Greenbacker Renewable Energy Corporation | 64266 | Alamosa Solar South CSG | CO | Alamosa | 264 | Solar Photovoltaic | PV |  | S | 1.6 |  | 1.6 | 1.6 |  | N |  |  | N | IPP Non-CHP | 2 | X | SUN
Solar Photovoltaic.SUN | solar PV | TRUE | 60025 | Greenbacker Renewable Energy Corporation | 64267 | Valencia 2 | CA | Imperial | 265 | Solar Photovoltaic | PV |  | S | 3 |  | 3 | 3 |  | N |  |  | N | IPP Non-CHP | 2 | X | SUN
Solar Photovoltaic.SUN | solar PV | TRUE | 60025 | Greenbacker Renewable Energy Corporation | 64268 | Lawrence Brook | VT | Lamoille | 280 | Solar Photovoltaic | PV |  | S | 2.2 |  | 2.2 | 2.2 |  | N |  |  | N | IPP Non-CHP | 2 | X | SUN
Solar Photovoltaic.SUN | solar PV | TRUE | 63863 | Kankakee Solar 4 LLC | 64269 | Kankakee Solar 4 LLC | IL | Kankakee | KANK | Solar Photovoltaic | PV |  | S | 2 |  | 2 | 2 |  | N |  |  | N | IPP Non-CHP | 2 | X | SUN
Solar Photovoltaic.SUN | solar PV | TRUE | 62915 | Madison Energy Holdings LLC | 64270 | ESCA-LL-COLTON, LLC | CA | San Bernardino | COLT1 | Solar Photovoltaic | PV |  | S | 2.6 | 0.98 | 2.6 | 2.6 | 0 | N | 12 | 2045 | N | IPP Non-CHP | 2 | X | SUN
Solar Photovoltaic.SUN | solar PV | TRUE | 63864 | 1051 Lucky Solar, LLC | 64271 | 1051 Lucky Solar, LLC | NC | Yadkin | 018 | Solar Photovoltaic | PV |  | W | 3 |  | 3 | 3 |  | N |  |  | N | IPP Non-CHP | 2 | X | SUN
Solar Photovoltaic.SUN | solar PV | TRUE | 63865 | Sweet Tea Solar, LLC | 64273 | Sweet Tea Solar, LLC | NC | Craven | 018 | Solar Photovoltaic | PV |  | W | 4.5 | 1 | 4.5 | 4.5 |  | N |  |  | N | IPP Non-CHP | 2 | X | SUN
Solar Photovoltaic.SUN | solar PV | TRUE | 63640 | Safari Energy, LLC | 64275 | Bulloch Neville Farms | GA | Bulloch | BNF | Solar Photovoltaic | PV |  | W | 2.7 |  | 2.7 | 2.7 |  | N |  |  | N | IPP Non-CHP | 2 | X | SUN
Solar Photovoltaic.SUN | solar PV | TRUE | 63640 | Safari Energy, LLC | 64276 | Franklin Milliken | GA | Franklin | FM | Solar Photovoltaic | PV |  | W | 3 |  | 3 | 3 |  | N |  |  | N | IPP Non-CHP | 2 | X | SUN
Solar Photovoltaic.SUN | solar PV | TRUE | 63640 | Safari Energy, LLC | 64277 | Greene Durham | GA | Greene | GD | Solar Photovoltaic | PV |  | W | 3 |  | 3 | 3 |  | N |  |  | N | IPP Non-CHP | 2 | X | SUN
Solar Photovoltaic.SUN | solar PV | TRUE | 63640 | Safari Energy, LLC | 64278 | Lowndes IDA | GA | Lowndes | LIDA | Solar Photovoltaic | PV |  | W | 1.5 |  | 1.5 | 1.5 |  | N |  |  | N | IPP Non-CHP | 2 | X | SUN
Solar Photovoltaic.SUN | solar PV | TRUE | 63640 | Safari Energy, LLC | 64279 | Lowndes Tycor Farms | GA | Lowndes | LTF | Solar Photovoltaic | PV |  | W | 2.3 |  | 2.3 | 2.3 |  | N |  |  | N | IPP Non-CHP | 2 | X | SUN
Solar Photovoltaic.SUN | solar PV | TRUE | 63640 | Safari Energy, LLC | 64280 | Meriwether Jackson | GA | Meriwether | MJ | Solar Photovoltaic | PV |  | W | 3 |  | 3 | 3 |  | N |  |  | N | IPP Non-CHP | 2 | X | SUN
Solar Photovoltaic.SUN | solar PV | TRUE | 63640 | Safari Energy, LLC | 64281 | Murray Treadwell Farms | GA | Murray | MTF | Solar Photovoltaic | PV |  | W | 3 |  | 3 | 3 |  | N |  |  | N | IPP Non-CHP | 2 | X | SUN
Solar Photovoltaic.SUN | solar PV | TRUE | 63640 | Safari Energy, LLC | 64282 | Putnam Erickson | GA | Putnam | PE | Solar Photovoltaic | PV |  | W | 2.7 |  | 2.7 | 2.7 |  | N |  |  | N | IPP Non-CHP | 2 | X | SUN
Solar Photovoltaic.SUN | solar PV | TRUE | 63640 | Safari Energy, LLC | 64283 | Terrell Riles Stovall | GA | Terrell | TRS | Solar Photovoltaic | PV |  | W | 1.7 |  | 1.7 | 1.7 |  | N |  |  | N | IPP Non-CHP | 2 | X | SUN
Solar Photovoltaic.SUN | solar PV | TRUE | 63640 | Safari Energy, LLC | 64284 | Troup RC50 II | GA | Troup | TRC50 | Solar Photovoltaic | PV |  | W | 1.5 |  | 1.5 | 1.5 |  | N |  |  | N | IPP Non-CHP | 2 | X | SUN
Solar Photovoltaic.SUN | solar PV | TRUE | 63640 | Safari Energy, LLC | 64285 | Ware Avra I | GA | Ware | WA1 | Solar Photovoltaic | PV |  | W | 3 |  | 3 | 3 |  | N |  |  | N | IPP Non-CHP | 2 | X | SUN
Solar Photovoltaic.SUN | solar PV | TRUE | 63640 | Safari Energy, LLC | 64286 | Ware Avra II | GA | Ware | WA2 | Solar Photovoltaic | PV |  | W | 1.9 |  | 1.9 | 1.9 |  | N |  |  | N | IPP Non-CHP | 2 | X | SUN
Solar Photovoltaic.SUN | solar PV | TRUE | 19436 | Union Electric Co - (MO) | 64288 | Renewable Energy Center at BJH | MO | St Louis City | RECBJ | Solar Photovoltaic | PV |  | S | 1.6 | 1 | 1.6 | 1.6 |  | N |  |  | N | Electric Utility | 1 | X | SUN
Solar Photovoltaic.SUN | solar PV | TRUE | 63869 | SE Athos II, LLC | 64290 | SE Athos II, LLC | CA | Riverside | IPAT2 | Solar Photovoltaic | PV |  | S | 200 |  | 200 | 200 |  | N |  |  | N | IPP Non-CHP | 2 | X | SUN
Petroleum Liquids.DFO | petroleum | FALSE | 63873 | Lincoln Medical and Mental Health Center | 64291 | Lincoln Medical and Mental Health Center | NY | Bronx | A1 | Petroleum Liquids | IC |  | S | 2 | 0.8 | 2 | 2 | 2 | N |  |  | N | Commercial Non-CHP | 4 | X | DFO
Petroleum Liquids.DFO | petroleum | FALSE | 63873 | Lincoln Medical and Mental Health Center | 64291 | Lincoln Medical and Mental Health Center | NY | Bronx | A2 | Petroleum Liquids | IC |  | S | 1 | 0.8 | 1 | 1 | 1 | N |  |  | N | Commercial Non-CHP | 4 | X | DFO
Petroleum Liquids.DFO | petroleum | FALSE | 63873 | Lincoln Medical and Mental Health Center | 64291 | Lincoln Medical and Mental Health Center | NY | Bronx | A3 | Petroleum Liquids | IC |  | S | 1 | 0.8 | 1 | 1 | 1 | N |  |  | N | Commercial Non-CHP | 4 | X | DFO
Batteries.MWH | battery storage | 0 | 63873 | Lincoln Medical and Mental Health Center | 64291 | Lincoln Medical and Mental Health Center | NY | Bronx | B1 | Batteries | BA |  | S | 1 | 0.8 | 1 | 1 | 1 | N |  |  | N | Commercial Non-CHP | 4 | X | MWH
Batteries.MWH | battery storage | 0 | 63873 | Lincoln Medical and Mental Health Center | 64291 | Lincoln Medical and Mental Health Center | NY | Bronx | B2 | Batteries | BA |  | S | 1 | 0.8 | 1 | 1 | 1 | N |  |  | N | Commercial Non-CHP | 4 | X | MWH
Batteries.MWH | battery storage | 0 | 63873 | Lincoln Medical and Mental Health Center | 64291 | Lincoln Medical and Mental Health Center | NY | Bronx | B3 | Batteries | BA |  | S | 1 | 0.8 | 1 | 1 | 1 | N |  |  | N | Commercial Non-CHP | 4 | X | MWH
Batteries.MWH | battery storage | 0 | 63883 | Broad Reach Power | 64293 | Alvin | TX | Brazoria | ALVIN | Batteries | BA |  | S | 9.9 |  | 9.9 | 9.9 | 0.2 | N |  |  | N | IPP Non-CHP | 2 | X | MWH
Batteries.MWH | battery storage | 0 | 63883 | Broad Reach Power | 64294 | Odessa | TX | Ector | ODSA | Batteries | BA |  | S | 9.9 |  | 9.9 | 9.9 | 0.2 | N |  |  | N | IPP Non-CHP | 2 | X | MWH
Batteries.MWH | battery storage | 0 | 63883 | Broad Reach Power | 64295 | Angleton | TX | Brazoria | ANGLE | Batteries | BA |  | S | 9.9 |  | 9.9 | 9.9 | 0.2 | N |  |  | N | IPP Non-CHP | 2 | X | MWH
Batteries.MWH | battery storage | 0 | 63883 | Broad Reach Power | 64296 | Brazoria | TX | Brazoria | BRAZ | Batteries | BA |  | S | 9.9 |  | 9.9 | 9.9 | 0.2 | N |  |  | N | IPP Non-CHP | 2 | X | MWH
Batteries.MWH | battery storage | 0 | 63883 | Broad Reach Power | 64297 | Heights | TX | Galveston | H8S | Batteries | BA |  | S | 9.9 |  | 9.9 | 9.9 | 0.2 | N |  |  | N | IPP Non-CHP | 2 | X | MWH
Batteries.MWH | battery storage | 0 | 63883 | Broad Reach Power | 64298 | Magnolia TX | TX | Galveston | MANGO | Batteries | BA |  | S | 9.9 |  | 9.9 | 9.9 | 0.2 | N |  |  | N | IPP Non-CHP | 2 | X | MWH
Solar Photovoltaic.SUN | solar PV | TRUE | 62679 | Luminace Solar Rhode Island, LLC | 64299 | Roger Williams - Melville at Portsmouth | RI | Newport | MEL | Solar Photovoltaic | PV |  | S | 3 | 1 | 3 | 3 |  | N |  |  | N | IPP Non-CHP | 2 | X | SUN
Solar Photovoltaic.SUN | solar PV | TRUE | 6452 | Florida Power & Light Co | 64300 | Fort Drum Energy Center | FL | Okeechobee | FORTD | Solar Photovoltaic | PV |  | S | 74.5 |  | 74.5 | 74.5 |  | N |  |  | N | Electric Utility | 1 | X | SUN
Solar Photovoltaic.SUN | solar PV | TRUE | 6452 | Florida Power & Light Co | 64301 | Willow Solar Energy Center | FL | Manatee | WILLO | Solar Photovoltaic | PV |  | S | 74.5 |  | 74.5 | 74.5 |  | N |  |  | N | Electric Utility | 1 | X | SUN
Solar Photovoltaic.SUN | solar PV | TRUE | 61944 | MN8 Energy LLC | 64302 | Lafayette 2 - McHenry Franks 1 | IL | McHenry | GEN1 | Solar Photovoltaic | PV |  | W | 2 |  | 2 | 2 |  | N |  |  | N | IPP Non-CHP | 2 | X | SUN
Solar Photovoltaic.SUN | solar PV | TRUE | 61944 | MN8 Energy LLC | 64303 | Lafayette 2 - McHenry Franks 2 | IL | McHenry | GEN1 | Solar Photovoltaic | PV |  | W | 2 |  | 2 | 2 |  | N |  |  | N | IPP Non-CHP | 2 | X | SUN
Solar Photovoltaic.SUN | solar PV | TRUE | 61944 | MN8 Energy LLC | 64304 | Lafayette 2 - Kankakee Yonke | IL | Kankakee | GEN1 | Solar Photovoltaic | PV |  | W | 2 |  | 2 | 2 |  | N |  |  | N | IPP Non-CHP | 2 | X | SUN
Solar Photovoltaic.SUN | solar PV | TRUE | 13478 | Entergy New Orleans, LLC | 64305 | TCI France | LA | Orleans | TCL1 | Solar Photovoltaic | PV |  | S | 1.5 |  | 1.5 | 1.5 |  | N |  |  | N | Electric Utility | 1 | X | SUN
Solar Photovoltaic.SUN | solar PV | TRUE | 13478 | Entergy New Orleans, LLC | 64306 | TCI Alvar | LA | Orleans | TCI2 | Solar Photovoltaic | PV |  | S | 1.9 |  | 1.9 | 1.9 |  | N |  |  | N | Electric Utility | 1 | X | SUN
Solar Photovoltaic.SUN | solar PV | TRUE | 13478 | Entergy New Orleans, LLC | 64307 | New Orleans Solar Station | LA | Orleans | NOSS | Solar Photovoltaic | PV |  | S | 20 |  | 20 | 20 |  | N |  |  | N | Electric Utility | 1 | X | SUN
Solar Photovoltaic.SUN | solar PV | TRUE | 63248 | Palmetto Power Management LLC | 64308 | Dissigno Healdsburg FPV, LLC | CA | Sonoma | HLDBG | Solar Photovoltaic | PV |  | W | 3 |  | 3 | 3 |  | N |  |  | N | IPP Non-CHP | 2 | X | SUN
Onshore Wind Turbine.WND | onshore wind | TRUE | 63887 | Soldier Creek Wind LLC | 64309 | Soldier Creek Wind | KS | Nemaha | SCWKS | Onshore Wind Turbine | WT |  | S | 300 |  | 300 | 300 | 0 | N |  |  | N | IPP Non-CHP | 2 | X | WND
Solar Photovoltaic.SUN | solar PV | TRUE | 63900 | Corning Riverview Project | 64310 | Corning Riverview (CSG) | NY | Erie | CORN | Solar Photovoltaic | PV |  | S | 5 |  | 5 | 5 |  | N |  |  | N | IPP Non-CHP | 2 | X | SUN
Solar Photovoltaic.SUN | solar PV | TRUE | 63898 | Sun Farm VIII, LLC | 64311 | Sun Farm VIII, LLC | NC | Nash | SFS08 | Solar Photovoltaic | PV |  | S | 4 |  | 4 | 4 |  | N |  |  | N | IPP Non-CHP | 2 | X | SUN
Batteries.MWH | battery storage | 0 | 63883 | Broad Reach Power | 64312 | Bat Cave | TX | Mason | BC | Batteries | BA |  | S | 100 | 0.95 | 100 | 100 | 0.2 | N |  |  | N | IPP Non-CHP | 2 | X | MWH
Batteries.MWH | battery storage | 0 | 63883 | Broad Reach Power | 64314 | Dickinson | TX | Galveston | DIKN | Batteries | BA |  | S | 9.9 | 0.95 | 9.9 | 9.9 | 0.2 | N |  |  | N | IPP Non-CHP | 2 | X | MWH
Batteries.MWH | battery storage | 0 | 63883 | Broad Reach Power | 64315 | Loop 463 | TX | Victoria | LOOP | Batteries | BA |  | S | 9.9 |  | 9.9 | 9.9 | 0.2 | N |  |  | N | IPP Non-CHP | 2 | X | MWH
Batteries.MWH | battery storage | 0 | 63883 | Broad Reach Power | 64316 | Lopeno | TX | Zapata | LOPE | Batteries | BA |  | S | 9.9 | 0.95 | 9.9 | 9.9 |  | N |  |  | N | IPP Non-CHP | 2 | X | MWH
Batteries.MWH | battery storage | 0 | 63883 | Broad Reach Power | 64317 | North Fork TX | TX | Williamson | NF | Batteries | BA |  | S | 100 | 0.95 | 100 | 100 | 0.2 | N |  |  | N | IPP Non-CHP | 2 | X | MWH
Batteries.MWH | battery storage | 0 | 63883 | Broad Reach Power | 64318 | Pueblo BA | TX | Maverick | PBL1 | Batteries | BA |  | S | 9.9 | 0.95 | 9.9 | 9.9 |  | N |  |  | N | IPP Non-CHP | 2 | X | MWH
Batteries.MWH | battery storage | 0 | 63883 | Broad Reach Power | 64318 | Pueblo BA | TX | Maverick | PBL2 | Batteries | BA |  | S | 9.9 | 0.95 | 9.9 | 9.9 |  | N |  |  | N | IPP Non-CHP | 2 | X | MWH
Batteries.MWH | battery storage | 0 | 63883 | Broad Reach Power | 64319 | Ranchtown | TX | Bexar | RANCH | Batteries | BA |  | S | 9.9 | 0.95 | 9.9 | 9.9 | 0.2 | N |  |  | N | IPP Non-CHP | 2 | X | MWH
Batteries.MWH | battery storage | 0 | 63883 | Broad Reach Power | 64321 | Sweeny | TX | Brazoria | SWNY | Batteries | BA |  | S | 9.9 | 0.95 | 9.9 | 9.9 | 0.2 | N |  |  | N | IPP Non-CHP | 2 | X | MWH
Batteries.MWH | battery storage | 0 | 63883 | Broad Reach Power | 64322 | Zapata | TX | Zapata | ZPT1 | Batteries | BA |  | S | 9.9 | 0.95 | 9.9 | 9.9 |  | N |  |  | N | IPP Non-CHP | 2 | X | MWH
Batteries.MWH | battery storage | 0 | 63883 | Broad Reach Power | 64322 | Zapata | TX | Zapata | ZPT2 | Batteries | BA |  | S | 9.9 | 0.95 | 9.9 | 9.9 |  | N |  |  | N | IPP Non-CHP | 2 | X | MWH
Onshore Wind Turbine.WND | onshore wind | TRUE | 63879 | Coachella Wind Holdings, LLC | 64323 | Coachella Hills Wind | CA | Riverside | CHW | Onshore Wind Turbine | WT |  | S | 61.2 |  | 61.2 | 61.2 | 0 | N |  |  | N | IPP Non-CHP | 2 | X | WND
Solar Photovoltaic.SUN | solar PV | TRUE | 61219 | Longroad Energy Services LLC | 64325 | Prospero Solar II | TX | Andrews | PROSP | Solar Photovoltaic | PV |  | S | 250 |  | 250 | 250 |  | N |  |  | N | IPP Non-CHP | 2 | X | SUN
Onshore Wind Turbine.WND | onshore wind | TRUE | 60025 | Greenbacker Renewable Energy Corporation | 64326 | Summit Winds | CA | Alameda | DYER | Onshore Wind Turbine | WT |  | S | 47.5 | 0.95 | 46.2 | 46.2 | 1 | N |  |  | N | IPP Non-CHP | 2 | X | WND
Onshore Wind Turbine.WND | onshore wind | TRUE | 60025 | Greenbacker Renewable Energy Corporation | 64326 | Summit Winds | CA | Alameda | FRICK | Onshore Wind Turbine | WT |  | S | 10 | 0.95 | 10 | 10 | 10 | N |  |  | N | IPP Non-CHP | 2 | X | WND
Solar Photovoltaic.SUN | solar PV | TRUE | 61944 | MN8 Energy LLC | 64327 | EDF Ph1 Toms River | NJ | Ocean | GEN1 | Solar Photovoltaic | PV |  | W | 21.3 |  | 21.3 | 21.3 |  | N |  |  | N | IPP Non-CHP | 2 | X | SUN
Solar Photovoltaic.SUN | solar PV | TRUE | 63893 | AES Griggs Solar, LLC | 64328 | AES Griggs Solar, LLC | IL | Kankakee | GRIG | Solar Photovoltaic | PV |  | S | 2 |  | 2 | 2 |  | N |  |  | N | IPP Non-CHP | 2 | X | SUN
Solar Photovoltaic.SUN | solar PV | TRUE | 63894 | IGS East Central, LLC | 64329 | IGS East Central, LLC | IL | Will | EAST | Solar Photovoltaic | PV |  | S | 2 |  | 2 | 2 |  | N |  |  | N | IPP Non-CHP | 2 | X | SUN
Solar Photovoltaic.SUN | solar PV | TRUE | 63895 | SV CSG Lily Lake 2 LLC | 64330 | SV CSG Lily Lake 2 LLC | IL | Kane | LILY | Solar Photovoltaic | PV |  | S | 2 |  | 2 | 2 |  | N |  |  | N | IPP Non-CHP | 2 | X | SUN
Solar Photovoltaic.SUN | solar PV | TRUE | 63896 | SRC P9 - Lena Solar, LLC | 64331 | Cedarville Road | IL | Stephenson | LENA | Solar Photovoltaic | PV |  | S | 2 |  | 2 | 2 |  | N |  |  | N | IPP Non-CHP | 2 | X | SUN
Onshore Wind Turbine.WND | onshore wind | TRUE | 63903 | Two Dot Wind Broadview East LLC | 64332 | Two Dot Wind Broadview East LLC | MT | Yellowstone | CHL2 | Onshore Wind Turbine | WT |  | S | 1.8 |  | 1.6 | 1.6 | 0.1 | N |  |  | N | IPP Non-CHP | 2 | X | WND
Solar Photovoltaic.SUN | solar PV | TRUE | 63904 | WED Coventry Seven, LLC | 64333 | WED Coventry Seven, LLC | RI | Kent | WED7 | Solar Photovoltaic | PV |  | S | 3 | 1 | 3 | 3 |  | N |  |  | N | IPP Non-CHP | 2 | X | SUN
Solar Photovoltaic.SUN | solar PV | TRUE | 63905 | GD Glocester White Oak I, LLC | 64334 | GD Glocester White Oak I, LLC | RI | Providence | GDWH | Solar Photovoltaic | PV |  | S | 1.8 | 1 | 1.8 | 1.8 |  | N |  |  | N | IPP Non-CHP | 2 | X | SUN
Solar Photovoltaic.SUN | solar PV | TRUE | 63957 | Quitman II Solar, LLC | 64335 | Quitman II Solar | GA | Brooks | QUIT2 | Solar Photovoltaic | PV |  | S | 150 |  | 150 | 150 |  | N |  |  | N | IPP Non-CHP | 2 | X | SUN
Onshore Wind Turbine.WND | onshore wind | TRUE | 63956 | Little Blue Wind Project, LLC | 64336 | Little Blue Wind Project, LLC | NE | Webster | WFW | Onshore Wind Turbine | WT |  | S | 250.7 |  | 250.7 | 250.7 | 25 | N |  |  | N | IPP Non-CHP | 2 | X | WND
Solar Photovoltaic.SUN | solar PV | TRUE | 63955 | Farmington Solar, LLC | 64337 | Farmington Solar | ME | Franklin | FNS | Solar Photovoltaic | PV |  | S | 77 |  | 77 | 77 |  | N |  |  | N | IPP Non-CHP | 2 | X | SUN
Solar Photovoltaic.SUN | solar PV | TRUE | 63979 | 6685 Santa Barbara Ct | 64343 | 6685 Santa Barbara Ct | MD | Howard | SBAR | Solar Photovoltaic | PV |  | S | 1 |  | 1 | 1 |  | N |  |  | N | IPP Non-CHP | 2 | X | SUN
Other Natural Gas.NG | natural gas peaker | TRUE | 63963 | DG Fuel Cell, LLC | 64350 | Orbit Bloom Fuel Cell | NY | Suffolk | OBFC | Other Natural Gas | FC |  | S | 6 |  | 6 | 6 | 6 | N |  |  | N | IPP Non-CHP | 2 | X | NG
Solar Photovoltaic.SUN | solar PV | TRUE | 63962 | Solar Star Prime 2, LLC | 64351 | Amazon JFK8 Solar Project | NY | Richmond | JFK8 | Solar Photovoltaic | PV |  | W | 4.9 |  | 4.9 | 3 |  | N |  |  | N | IPP Non-CHP | 2 | X | SUN
Solar Photovoltaic.SUN | solar PV | TRUE | 61227 | Nautilus Solar Solutions | 64352 | Mtn Solar 6 LLC (CSG) | CO | Logan | SC | Solar Photovoltaic | PV |  | S | 2 |  | 2 | 2 |  | N |  |  | N | IPP Non-CHP | 2 | X | SUN
Solar Photovoltaic.SUN | solar PV | TRUE | 61227 | Nautilus Solar Solutions | 64353 | NSE Camber Solar PS11 LLC (CSG) | CO | Logan | SC | Solar Photovoltaic | PV |  | S | 2 |  | 2 | 2 |  | N |  |  | N | IPP Non-CHP | 2 | X | SUN
Solar Photovoltaic.SUN | solar PV | TRUE | 61227 | Nautilus Solar Solutions | 64355 | NSE Camber BH CSG 2, LLC | CO | Crowley | SC | Solar Photovoltaic | PV |  | S | 2 |  | 2 | 2 |  | N |  |  | N | IPP Non-CHP | 2 | X | SUN
Solar Photovoltaic.SUN | solar PV | TRUE | 61227 | Nautilus Solar Solutions | 64356 | NSE Camber Solar PS13 LLC (CSG) | CO | Logan | SC | Solar Photovoltaic | PV |  | S | 2 |  | 2 | 2 |  | N |  |  | N | IPP Non-CHP | 2 | X | SUN
Solar Photovoltaic.SUN | solar PV | TRUE | 61227 | Nautilus Solar Solutions | 64357 | NSE Camber Solar PS6 LLC CSG | CO | Weld | SC | Solar Photovoltaic | PV |  | S | 2 |  | 2 | 2 |  | N |  |  | N | IPP Non-CHP | 2 | X | SUN
Solar Photovoltaic.SUN | solar PV | TRUE | 61227 | Nautilus Solar Solutions | 64358 | NSE Camber Solar PS5 LLC (CSG) | CO | Weld | SC | Solar Photovoltaic | PV |  | S | 2 |  | 2 | 2 |  | N |  |  | N | IPP Non-CHP | 2 | X | SUN
Solar Photovoltaic.SUN | solar PV | TRUE | 61227 | Nautilus Solar Solutions | 64359 | Pivot Solar 12 LLC(CSG) | CO | Logan | SC | Solar Photovoltaic | PV |  | S | 1 |  | 1 | 1 |  | N |  |  | N | IPP Non-CHP | 2 | X | SUN
Solar Photovoltaic.SUN | solar PV | TRUE | 61677 | Sol Systems | 64360 | American Goldfinch SCS ACY2 NJ, LLC | NJ | Burlington | 30001 | Solar Photovoltaic | PV |  | S | 3.9 |  | 3.9 | 3.9 |  | N |  |  | N | IPP Non-CHP | 2 | X | SUN
Solar Photovoltaic.SUN | solar PV | TRUE | 61677 | Sol Systems | 64362 | SCS American Bottoms 009885 Sauget, LLC | IL | St Clair | 30004 | Solar Photovoltaic | PV |  | S | 1.8 |  | 1.8 | 1.1 |  | N |  |  | N | IPP Non-CHP | 2 | X | SUN
Solar Photovoltaic.SUN | solar PV | TRUE | 61677 | Sol Systems | 64363 | ESA Boston Solar, LLC | NC | Person | 30008 | Solar Photovoltaic | PV |  | S | 5 |  | 5 | 5 |  | N |  |  | N | IPP Non-CHP | 2 | X | SUN
Solar Photovoltaic.SUN | solar PV | TRUE | 61677 | Sol Systems | 64364 | SCS Beltway 011754 Rock Falls, LLC | IL | Whiteside | 30005 | Solar Photovoltaic | PV |  | S | 1 |  | 1 | 1 |  | N |  |  | N | IPP Non-CHP | 2 | X | SUN
Solar Photovoltaic.SUN | solar PV | TRUE | 61677 | Sol Systems | 64365 | Western Meadowlark Solar SCS NE 1, LLC | NE | Scotts Bluff | 30003 | Solar Photovoltaic | PV |  | S | 4.4 |  | 4.4 | 4.4 |  | N |  |  | N | IPP Non-CHP | 2 | X | SUN
Solar Photovoltaic.SUN | solar PV | TRUE | 61677 | Sol Systems | 64366 | Trojan Solar, LLC | NC | Columbus | 30007 | Solar Photovoltaic | PV |  | S | 5 |  | 5 | 5 |  | N |  |  | N | IPP Non-CHP | 2 | X | SUN
Solar Photovoltaic.SUN | solar PV | TRUE | 61677 | Sol Systems | 64367 | Zuma Solar, LLC | NC | Caswell | 30006 | Solar Photovoltaic | PV |  | S | 3 |  | 3 | 3 |  | N |  |  | N | IPP Non-CHP | 2 | X | SUN
Solar Photovoltaic.SUN | solar PV | TRUE | 58135 | Ecos Energy LLC | 64370 | Plainfield Solar 1 | CT | Windham | PLFD1 | Solar Photovoltaic | PV |  | S | 1 | 0.99 | 1 | 1 |  | N |  |  | N | IPP Non-CHP | 2 | X | SUN
Solar Photovoltaic.SUN | solar PV | TRUE | 63991 | DG New York CS, LLC | 64371 | Cortlandville I Solar CSG | NY | Cortland | CORT1 | Solar Photovoltaic | PV |  | S | 5 |  | 5 | 5 |  | N |  |  | N | IPP Non-CHP | 2 | X | SUN
Solar Photovoltaic.SUN | solar PV | TRUE | 63991 | DG New York CS, LLC | 64372 | Sangerfield Solar CSG | NY | Oneida | SNGFD | Solar Photovoltaic | PV |  | S | 5 | 1 | 5 | 5 |  | N |  |  | N | IPP Non-CHP | 2 | X | SUN
Solar Photovoltaic.SUN | solar PV | TRUE | 63991 | DG New York CS, LLC | 64373 | Clay Solar CSG | NY | Onondaga | CLAY1 | Solar Photovoltaic | PV |  | S | 5 | 1 | 5 | 5 |  | N |  |  | N | IPP Non-CHP | 2 | X | SUN
Batteries.MWH | battery storage | 0 | 63991 | DG New York CS, LLC | 64374 | Norwich Solar and Energy Storage CSG | NY | Chenango | NRWCB | Batteries | BA |  | S | 5 | 1 | 5 | 5 | 0.1 | N |  |  | N | IPP Non-CHP | 2 | X | MWH
Solar Photovoltaic.SUN | solar PV | TRUE | 63991 | DG New York CS, LLC | 64374 | Norwich Solar and Energy Storage CSG | NY | Chenango | NRWCH | Solar Photovoltaic | PV |  | S | 5 | 1 | 5 | 5 |  | N |  |  | N | IPP Non-CHP | 2 | X | SUN
Batteries.MWH | battery storage | 0 | 9417 | Interstate Power and Light Co | 64375 | Decorah Battery | IA | Winneshiek | BESS1 | Batteries | BA |  | S | 2.5 | 0.9 | 2.5 | 2.5 | 0.1 | N |  |  | N | Electric Utility | 1 | X | MWH
Solar Photovoltaic.SUN | solar PV | TRUE | 63992 | Tranquillity Solar 1, LLC | 64376 | Tranquillity ID | CA | Fresno | TRANQ | Solar Photovoltaic | PV |  | S | 1.3 |  | 1.3 | 1.3 |  | N |  |  | N | IPP Non-CHP | 2 | X | SUN
Onshore Wind Turbine.WND | onshore wind | TRUE | 63993 | Milligan 1 Wind, LLC | 64377 | Milligan 1 Wind Farm | NE | Saline | SG275 | Onshore Wind Turbine | WT |  | S | 99 |  | 99 | 99 | 2 | N |  |  | N | IPP Non-CHP | 2 | X | WND
Onshore Wind Turbine.WND | onshore wind | TRUE | 63993 | Milligan 1 Wind, LLC | 64377 | Milligan 1 Wind Farm | NE | Saline | SG4.5 | Onshore Wind Turbine | WT |  | S | 135 |  | 135 | 135 | 2 | N |  |  | N | IPP Non-CHP | 2 | X | WND
Onshore Wind Turbine.WND | onshore wind | TRUE | 63993 | Milligan 1 Wind, LLC | 64377 | Milligan 1 Wind Farm | NE | Saline | V110 | Onshore Wind Turbine | WT |  | S | 66 |  | 66 | 66 | 1.1 | N |  |  | N | IPP Non-CHP | 2 | X | WND
Petroleum Liquids.DFO | petroleum | FALSE | 64585 | JDC 65R Owner, LLC | 64378 | Signature Breads Chelsea | MA | Suffolk | EG1 | Petroleum Liquids | IC |  | S | 1.5 | 1 | 1.5 | 1.5 | 0.2 | N |  |  | N | Industrial Non-CHP | 6 | X | DFO
Solar Photovoltaic.SUN | solar PV | TRUE | 60025 | Greenbacker Renewable Energy Corporation | 64379 | Ridgecrest | DC | District of Columbia | 467 | Solar Photovoltaic | PV |  | S | 1.7 |  | 1.7 | 1.7 |  | N |  |  | N | IPP Non-CHP | 2 | X | SUN
Solar Photovoltaic.SUN | solar PV | TRUE | 60025 | Greenbacker Renewable Energy Corporation | 64380 | Cascades | NJ | Middlesex | 464 | Solar Photovoltaic | PV |  | S | 2 |  | 2 | 2 |  | N |  |  | N | IPP Non-CHP | 2 | X | SUN
Onshore Wind Turbine.WND | onshore wind | TRUE | 63995 | Glacier Sands Wind Power, LLC | 64381 | Glacier Sands Wind Power, LLC | IL | Mason | GS001 | Onshore Wind Turbine | WT |  | S | 185 |  | 185 | 185 | 2 | N |  |  | N | IPP Non-CHP | 2 | X | WND
Petroleum Liquids.DFO | petroleum | FALSE | 63994 | IXYS Integrated Circuits Division, LLC | 64382 | IXYS - Beverly | MA | Essex | EG1 | Petroleum Liquids | IC |  | S | 0.6 | 0.8 | 0.6 | 0.6 | 0.1 | N |  |  | N | Industrial Non-CHP | 6 | X | DFO
Natural Gas Internal Combustion Engine.NG | natural gas peaker | FALSE | 63994 | IXYS Integrated Circuits Division, LLC | 64382 | IXYS - Beverly | MA | Essex | NG1 | Natural Gas Internal Combustion Engine | IC |  | S | 0.7 | 0.8 | 0.7 | 0.7 | 0.1 | N |  |  | N | Industrial Non-CHP | 6 | X | NG
Natural Gas Internal Combustion Engine.NG | natural gas peaker | FALSE | 63994 | IXYS Integrated Circuits Division, LLC | 64382 | IXYS - Beverly | MA | Essex | NG2 | Natural Gas Internal Combustion Engine | IC |  | S | 0.7 | 0.8 | 0.7 | 0.7 | 0.1 | N |  |  | N | Industrial Non-CHP | 6 | X | NG
Natural Gas Internal Combustion Engine.NG | natural gas peaker | FALSE | 63994 | IXYS Integrated Circuits Division, LLC | 64382 | IXYS - Beverly | MA | Essex | NG3 | Natural Gas Internal Combustion Engine | IC |  | S | 0.7 | 0.8 | 0.7 | 0.7 | 0.1 | N |  |  | N | Industrial Non-CHP | 6 | X | NG
Natural Gas Fired Combustion Turbine.NG | natural gas peaker | TRUE | 63082 | ProEnergy Services | 64383 | Braes Bayou Plant | TX | Fort Bend | CTG-1 | Natural Gas Fired Combustion Turbine | GT |  | W | 60.5 | 0.85 | 44.5 | 49.8 | 22.5 | N |  |  | N | IPP Non-CHP | 2 | X | NG
Natural Gas Fired Combustion Turbine.NG | natural gas peaker | TRUE | 63082 | ProEnergy Services | 64383 | Braes Bayou Plant | TX | Fort Bend | CTG-2 | Natural Gas Fired Combustion Turbine | GT |  | W | 60.5 | 0.85 | 44.5 | 49.8 | 22.5 | N |  |  | N | IPP Non-CHP | 2 | X | NG
Natural Gas Fired Combustion Turbine.NG | natural gas peaker | TRUE | 63082 | ProEnergy Services | 64383 | Braes Bayou Plant | TX | Fort Bend | CTG-3 | Natural Gas Fired Combustion Turbine | GT |  | W | 60.5 | 0.85 | 44.5 | 49.8 | 22.5 | N |  |  | N | IPP Non-CHP | 2 | X | NG
Natural Gas Fired Combustion Turbine.NG | natural gas peaker | TRUE | 63082 | ProEnergy Services | 64383 | Braes Bayou Plant | TX | Fort Bend | CTG-4 | Natural Gas Fired Combustion Turbine | GT |  | W | 60.5 | 0.85 | 44.5 | 49.8 | 22.5 | N |  |  | N | IPP Non-CHP | 2 | X | NG
Natural Gas Fired Combustion Turbine.NG | natural gas peaker | TRUE | 63082 | ProEnergy Services | 64383 | Braes Bayou Plant | TX | Fort Bend | CTG-5 | Natural Gas Fired Combustion Turbine | GT |  | W | 60.5 | 0.85 | 44.5 | 49.8 | 22.5 | N |  |  | N | IPP Non-CHP | 2 | X | NG
Natural Gas Fired Combustion Turbine.NG | natural gas peaker | TRUE | 63082 | ProEnergy Services | 64383 | Braes Bayou Plant | TX | Fort Bend | CTG-6 | Natural Gas Fired Combustion Turbine | GT |  | W | 60.5 | 0.85 | 44.5 | 49.8 | 22.5 | N |  |  | N | IPP Non-CHP | 2 | X | NG
Natural Gas Fired Combustion Turbine.NG | natural gas peaker | TRUE | 63082 | ProEnergy Services | 64383 | Braes Bayou Plant | TX | Fort Bend | CTG-7 | Natural Gas Fired Combustion Turbine | GT |  | W | 60.5 | 0.85 | 44.5 | 49.8 | 22.5 | N |  |  | N | IPP Non-CHP | 2 | X | NG
Natural Gas Fired Combustion Turbine.NG | natural gas peaker | TRUE | 63082 | ProEnergy Services | 64383 | Braes Bayou Plant | TX | Fort Bend | CTG-8 | Natural Gas Fired Combustion Turbine | GT |  | W | 60.5 | 0.85 | 44.5 | 49.8 | 22.5 | N |  |  | N | IPP Non-CHP | 2 | X | NG
Solar Photovoltaic.SUN | solar PV | FALSE | 63432 | SkyHigh 2 Solar | 64384 | Amazon TUS2 | AZ | Pima | ATUS2 | Solar Photovoltaic | PV |  | S | 2.6 |  | 2.6 | 2.6 | 2.6 | N |  |  | N | Commercial Non-CHP | 4 | X | SUN
Solar Photovoltaic.SUN | solar PV | TRUE | 60025 | Greenbacker Renewable Energy Corporation | 64385 | Gliden (Op Zone) | NC | Chowan | 304 | Solar Photovoltaic | PV |  | S | 5 |  | 5 | 5 |  | N |  |  | N | IPP Non-CHP | 2 | X | SUN
Solar Photovoltaic.SUN | solar PV | TRUE | 60970 | SunShare Management | 64386 | Gilcrest V CSG | CO | Weld | GLCRV | Solar Photovoltaic | PV |  | S | 4.8 |  | 4.8 | 4.8 |  | N |  |  | N | IPP Non-CHP | 2 | X | SUN
Solar Photovoltaic.SUN | solar PV | TRUE | 63999 | Quinebaug Solar, LLC | 64387 | Quinebaug Solar | CT | Windham | QBS | Solar Photovoltaic | PV |  | S | 49.4 |  | 49.4 | 49.4 |  | N |  |  | N | IPP Non-CHP | 2 | X | SUN
Solar Photovoltaic.SUN | solar PV | FALSE | 63432 | SkyHigh 2 Solar | 64388 | TruStile Doors - Denver | CO | Adams | TRUCO | Solar Photovoltaic | PV |  | S | 1.2 |  | 1.2 | 1.2 |  | N |  |  | N | Commercial Non-CHP | 4 | X | SUN
Solar Photovoltaic.SUN | solar PV | FALSE | 63432 | SkyHigh 2 Solar | 64389 | Niagara Bottling - Seguin | TX | Guadalupe | NIAGS | Solar Photovoltaic | PV |  | S | 4.9 |  | 4.9 | 4.9 |  | N |  |  | N | Industrial Non-CHP | 6 | X | SUN
Solar Photovoltaic.SUN | solar PV | FALSE | 63432 | SkyHigh 2 Solar | 64391 | Firestone Walker Brewery - Phase 1 | CA | San Luis Obispo | FWBP1 | Solar Photovoltaic | PV |  | S | 1.6 |  | 1.6 | 1.6 |  | N |  |  | N | Industrial Non-CHP | 6 | X | SUN
Solar Photovoltaic.SUN | solar PV | TRUE | 14063 | Oklahoma Gas & Electric Co | 64392 | Branch Solar Farm | AR | Franklin | CVS1 | Solar Photovoltaic | PV |  | S | 5 |  | 5 | 5 |  | N |  |  | N | Electric Utility | 1 | X | SUN
Batteries.MWH | battery storage | 0 | 61012 | AES Distributed Energy | 64395 | ZPD-PT Solar Project 2017-006 LLC Hybrid | MA | Worcester | DRAES | Batteries | BA |  | S | 2.5 |  | 4 | 4 | 0 | N |  |  | N | IPP Non-CHP | 2 | X | MWH
Solar Photovoltaic.SUN | solar PV | TRUE | 61012 | AES Distributed Energy | 64395 | ZPD-PT Solar Project 2017-006 LLC Hybrid | MA | Worcester | DRAPV | Solar Photovoltaic | PV |  | S | 4 |  | 4 | 4 | 0 | N |  |  | N | IPP Non-CHP | 2 | X | SUN
Solar Photovoltaic.SUN | solar PV | FALSE | 63432 | SkyHigh 2 Solar | 64396 | EMWD - Perris Valley RWRF | CA | Riverside | EMSJN | Solar Photovoltaic | PV |  | S | 3.4 |  | 3.4 | 3.4 |  | N |  |  | N | Commercial Non-CHP | 4 | X | SUN
Solar Photovoltaic.SUN | solar PV | FALSE | 63432 | SkyHigh 2 Solar | 64397 | EMWD - San Jacinto RWRF NEM | CA | Riverside | EMSJN | Solar Photovoltaic | PV |  | S | 1.3 |  | 1.3 | 1.3 |  | N |  |  | N | Commercial Non-CHP | 4 | X | SUN
Solar Photovoltaic.SUN | solar PV | FALSE | 63432 | SkyHigh 2 Solar | 64398 | EMWD - Sun City RWRF | CA | Riverside | EMSUN | Solar Photovoltaic | PV |  | S | 1.6 |  | 1.5 | 1.5 |  | N |  |  | N | Commercial Non-CHP | 4 | X | SUN
Solar Photovoltaic.SUN | solar PV | FALSE | 63432 | SkyHigh 2 Solar | 64399 | EMWD - San Jacinto RES BCT | CA | Riverside | EMRES | Solar Photovoltaic | PV |  | S | 4.2 |  | 4.2 | 4.2 | 5.5 | N |  |  | N | Commercial Non-CHP | 4 | X | SUN
Batteries.MWH | battery storage | 0 | 63432 | SkyHigh 2 Solar | 64400 | BYU - Hawaii | HI | Honolulu | BYESS | Batteries | BA |  | S | 1.9 |  | 1.9 | 1.9 | 1.9 | N |  |  | N | Commercial Non-CHP | 4 | X | MWH
Solar Photovoltaic.SUN | solar PV | FALSE | 63432 | SkyHigh 2 Solar | 64400 | BYU - Hawaii | HI | Honolulu | BYUHI | Solar Photovoltaic | PV |  | S | 3.1 |  | 3.1 | 3.1 | 3.1 | N |  |  | N | Commercial Non-CHP | 4 | X | SUN
Solar Photovoltaic.SUN | solar PV | FALSE | 63432 | SkyHigh 2 Solar | 64401 | CSU San Jose State University | CA | Santa Clara | CSUSJ | Solar Photovoltaic | PV |  | S | 1.7 |  | 1.7 | 1.7 |  | N |  |  | N | Industrial Non-CHP | 6 | X | SUN
Solar Photovoltaic.SUN | solar PV | FALSE | 63432 | SkyHigh 2 Solar | 64402 | El Dorado County | CA | El Dorado | ELDCO | Solar Photovoltaic | PV |  | S | 1.5 |  | 1.5 | 1.5 |  | N |  |  | N | Commercial Non-CHP | 4 | X | SUN
Solar Photovoltaic.SUN | solar PV | FALSE | 63432 | SkyHigh 2 Solar | 64403 | California State Univ at Channel Islands | CA | Ventura | CSUCI | Solar Photovoltaic | PV |  | S | 3.7 |  | 3.7 | 3.7 |  | N |  |  | N | Industrial Non-CHP | 6 | X | SUN
Solar Photovoltaic.SUN | solar PV | FALSE | 57369 | Apple, Inc | 64404 | Mesa Carport PV | AZ | Maricopa | CPTPV | Solar Photovoltaic | PV |  | S | 3.6 |  | 3.6 | 2.7 |  | N |  |  | N | Commercial Non-CHP | 4 | X | SUN
Solar Photovoltaic.SUN | solar PV | FALSE | 57369 | Apple, Inc | 64404 | Mesa Carport PV | AZ | Maricopa | GFTPV | Solar Photovoltaic | PV |  | S | 1 |  | 1 | 0.2 |  | N |  |  | N | Commercial Non-CHP | 4 | X | SUN
Solar Photovoltaic.SUN | solar PV | FALSE | 63432 | SkyHigh 2 Solar | 64406 | EMWD - Moreno Valley RWRF | CA | Riverside | EMMOR | Solar Photovoltaic | PV |  | S | 2.4 |  | 2.4 | 2.4 |  | N |  |  | N | Commercial Non-CHP | 4 | X | SUN
Onshore Wind Turbine.WND | onshore wind | TRUE | 64000 | Flat Ridge 3 Wind Energy, LLC | 64407 | Flat Ridge 3 | KS | Kingman | FRW3 | Onshore Wind Turbine | WT |  | S | 128 | 0.95 | 128 | 128 | 2 | N |  |  | N | IPP Non-CHP | 2 | X | WND
Wood/Wood Waste Biomass.WDS | biomass | TRUE | 16191 | Robbins Lumber Inc | 64408 | Georges River Energy | ME | Waldo | WEG | Wood/Wood Waste Biomass | ST |  | S | 10 | 0.85 | 8.5 | 8.5 | 1.5 | N |  |  | Y | IPP CHP | 3 | T | WDS
Solar Photovoltaic.SUN | solar PV | TRUE | 64050 | Anderson Solar Farm, LLC | 64409 | Anderson (SC) | SC | Anderson | ANDER | Solar Photovoltaic | PV |  | S | 2 |  | 2 | 2 |  | N |  |  | N | IPP Non-CHP | 2 | X | SUN
Solar Photovoltaic.SUN | solar PV | TRUE | 64051 | Briarwood Solar, LLC | 64410 | Briarwood | SC | Greenwood | BRIAR | Solar Photovoltaic | PV |  | S | 2 |  | 2 | 2 |  | N |  |  | N | IPP Non-CHP | 2 | X | SUN
Solar Photovoltaic.SUN | solar PV | TRUE | 64052 | Delanco Coopertown Rd Solar 2, LLC | 64411 | Delanco | NJ | Burlington | DELAN | Solar Photovoltaic | PV |  | S | 2.4 |  | 2.4 | 2.4 |  | N |  |  | N | IPP Non-CHP | 2 | X | SUN
Solar Photovoltaic.SUN | solar PV | TRUE | 64053 | Gold Mine Solar, LLC | 64412 | Gold Mine | SC | Greenwood | GMINE | Solar Photovoltaic | PV |  | S | 1.5 |  | 1.5 | 1.5 |  | N |  |  | N | IPP Non-CHP | 2 | X | SUN
Solar Photovoltaic.SUN | solar PV | TRUE | 64063 | Schull CSG LLC | 64413 | Schull CSG | MN | Blue Earth | SCHUL | Solar Photovoltaic | PV |  | S | 1 |  | 0.4 | 0.2 |  | N |  |  | N | IPP Non-CHP | 2 | X | SUN
Solar Photovoltaic.SUN | solar PV | TRUE | 64054 | Pontiac Solar, LLC | 64414 | Pontiac | IL | Livingston | PONTC | Solar Photovoltaic | PV |  | S | 2 |  | 2 | 2 |  | N |  |  | N | IPP Non-CHP | 2 | X | SUN
Solar Photovoltaic.SUN | solar PV | TRUE | 64055 | Rockford Baxter Rd Holdco LLC CSG | 64415 | Rockford CSG | IL | Winnebago | ROCKF | Solar Photovoltaic | PV |  | S | 2 |  | 2 | 2 |  | N |  |  | N | IPP Non-CHP | 2 | X | SUN
Solar Photovoltaic.SUN | solar PV | TRUE | 64056 | Sandoval Holdco, LLC | 64416 | Sandoval | IL | Clinton | SANDL | Solar Photovoltaic | PV |  | S | 2 |  | 2 | 2 |  | N |  |  | N | IPP Non-CHP | 2 | X | SUN
Solar Photovoltaic.SUN | solar PV | TRUE | 64057 | BWC East Brook, LLC | 64417 | Wilbraham | MA | Hampden | WILBR | Solar Photovoltaic | PV |  | S | 4 |  | 4 | 4 |  | N |  |  | N | IPP Non-CHP | 2 | X | SUN
Solar Photovoltaic.SUN | solar PV | TRUE | 64034 | Los Palos Street Operating, LLC | 64418 | Big Bear | CA | Los Angeles | BB000 | Solar Photovoltaic | PV |  | S | 5.5 | 1 | 5.5 | 5.5 |  | N |  |  | N | IPP Non-CHP | 2 | X | SUN
Solar Photovoltaic.SUN | solar PV | TRUE | 64067 | ISM Solar Dighton 3, LLC | 64419 | Elm Street | MA | Bristol | ELM | Solar Photovoltaic | PV |  | S | 2.8 |  | 2.8 | 2.8 |  | N |  |  | N | IPP Non-CHP | 2 | X | SUN
Petroleum Liquids.DFO | petroleum | TRUE | 64065 | City of Scribner | 64420 | Scribner Diesel Generation Facility | NE | Dodge | 1 | Petroleum Liquids | IC |  | S | 2 | 0.9 | 2 | 2 | 0.1 | N |  |  | N | Electric Utility | 1 | X | DFO | OBL
Petroleum Liquids.DFO | petroleum | TRUE | 64065 | City of Scribner | 64420 | Scribner Diesel Generation Facility | NE | Dodge | 2 | Petroleum Liquids | IC |  | S | 2 | 0.9 | 2 | 2 | 0.1 | N |  |  | N | Electric Utility | 1 | X | DFO | OBL
Solar Photovoltaic.SUN | solar PV | TRUE | 62719 | Green Street Power Partners | 64421 | Sunvestment Energy Group NY 63 LLC | NY | Onondaga | DEWIT | Solar Photovoltaic | PV |  | S | 2 |  | 2 | 2 |  | N |  |  | N | IPP Non-CHP | 2 | X | SUN
Solar Photovoltaic.SUN | solar PV | TRUE | 62719 | Green Street Power Partners | 64422 | GSPP Onyx New Brunswick LLC | NJ | Middlesex | NBOE1 | Solar Photovoltaic | PV |  | S | 0.3 |  | 0.3 | 0.3 |  | N |  |  | N | IPP Non-CHP | 2 | X | SUN
Solar Photovoltaic.SUN | solar PV | TRUE | 62719 | Green Street Power Partners | 64422 | GSPP Onyx New Brunswick LLC | NJ | Middlesex | NBOE2 | Solar Photovoltaic | PV |  | S | 0.4 |  | 0.4 | 0.4 |  | N |  |  | N | IPP Non-CHP | 2 | X | SUN
Solar Photovoltaic.SUN | solar PV | TRUE | 62719 | Green Street Power Partners | 64422 | GSPP Onyx New Brunswick LLC | NJ | Middlesex | NBOE3 | Solar Photovoltaic | PV |  | S | 0.3 |  | 0.3 | 0.3 |  | N |  |  | N | IPP Non-CHP | 2 | X | SUN
Solar Photovoltaic.SUN | solar PV | TRUE | 62719 | Green Street Power Partners | 64422 | GSPP Onyx New Brunswick LLC | NJ | Middlesex | NBOE4 | Solar Photovoltaic | PV |  | S | 0.1 |  | 0.1 | 0.1 |  | N |  |  | N | IPP Non-CHP | 2 | X | SUN
Batteries.MWH | battery storage | 0 | 63289 | Key Capture Energy | 64423 | TX7 Flat Top | TX | Reeves | TX7 | Batteries | BA |  | S | 9.9 |  | 9.9 | 9.9 |  | N |  |  | N | IPP Non-CHP | 2 | X | MWH
Batteries.MWH | battery storage | 0 | 63289 | Key Capture Energy | 64424 | TX8 Worsham | TX | Pecos | TX8 | Batteries | BA |  | S | 9.9 |  | 9.9 | 9.9 |  | N |  |  | N | IPP Non-CHP | 2 | X | MWH
Batteries.MWH | battery storage | 0 | 63289 | Key Capture Energy | 64425 | TX2 Port Lavaca | TX | Calhoun | TX2 | Batteries | BA |  | S | 9.9 |  | 9.9 | 9.9 |  | N |  |  | N | IPP Non-CHP | 2 | X | MWH
Solar Photovoltaic.SUN | solar PV | TRUE | 64002 | Wilmot Energy Center LLC | 64426 | Wilmot Energy Center LLC | AZ | Pima | WIL | Solar Photovoltaic | PV |  | S | 130 |  | 100 | 100 | 100 | N |  |  | N | IPP Non-CHP | 2 | X | SUN
Batteries.MWH | battery storage | 0 | 64002 | Wilmot Energy Center LLC | 64426 | Wilmot Energy Center LLC | AZ | Pima | WILBA | Batteries | BA |  | S | 30 |  | 30 | 30 | 0 | N |  |  | N | IPP Non-CHP | 2 | X | MWH
Solar Photovoltaic.SUN | solar PV | TRUE | 64081 | Point Beach Solar | 64431 | Point Beach Solar | WI | Manitowoc | PBS | Solar Photovoltaic | PV |  | S | 100 |  | 100 | 100 |  | N |  |  | N | IPP Non-CHP | 2 | X | SUN
Batteries.MWH | battery storage | 0 | 64069 | Breckenridge Street Solar 1, LLC | 64432 | Breckenridge Solar | MA | Hampden | BBA | Batteries | BA |  | S | 2.2 |  | 2.2 | 2.2 | 0 | N |  |  | N | IPP Non-CHP | 2 | X | MWH
Solar Photovoltaic.SUN | solar PV | TRUE | 64069 | Breckenridge Street Solar 1, LLC | 64432 | Breckenridge Solar | MA | Hampden | BKS | Solar Photovoltaic | PV |  | S | 5 |  | 5 | 5 |  | N |  |  | N | IPP Non-CHP | 2 | X | SUN
Onshore Wind Turbine.WND | onshore wind | TRUE | 64068 | Black Rock Wind Force, LLC | 64433 | Black Rock Wind | WV | Mineral | BRW | Onshore Wind Turbine | WT |  | S | 115 |  | 115 | 115 | 0.7 | N |  |  | N | IPP Non-CHP | 2 | X | WND
Solar Photovoltaic.SUN | solar PV | TRUE | 64071 | Rounseville Solar 1, LLC | 64434 | Rounseville Solar | MA | Plymouth | ROU | Solar Photovoltaic | PV |  | S | 2.7 |  | 2.7 | 2.7 |  | N |  |  | N | IPP Non-CHP | 2 | X | SUN
Solar Photovoltaic.SUN | solar PV | TRUE | 64072 | MA CS Ware West, LLC | 64435 | Town of Ware - Canadian Tree(CSG) | MA | Hampshire | TOW | Solar Photovoltaic | PV |  | S | 1.4 |  | 1.4 | 1.4 |  | N |  |  | N | IPP Non-CHP | 2 | X | SUN
Solar Photovoltaic.SUN | solar PV | TRUE | 64073 | Wilmarth Lane Solar 1, LLC | 64436 | Wilmarth Solar | MA | Norfolk | WIL | Solar Photovoltaic | PV |  | S | 5 |  | 5 | 5 |  | N |  |  | N | IPP Non-CHP | 2 | X | SUN
Batteries.MWH | battery storage | 0 | 64073 | Wilmarth Lane Solar 1, LLC | 64436 | Wilmarth Solar | MA | Norfolk | WILB | Batteries | BA |  | S | 2.3 |  | 2.3 | 2.3 | 0 | N |  |  | N | IPP Non-CHP | 2 | X | MWH
Solar Photovoltaic.SUN | solar PV | TRUE | 64070 | Dresser Hill Solar, LLC | 64437 | Dresser Hill CSG | MA | Worcester | DRH | Solar Photovoltaic | PV |  | S | 3.7 |  | 3.7 | 3.7 |  | N |  |  | N | IPP Non-CHP | 2 | X | SUN
Solar Photovoltaic.SUN | solar PV | TRUE | 64088 | SSA Solar of CA 5, LLC | 64438 | Vallecitos Water District | CA | San Diego | VALLE | Solar Photovoltaic | PV |  | S | 1.4 |  | 1.4 | 1.4 |  | N |  |  | N | IPP Non-CHP | 2 | X | SUN
Solar Photovoltaic.SUN | solar PV | TRUE | 64089 | Pine Road Solar, LLC | 64439 | Pine Road Solar, LLC CSG | IL | DeKalb | PINE | Solar Photovoltaic | PV |  | S | 2 |  | 2 | 2 |  | N |  |  | N | IPP Non-CHP | 2 | X | SUN
Petroleum Liquids.DFO | petroleum | FALSE | 64093 | White Plains Hospital Medical Center | 64440 | White Plains Hospital Medical Center | NY | Westchester | EGEN3 | Petroleum Liquids | IC |  | S | 1.2 | 0.8 | 1.2 | 1.2 | 0.1 | N |  |  | N | Commercial Non-CHP | 4 | X | DFO
Petroleum Liquids.DFO | petroleum | FALSE | 64093 | White Plains Hospital Medical Center | 64440 | White Plains Hospital Medical Center | NY | Westchester | ENG1A | Petroleum Liquids | IC |  | S | 0.5 | 0.8 | 0.5 | 0.5 | 0.1 | N |  |  | N | Commercial Non-CHP | 4 | X | DFO
Petroleum Liquids.DFO | petroleum | FALSE | 64093 | White Plains Hospital Medical Center | 64440 | White Plains Hospital Medical Center | NY | Westchester | ENGN2 | Petroleum Liquids | IC |  | S | 0.5 | 0.8 | 0.5 | 0.5 | 0.1 | N |  |  | N | Commercial Non-CHP | 4 | X | DFO
Petroleum Liquids.DFO | petroleum | FALSE | 64093 | White Plains Hospital Medical Center | 64440 | White Plains Hospital Medical Center | NY | Westchester | ENGN4 | Petroleum Liquids | IC |  | S | 0.8 | 0.8 | 0.8 | 0.8 | 0.1 | N |  |  | N | Commercial Non-CHP | 4 | X | DFO
Petroleum Liquids.DFO | petroleum | FALSE | 64093 | White Plains Hospital Medical Center | 64440 | White Plains Hospital Medical Center | NY | Westchester | ENGN5 | Petroleum Liquids | IC |  | S | 0.4 | 0.8 | 0.4 | 0.4 | 0.1 | N |  |  | N | Commercial Non-CHP | 4 | X | DFO
Petroleum Liquids.DFO | petroleum | FALSE | 64093 | White Plains Hospital Medical Center | 64440 | White Plains Hospital Medical Center | NY | Westchester | ENGN6 | Petroleum Liquids | IC |  | S | 1 | 0.8 | 1 | 1 | 0.1 | N |  |  | N | Commercial Non-CHP | 4 | X | DFO
Petroleum Liquids.DFO | petroleum | FALSE | 64093 | White Plains Hospital Medical Center | 64440 | White Plains Hospital Medical Center | NY | Westchester | ENGN7 | Petroleum Liquids | IC |  | S | 1.8 | 0.8 | 1.8 | 1.8 | 0.1 | N |  |  | N | Commercial Non-CHP | 4 | X | DFO
Solar Photovoltaic.SUN | solar PV | TRUE | 60025 | Greenbacker Renewable Energy Corporation | 64441 | Valencia 3 | CA | Imperial | 266 | Solar Photovoltaic | PV |  | S | 3 |  | 3 | 3 |  | N |  |  | N | IPP Non-CHP | 2 | X | SUN
Batteries.MWH | battery storage | 0 | 57365 | Consolidated Edison Solutions Inc. | 64442 | Mt Pleasant Community Center | NY | Westchester | MPES | Batteries | BA |  | S | 0.7 |  | 0.7 | 0.7 | 0.7 | N |  |  | N | IPP Non-CHP | 2 | X | MWH
Solar Photovoltaic.SUN | solar PV | TRUE | 57365 | Consolidated Edison Solutions Inc. | 64442 | Mt Pleasant Community Center | NY | Westchester | MPPV | Solar Photovoltaic | PV |  | S | 0.5 |  | 0.5 | 0.5 |  | N |  |  | N | IPP Non-CHP | 2 | X | SUN
Solar Photovoltaic.SUN | solar PV | TRUE | 62627 | Alchemy Renewable Energy | 64443 | Golden Solar | VT | Caledonia | GOLD | Solar Photovoltaic | PV |  | S | 2.2 |  | 2.2 | 2.2 |  | N |  |  | N | IPP Non-CHP | 2 | X | SUN
Solar Photovoltaic.SUN | solar PV | TRUE | 61204 | Today's Power, Inc. | 64444 | City of Paris Solar | AR | Logan | PARIS | Solar Photovoltaic | PV |  | S | 1.5 |  | 1.5 | 1.5 |  | N |  |  | N | Electric Utility | 1 | X | SUN
Solar Photovoltaic.SUN | solar PV | TRUE | 60947 | Tesla Inc. | 64445 | County of Dutchess, NY (Airport) | NY | Dutchess | PV1 | Solar Photovoltaic | PV |  | W | 1.8 |  | 1.8 | 1.8 |  | N |  |  | N | IPP Non-CHP | 2 | X | SUN
Batteries.MWH | battery storage | 0 | 17470 | PUD 1 of Snohomish County | 64446 | Arlington Microgrid | WA | Snohomish | AMGB | Batteries | BA |  | S | 1 | 1 | 1 | 1 | 0 | N |  |  | N | Electric Utility | 1 | X | MWH
Solar Photovoltaic.SUN | solar PV | TRUE | 17470 | PUD 1 of Snohomish County | 64446 | Arlington Microgrid | WA | Snohomish | AMGPV | Solar Photovoltaic | PV |  | S | 0.5 |  | 0.5 | 0.5 |  | N |  |  | N | Electric Utility | 1 | X | SUN
Solar Photovoltaic.SUN | solar PV | TRUE | 64108 | Brazoria West Solar Project, LLC | 64447 | Brazoria West | TX | Brazoria | GEN1 | Solar Photovoltaic | PV |  | S | 200 |  | 200 | 200 | 0.1 | N |  |  | N | IPP Non-CHP | 2 | X | SUN
Solar Photovoltaic.SUN | solar PV | TRUE | 64118 | Grissom Solar, LLC | 64450 | Grissom Solar, LLC | NC | Halifax | GSF01 | Solar Photovoltaic | PV |  | S | 5 |  | 5 | 5 |  | N |  |  | N | IPP Non-CHP | 2 | X | SUN
Batteries.MWH | battery storage | 0 | 64118 | Grissom Solar, LLC | 64450 | Grissom Solar, LLC | NC | Halifax | GSF02 | Batteries | BA |  | S | 10 |  | 10 | 10 | 5 | N |  |  | N | IPP Non-CHP | 2 | X | MWH
Solar Photovoltaic.SUN | solar PV | TRUE | 61610 | Delaware River Solar, LLC | 64451 | Rosemond Solar Community Solar | NY | Sullivan | 1583 | Solar Photovoltaic | PV |  | S | 2 |  | 2 | 2 |  | N |  |  | N | IPP Non-CHP | 2 | X | SUN
Batteries.MWH | battery storage | 0 | 63991 | DG New York CS, LLC | 64453 | Volney II | NY | Oswego | VOLES | Batteries | BA |  | S | 3 |  | 3 | 3 | 0.1 | N |  |  | N | IPP Non-CHP | 2 | X | MWH
Solar Photovoltaic.SUN | solar PV | TRUE | 63991 | DG New York CS, LLC | 64453 | Volney II | NY | Oswego | VOLNE | Solar Photovoltaic | PV |  | S | 1.5 |  | 1.5 | 1.5 |  | N |  |  | N | IPP Non-CHP | 2 | X | SUN
Solar Photovoltaic.SUN | solar PV | TRUE | 64119 | Merrimack Solar Farm | 64454 | Merrimack Solar Farm, LLC | NH | Hillsborough | PV1 | Solar Photovoltaic | PV |  | S | 2.4 |  | 2.4 | 2.4 |  | N |  |  | N | IPP Non-CHP | 2 | X | SUN
Solar Photovoltaic.SUN | solar PV | TRUE | 64103 | 13 Mile Solar, LLC | 64456 | 13 Mile Solar, LLC | MI | Calhoun | FAC13 | Solar Photovoltaic | PV |  | S | 2 |  | 2 | 2 |  | N |  |  | N | IPP Non-CHP | 2 | X | SUN
Solar Photovoltaic.SUN | solar PV | TRUE | 64104 | Captain Solar, LLC | 64457 | Captain Solar, LLC | MI | Genesee | FACCA | Solar Photovoltaic | PV |  | S | 2 |  | 2 | 2 |  | N |  |  | N | IPP Non-CHP | 2 | X | SUN
Solar Photovoltaic.SUN | solar PV | TRUE | 64105 | Coldwater Solar, LLC | 64458 | Coldwater Solar, LLC | MI | Genesee | FAACW | Solar Photovoltaic | PV |  | S | 2 |  | 2 | 2 |  | N |  |  | N | IPP Non-CHP | 2 | X | SUN
Solar Photovoltaic.SUN | solar PV | TRUE | 64106 | Geddes 1 Solar, LLC | 64459 | Geddes 1 Solar, LLC | MI | Saginaw | FACG1 | Solar Photovoltaic | PV |  | S | 2 |  | 2 | 2 |  | N |  |  | N | IPP Non-CHP | 2 | X | SUN
Solar Photovoltaic.SUN | solar PV | TRUE | 64111 | Jack Francis Solar, LLC | 64460 | Jack Francis Solar, LLC | MI | Genesee | FACJF | Solar Photovoltaic | PV |  | S | 2 |  | 2 | 2 |  | N |  |  | N | IPP Non-CHP | 2 | X | SUN
Solar Photovoltaic.SUN | solar PV | TRUE | 64112 | May Shannon Solar, LLC | 64461 | May Shannon Solar, LLC | MI | Genesee | FACMS | Solar Photovoltaic | PV |  | S | 2 |  | 2 | 2 |  | N |  |  | N | IPP Non-CHP | 2 | X | SUN
Solar Photovoltaic.SUN | solar PV | TRUE | 64113 | Stoneheart Solar, LLC | 64462 | Stoneheart Solar, LLC | MI | Saginaw | FACSH | Solar Photovoltaic | PV |  | S | 2 |  | 2 | 2 |  | N |  |  | N | IPP Non-CHP | 2 | X | SUN
Solar Photovoltaic.SUN | solar PV | TRUE | 64114 | Workman Road Solar Farm, LLC | 64463 | Workman Road Solar Farm, LLC | MI | Missaukee | FACWR | Solar Photovoltaic | PV |  | S | 2 |  | 2 | 2 |  | N |  |  | N | IPP Non-CHP | 2 | X | SUN
Solar Photovoltaic.SUN | solar PV | TRUE | 64098 | Clendenin A Community Solar, LLC | 64464 | Clendenin A Community Solar, LLC CSG | IL | Williamson | CLEN | Solar Photovoltaic | PV |  | S | 2 |  | 2 | 2 |  | N |  |  | N | IPP Non-CHP | 2 | X | SUN
Solar Photovoltaic.SUN | solar PV | TRUE | 64099 | Kern A Community Solar, LLC | 64465 | Kern A Community Solar, LLC CSG | IL | Franklin | KERN | Solar Photovoltaic | PV |  | S | 2 |  | 2 | 2 |  | N |  |  | N | IPP Non-CHP | 2 | X | SUN
Solar Photovoltaic.SUN | solar PV | TRUE | 64100 | Lukuc B Community Solar LLC | 64466 | Lukuc B Community Solar LLC CSG | IL | Williamson | LUKC | Solar Photovoltaic | PV |  | S | 2 |  | 2 | 2 |  | N |  |  | N | IPP Non-CHP | 2 | X | SUN
Solar Photovoltaic.SUN | solar PV | TRUE | 64101 | CSG Mt. Morris 2, LLC | 64467 | CSG Mt. Morris 2, LLC | IL | Ogle | MTMO | Solar Photovoltaic | PV |  | S | 2 |  | 2 | 2 |  | N |  |  | N | IPP Non-CHP | 2 | X | SUN
Solar Photovoltaic.SUN | solar PV | TRUE | 64102 | Tower Road Solar, LLC | 64468 | Tower Road Solar, LLC CSG | IL | Dekalb | BOIG | Solar Photovoltaic | PV |  | S | 2 |  | 2 | 2 |  | N |  |  | N | IPP Non-CHP | 2 | X | SUN
Solar Photovoltaic.SUN | solar PV | TRUE | 64107 | Interchange Solar, LLC | 64470 | Interchange Solar, LLC | MI | Genesee | FACIC | Solar Photovoltaic | PV |  | S | 2 |  | 2 | 2 |  | N |  |  | N | IPP Non-CHP | 2 | X | SUN
Solar Photovoltaic.SUN | solar PV | TRUE | 64095 | RPCA Solar 3, LLC | 64471 | Byron Highway Solar | CA | Contra Costa | BYHWY | Solar Photovoltaic | PV |  | S | 5 |  | 5 | 5 |  | N |  |  | N | IPP Non-CHP | 2 | X | SUN
Solar Photovoltaic.SUN | solar PV | TRUE | 64096 | RPSC Solar 3, LLC | 64472 | Berry Road Solar | SC | Greenville | BERRY | Solar Photovoltaic | PV |  | S | 2 |  | 2 | 2 |  | N |  |  | N | IPP Non-CHP | 2 | X | SUN
Solar Photovoltaic.SUN | solar PV | TRUE | 64083 | DG Central 1, LLC | 64473 | Norman Solar | OK | Cleveland | NORMN | Solar Photovoltaic | PV |  | S | 2 |  | 2 | 2 |  | N |  |  | N | IPP Non-CHP | 2 | X | SUN
Solar Photovoltaic.SUN | solar PV | TRUE | 64115 | Swansboro Solar, LLC | 64476 | Swansboro Solar, LLC | NC | Onslow | 1102 | Solar Photovoltaic | PV |  | W | 4.9 | 1 | 4.9 | 4.9 |  | N |  |  | N | IPP Non-CHP | 2 | X | SUN
Solar Photovoltaic.SUN | solar PV | TRUE | 64116 | Suncaster, LLC | 64477 | Suncaster, LLC | NC | Wayne | 1 | Solar Photovoltaic | PV |  | W | 2.4 | 1 | 2.4 | 2.4 |  | N |  |  | N | IPP Non-CHP | 2 | X | SUN
Solar Photovoltaic.SUN | solar PV | TRUE | 64117 | 1034 Catherine Lake Solar, LLC | 64478 | 1034 Catherine Lake Solar, LLC | NC | Onslow | 1034 | Solar Photovoltaic | PV |  | W | 4.9 |  | 4.9 | 4.9 |  | N |  |  | N | IPP Non-CHP | 2 | X | SUN
Solar Photovoltaic.SUN | solar PV | TRUE | 63359 | REA Investments, LLC | 64479 | Novel Handeland Solar LLC (CSG) | MN | Yellow Medicine | HNDLD | Solar Photovoltaic | PV |  | S | 1 | 1 | 1 | 1 |  | N |  |  | N | IPP Non-CHP | 2 | X | SUN
Solar Photovoltaic.SUN | solar PV | TRUE | 64147 | Rice Community Solar Two LLC | 64480 | Rice Two Solar CSG | MN | Rice | TC3 | Solar Photovoltaic | PV |  | S | 0.8 |  | 0.8 | 0.8 |  | N |  |  | N | IPP Non-CHP | 2 | X | SUN
Solar Photovoltaic.SUN | solar PV | TRUE | 64144 | Arlington Energy Center II | 64481 | Arlington Energy Center II | CA | Riverside | AEC1 | Solar Photovoltaic | PV |  | S | 100 |  | 100 | 100 |  | N |  |  | N | IPP Non-CHP | 2 | X | SUN
Batteries.MWH | battery storage | 0 | 64144 | Arlington Energy Center II | 64481 | Arlington Energy Center II | CA | Riverside | AEC2B | Batteries | BA |  | S | 132 |  | 132 | 132 | 0 | N |  |  | N | IPP Non-CHP | 2 | X | MWH
Solar Photovoltaic.SUN | solar PV | TRUE | 63359 | REA Investments, LLC | 64482 | Novel Stavem Solar LLC CSG | MN | Pope | STAVM | Solar Photovoltaic | PV |  | S | 1 | 1 | 1 | 1 |  | N |  |  | N | IPP Non-CHP | 2 | X | SUN
Solar Photovoltaic.SUN | solar PV | TRUE | 63359 | REA Investments, LLC | 64483 | Novel Sunnyfield Farms Solar LLC CSG | MN | Wabasha | SNYFD | Solar Photovoltaic | PV |  | S | 1 | 1 | 1 | 1 |  | N |  |  | N | IPP Non-CHP | 2 | X | SUN
Solar Photovoltaic.SUN | solar PV | TRUE | 63359 | REA Investments, LLC | 64486 | Novel David Solar LLC CSG | MN | Waseca | DAVID | Solar Photovoltaic | PV |  | S | 1 | 1 | 1 | 1 |  | N |  |  | N | IPP Non-CHP | 2 | X | SUN
Solar Photovoltaic.SUN | solar PV | TRUE | 63359 | REA Investments, LLC | 64487 | Novel Huneke Solar LLC CSG | MN | Goodhue | HNKE | Solar Photovoltaic | PV |  | S | 1 | 1 | 1 | 1 |  | N |  |  | N | IPP Non-CHP | 2 | X | SUN
Solar Photovoltaic.SUN | solar PV | TRUE | 63359 | REA Investments, LLC | 64488 | Novel Denzer Solar LLC CSG | MN | Winona | DNZR | Solar Photovoltaic | PV |  | S | 1 | 1 | 1 | 1 |  | N |  |  | N | IPP Non-CHP | 2 | X | SUN
Solar Photovoltaic.SUN | solar PV | TRUE | 64143 | Hendershot Solar, LLC | 64496 | Hendershot Solar, LLC | MI | Lenawee | FACHE | Solar Photovoltaic | PV |  | S | 2 |  | 2 | 2 |  | N |  |  | N | IPP Non-CHP | 2 | X | SUN
Solar Photovoltaic.SUN | solar PV | TRUE | 64142 | Hazel Solar, LLC | 64497 | Hazel Solar, LLC | MI | Montcalm | FACHA | Solar Photovoltaic | PV |  | S | 2 |  | 2 | 2 |  | N |  |  | N | IPP Non-CHP | 2 | X | SUN
Solar Photovoltaic.SUN | solar PV | TRUE | 64141 | Geddes 2 Solar, LLC | 64498 | Geddes 2 Solar, LLC | MI | Saginaw | FACG2 | Solar Photovoltaic | PV |  | S | 2 |  | 2 | 2 |  | N |  |  | N | IPP Non-CHP | 2 | X | SUN
Solar Photovoltaic.SUN | solar PV | TRUE | 64140 | Bullhead Solar, LLC | 64499 | Bullhead Solar, LLC | MI | Hillsdale | FACBH | Solar Photovoltaic | PV |  | S | 2 |  | 2 | 2 |  | N |  |  | N | IPP Non-CHP | 2 | X | SUN
Solar Photovoltaic.SUN | solar PV | TRUE | 64139 | Angola Solar, LLC | 64500 | Angola Solar, LLC | MI | Branch | FACAN | Solar Photovoltaic | PV |  | S | 2 |  | 2 | 2 | 0 | N |  |  | N | IPP Non-CHP | 2 | X | SUN
Solar Photovoltaic.SUN | solar PV | FALSE | 60268 | Hartz Solar, LLC | 64502 | 7448 Candlewood Road | MD | Anne Arundel | 1 | Solar Photovoltaic | PV |  | S | 1.5 |  | 1.5 | 1.2 |  | N |  |  | N | Commercial Non-CHP | 4 | X | SUN
Solar Photovoltaic.SUN | solar PV | TRUE | 64149 | Palmer Community Solar LLC | 64503 | Palmer Community Solar LLC CSG | MN | Chisago | PALM | Solar Photovoltaic | PV |  | S | 1 | 1 | 1 | 1 |  | N |  |  | N | IPP Non-CHP | 2 | X | SUN
Solar Photovoltaic.SUN | solar PV | TRUE | 64150 | Medin 2 Community Solar LLC | 64504 | Medin 2 Community Solar LLC CSG | MN | Chisago | MED2 | Solar Photovoltaic | PV |  | S | 1 | 1 | 1 | 1 |  | N |  |  | N | IPP Non-CHP | 2 | X | SUN
Landfill Gas.LFG | natural gas peaker | TRUE | 6395 | Flathead Electric Coop Inc | 64505 | Flathead Landfill to Gas Energy Facility | MT | Flathead | LFGE1 | Landfill Gas | IC |  | S | 1.6 | 0.9 | 1.6 | 1.6 | 0.8 | N |  |  | N | Electric Utility | 1 | X | LFG
Solar Photovoltaic.SUN | solar PV | TRUE | 64148 | Cokato Holdco LLC | 64506 | Cokato CSG | MN | Wright | COK | Solar Photovoltaic | PV |  | S | 4 |  | 4 | 4 |  | N |  |  | N | IPP Non-CHP | 2 | X | SUN
Batteries.MWH | battery storage | 0 | 13683 | North Carolina El Member Corp | 64508 | Hall Solar Energy Storage | NC | Duplin | BAT1 | Batteries | BA |  | S | 2.5 |  | 2.5 | 2.5 | 0 | N |  |  | N | Electric Utility | 1 | X | MWH
Solar Photovoltaic.SUN | solar PV | TRUE | 13683 | North Carolina El Member Corp | 64508 | Hall Solar Energy Storage | NC | Duplin | SOL1 | Solar Photovoltaic | PV |  | S | 2 |  | 2 | 2 |  | N |  |  | N | Electric Utility | 1 | X | SUN
Batteries.MWH | battery storage | 0 | 13683 | North Carolina El Member Corp | 64514 | Ludie Brown Solar Energy Storage | NC | Duplin | BAT1 | Batteries | BA |  | S | 2.5 |  | 2.5 | 2.5 | 0 | N |  |  | N | Electric Utility | 1 | X | MWH
Solar Photovoltaic.SUN | solar PV | TRUE | 13683 | North Carolina El Member Corp | 64514 | Ludie Brown Solar Energy Storage | NC | Duplin | SOL1 | Solar Photovoltaic | PV |  | S | 2 |  | 2 | 2 |  | N |  |  | N | Electric Utility | 1 | X | SUN
Petroleum Liquids.DFO | petroleum | FALSE | 64153 | Stamford Health Systems, Inc. | 64515 | Stamford Health | CT | Fairfield | 1 | Petroleum Liquids | IC |  | S | 0.4 | 0.8 | 0.4 | 0.4 | 0.1 | N |  |  | N | Commercial Non-CHP | 4 | X | DFO
Petroleum Liquids.DFO | petroleum | FALSE | 64153 | Stamford Health Systems, Inc. | 64515 | Stamford Health | CT | Fairfield | 13 | Petroleum Liquids | IC |  | S | 0.5 | 0.8 | 0.5 | 0.5 | 0.1 | N |  |  | N | Commercial Non-CHP | 4 | X | DFO
Petroleum Liquids.DFO | petroleum | FALSE | 64153 | Stamford Health Systems, Inc. | 64515 | Stamford Health | CT | Fairfield | 14 | Petroleum Liquids | IC |  | S | 0.4 | 0.8 | 0.5 | 0.5 | 0.1 | N |  |  | N | Commercial Non-CHP | 4 | X | DFO
Petroleum Liquids.DFO | petroleum | FALSE | 64153 | Stamford Health Systems, Inc. | 64515 | Stamford Health | CT | Fairfield | 15 | Petroleum Liquids | IC |  | S | 2.5 | 0.8 | 2.5 | 2.5 | 0.1 | N |  |  | N | Commercial Non-CHP | 4 | X | DFO
Petroleum Liquids.DFO | petroleum | FALSE | 64153 | Stamford Health Systems, Inc. | 64515 | Stamford Health | CT | Fairfield | 16 | Petroleum Liquids | IC |  | S | 2.5 | 0.8 | 2.5 | 2.5 | 0.1 | N |  |  | N | Commercial Non-CHP | 4 | X | DFO
Petroleum Liquids.DFO | petroleum | FALSE | 64153 | Stamford Health Systems, Inc. | 64515 | Stamford Health | CT | Fairfield | 4 | Petroleum Liquids | IC |  | S | 0.8 | 0.8 | 0.8 | 0.8 | 0.1 | N |  |  | N | Commercial Non-CHP | 4 | X | DFO
Petroleum Liquids.DFO | petroleum | FALSE | 64153 | Stamford Health Systems, Inc. | 64515 | Stamford Health | CT | Fairfield | 5 | Petroleum Liquids | IC |  | S | 0.8 | 0.8 | 0.8 | 0.8 | 0.1 | N |  |  | N | Commercial Non-CHP | 4 | X | DFO
Petroleum Liquids.DFO | petroleum | FALSE | 64153 | Stamford Health Systems, Inc. | 64515 | Stamford Health | CT | Fairfield | 7 | Petroleum Liquids | IC |  | S | 0.5 | 0.8 | 0.5 | 0.5 | 0.1 | N |  |  | N | Commercial Non-CHP | 4 | X | DFO
Batteries.MWH | battery storage | 0 | 13683 | North Carolina El Member Corp | 64516 | Lowe Solar Energy Storage | NC | Randolph | BAT1 | Batteries | BA |  | S | 2.5 |  | 2.5 | 2.5 | 0 | N |  |  | N | Electric Utility | 1 | X | MWH
Solar Photovoltaic.SUN | solar PV | TRUE | 13683 | North Carolina El Member Corp | 64516 | Lowe Solar Energy Storage | NC | Randolph | SOL1 | Solar Photovoltaic | PV |  | S | 2 |  | 2 | 2 |  | N |  |  | N | Electric Utility | 1 | X | SUN
Solar Photovoltaic.SUN | solar PV | TRUE | 58970 | Ecoplexus, Inc | 64517 | Department of Justice | CA | Sacramento | DOJ | Solar Photovoltaic | PV |  | S | 2.4 |  | 2.4 | 2.4 |  | N |  |  | N | IPP Non-CHP | 2 | X | SUN
Solar Photovoltaic.SUN | solar PV | TRUE | 58970 | Ecoplexus, Inc | 64518 | CA Institute for Women | CA | San Bernardino | CIW | Solar Photovoltaic | PV |  | S | 1 |  | 1 | 1 |  | N |  |  | N | IPP Non-CHP | 2 | X | SUN
Solar Photovoltaic.SUN | solar PV | TRUE | 58970 | Ecoplexus, Inc | 64519 | Centinela State Prison | CA | Imperial | CENSP | Solar Photovoltaic | PV |  | S | 6 |  | 6 | 6 |  | N |  |  | N | IPP Non-CHP | 2 | X | SUN
Batteries.MWH | battery storage | 0 | 13683 | North Carolina El Member Corp | 64520 | Spencer Meadow Solar Energy Storage | NC | Randolph | BAT1 | Batteries | BA |  | S | 2.5 |  | 2.5 | 2.5 | 0 | N |  |  | N | Electric Utility | 1 | X | MWH
Solar Photovoltaic.SUN | solar PV | TRUE | 13683 | North Carolina El Member Corp | 64520 | Spencer Meadow Solar Energy Storage | NC | Randolph | SOL1 | Solar Photovoltaic | PV |  | S | 2 |  | 2 | 2 |  | N |  |  | N | Electric Utility | 1 | X | SUN
Solar Photovoltaic.SUN | solar PV | TRUE | 58970 | Ecoplexus, Inc | 64521 | Calipatria State Prison | CA | Imperial | CALSP | Solar Photovoltaic | PV |  | S | 6 |  | 6 | 6 |  | N |  |  | N | IPP Non-CHP | 2 | X | SUN
Batteries.MWH | battery storage | 0 | 13683 | North Carolina El Member Corp | 64522 | Old Cedar Solar Energy Storage | NC | Randolph | BAT1 | Batteries | BA |  | S | 1.3 |  | 1.3 | 1.3 | 0 | N |  |  | N | Electric Utility | 1 | X | MWH
Solar Photovoltaic.SUN | solar PV | TRUE | 13683 | North Carolina El Member Corp | 64522 | Old Cedar Solar Energy Storage | NC | Randolph | SOL1 | Solar Photovoltaic | PV |  | S | 1 |  | 1 | 1 |  | N |  |  | N | Electric Utility | 1 | X | SUN
Solar Photovoltaic.SUN | solar PV | TRUE | 58970 | Ecoplexus, Inc | 64523 | Atascadero State Hospital | CA | San Luis Obispo | ATASC | Solar Photovoltaic | PV |  | S | 1.1 |  | 1.1 | 1.1 |  | N |  |  | N | IPP Non-CHP | 2 | X | SUN
Solar Photovoltaic.SUN | solar PV | TRUE | 64160 | SoCore Clovis 1 LLC | 64524 | SoCore Clovis 1 | NM | Curry | 79100 | Solar Photovoltaic | PV |  | S | 2 |  | 2 | 2 |  | N |  |  | N | IPP Non-CHP | 2 | X | SUN
Solar Photovoltaic.SUN | solar PV | TRUE | 62923 | Solar Planet Power | 64525 | Troupsburg | NY | Steuben | TB1 | Solar Photovoltaic | PV |  | W | 7 |  | 7 | 7 |  | N |  |  | N | IPP Non-CHP | 2 | X | SUN
Solar Photovoltaic.SUN | solar PV | TRUE | 62915 | Madison Energy Holdings LLC | 64526 | Raboth - Marion Drive | MA | Plymouth | RABTH | Solar Photovoltaic | PV |  | S | 3.5 |  | 3.5 | 3.5 | 3.5 | N |  |  | N | IPP Non-CHP | 2 | X | SUN
Solar Photovoltaic.SUN | solar PV | TRUE | 64778 | Strata Manager, LLC | 64527 | Flatwood Farm | NC | Chatham | 16507 | Solar Photovoltaic | PV |  | W | 5 | 1 | 5 | 5 |  | N |  |  | N | IPP Non-CHP | 2 | X | SUN
Batteries.MWH | battery storage | 0 | 60947 | Tesla Inc. | 64528 | Gambit Energy Storage - Angleton Storage | TX | Brazoria | 1 | Batteries | BA |  | S | 100 |  | 100 | 100 | 0 | N |  |  | N | IPP Non-CHP | 2 | X | MWH
Solar Photovoltaic.SUN | solar PV | TRUE | 6455 | Duke Energy Florida, LLC | 64533 | Fort Green Solar Power Plant | FL | Hardee | PV1 | Solar Photovoltaic | PV |  | S | 74.9 |  | 74.9 | 74.9 |  | N |  |  | N | Electric Utility | 1 | X | SUN
Solar Photovoltaic.SUN | solar PV | TRUE | 64170 | Camden Solar LLC | 64535 | Camden Solar LLC | NC | Camden | KOV4A | Solar Photovoltaic | PV |  | S | 20 |  | 20 | 20 | 1 | N | 11 | 2056 | N | IPP Non-CHP | 2 | X | SUN
Solar Photovoltaic.SUN | solar PV | TRUE | 64167 | Corazon Energy LLC | 64538 | Corazon Energy LLC | TX | Webb | KOV4A | Solar Photovoltaic | PV |  | S | 200 | 1 | 200 | 200 |  | N |  |  | N | IPP Non-CHP | 2 | X | SUN
Solar Photovoltaic.SUN | solar PV | TRUE | 64175 | FPS Coxsackie Solar LLC | 64542 | Coxsackie Solar | NY | Greene | 1 | Solar Photovoltaic | PV |  | S | 5 |  | 5 | 5 |  | N |  |  | N | IPP Non-CHP | 2 | X | SUN
Batteries.MWH | battery storage | 0 | 6452 | Florida Power & Light Co | 64546 | Wynwood Energy Storage | FL | Miami Dade | 1 | Batteries | BA |  | S | 10 |  | 10 | 10 | 0.7 | N |  |  | N | Electric Utility | 1 | X | MWH
Solar Photovoltaic.SUN | solar PV | TRUE | 64120 | Smithfield Solar Farm | 64549 | Smithfield Solar Farm, LLC | RI | Providence | PV1 | Solar Photovoltaic | PV |  | S | 2.4 |  | 2.4 | 2.4 |  | N |  |  | N | IPP Non-CHP | 2 | X | SUN
Petroleum Liquids.DFO | petroleum | TRUE | 7626 | City of Greenfield - (IA) | 64552 | Downtown Generation Plant | IA | Adair | 1 | Petroleum Liquids | IC |  | S | 2.5 | 0.8 | 2.5 | 2.5 | 0.8 | N |  |  | N | Electric Utility | 1 | X | DFO
Petroleum Liquids.DFO | petroleum | TRUE | 7626 | City of Greenfield - (IA) | 64552 | Downtown Generation Plant | IA | Adair | 2 | Petroleum Liquids | IC |  | S | 2.5 | 0.8 | 2.5 | 2.5 | 0.8 | N |  |  | N | Electric Utility | 1 | X | DFO
Solar Photovoltaic.SUN | solar PV | TRUE | 64181 | Riverstart Solar Park LLC | 64553 | Riverstart Solar Park LLC | IN | Randolph | GEN01 | Solar Photovoltaic | PV |  | S | 200 |  | 200 | 200 |  | N |  |  | N | IPP Non-CHP | 2 | X | SUN
Solar Photovoltaic.SUN | solar PV | TRUE | 61227 | Nautilus Solar Solutions | 64554 | Bright Field Solar LLC(CSG) | NY | Allegany | BF | Solar Photovoltaic | PV |  | S | 4 |  | 4 | 4 |  | N |  |  | N | IPP Non-CHP | 2 | X | SUN
Solar Photovoltaic.SUN | solar PV | TRUE | 61227 | Nautilus Solar Solutions | 64555 | Bright Oak Solar LLC(CSG) | NY | Genesee | BO | Solar Photovoltaic | PV |  | S | 4 |  | 4 | 4 |  | N |  |  | N | IPP Non-CHP | 2 | X | SUN
Solar Photovoltaic.SUN | solar PV | TRUE | 61227 | Nautilus Solar Solutions | 64556 | Bright Hill Solar LLC(CSG) | NY | Livingston | BH | Solar Photovoltaic | PV |  | S | 5 |  | 5 | 5 |  | N |  |  | N | IPP Non-CHP | 2 | X | SUN
Solar Photovoltaic.SUN | solar PV | TRUE | 61227 | Nautilus Solar Solutions | 64557 | River Valley LLC (NY) (CSG) | NY | Cattaraugus | RV | Solar Photovoltaic | PV |  | S | 5 |  | 5 | 5 |  | N |  |  | N | IPP Non-CHP | 2 | X | SUN
Solar Photovoltaic.SUN | solar PV | TRUE | 64187 | Wallingford Renewable Energy, LLC | 64559 | Wallingford Solar | CT | New Haven | WS | Solar Photovoltaic | PV |  | S | 16.1 |  | 16.1 | 16.1 |  | N |  |  | N | IPP Non-CHP | 2 | X | SUN
Solar Photovoltaic.SUN | solar PV | TRUE | 64189 | 237 State Route 96 Site 2, LLC | 64560 | Tioga Solar South(CSG) | NY | Tioga | TSS | Solar Photovoltaic | PV |  | S | 5 |  | 5 | 5 |  | N |  |  | N | IPP Non-CHP | 2 | X | SUN
Solar Photovoltaic.SUN | solar PV | TRUE | 64190 | 237 State Route 96 Site 1, LLC | 64561 | Tioga Solar North(CSG) | NY | Tioga | TSN | Solar Photovoltaic | PV |  | S | 5 |  | 5 | 5 |  | N |  |  | N | IPP Non-CHP | 2 | X | SUN
Solar Photovoltaic.SUN | solar PV | TRUE | 64193 | Washingtonville | 64562 | Washingtonville(CSG) | NY | Orange | WAS | Solar Photovoltaic | PV |  | S | 2 |  | 2 | 2 |  | N |  |  | N | IPP Non-CHP | 2 | X | SUN
Solar Photovoltaic.SUN | solar PV | TRUE | 63359 | REA Investments, LLC | 64563 | Novel Stein Solar LLC CSG | MN | Chisago | STEIN | Solar Photovoltaic | PV |  | S | 1 | 1 | 1 | 1 |  | N |  |  | N | IPP Non-CHP | 2 | X | SUN
Solar Photovoltaic.SUN | solar PV | TRUE | 64199 | Arlington Energy Center III | 64564 | Arlington Energy Center III | CA | Riverside | AEC3 | Solar Photovoltaic | PV |  | S | 131 |  | 131 | 131 |  | N |  |  | N | IPP Non-CHP | 2 | X | SUN
Batteries.MWH | battery storage | 0 | 64199 | Arlington Energy Center III | 64564 | Arlington Energy Center III | CA | Riverside | AEC3B | Batteries | BA |  | S | 110 |  | 110 | 110 | 0 | N |  |  | N | IPP Non-CHP | 2 | X | MWH
Solar Photovoltaic.SUN | solar PV | TRUE | 62715 | Westbound Solar LLC | 64565 | Apalachicola | GA | Richmond | GPAPA | Solar Photovoltaic | PV |  | S | 2.5 |  | 2.5 | 2.5 |  | N |  |  | N | IPP Non-CHP | 2 | X | SUN
Solar Photovoltaic.SUN | solar PV | TRUE | 61012 | AES Distributed Energy | 64566 | Central Line Solar, LLC | AZ | Pinal | CNTRL | Solar Photovoltaic | PV |  | S | 100 |  | 100 | 100 |  | N |  |  | N | IPP Non-CHP | 2 | X | SUN
Solar Photovoltaic.SUN | solar PV | TRUE | 61012 | AES Distributed Energy | 64568 | Letts Creek Solar, LLC | MI | Jackson | LETTS | Solar Photovoltaic | PV |  | S | 15 |  | 15 | 15 |  | N |  |  | N | IPP Non-CHP | 2 | X | SUN
Solar Photovoltaic.SUN | solar PV | TRUE | 62715 | Westbound Solar LLC | 64569 | Arnold Cochran | GA | Bleckley | GPACO | Solar Photovoltaic | PV |  | S | 1.7 |  | 1.7 | 1.7 |  | N |  |  | N | IPP Non-CHP | 2 | X | SUN
Solar Photovoltaic.SUN | solar PV | TRUE | 62715 | Westbound Solar LLC | 64570 | Columbia Substation | GA | Columbia | GPCOL | Solar Photovoltaic | PV |  | S | 2 |  | 2 | 2 |  | N |  |  | N | IPP Non-CHP | 2 | X | SUN
Solar Photovoltaic.SUN | solar PV | TRUE | 62715 | Westbound Solar LLC | 64571 | Coody Cochran | GA | Bleckley | GPCOD | Solar Photovoltaic | PV |  | S | 2.6 |  | 2.6 | 2.6 |  | N |  |  | N | IPP Non-CHP | 2 | X | SUN
Solar Photovoltaic.SUN | solar PV | TRUE | 64197 | AMP MA Dudley | 64572 | Dudley | MA | Worcester | 1 | Solar Photovoltaic | PV |  | S | 3 | 1 | 3 | 3 |  | N |  |  | N | IPP Non-CHP | 2 | X | SUN
Solar Photovoltaic.SUN | solar PV | TRUE | 64198 | AMP MA Joe Jenny | 64573 | Joe Jenny | MA | Worcester | 1 | Solar Photovoltaic | PV |  | S | 1 | 1 | 1 | 1 |  | N |  |  | N | IPP Non-CHP | 2 | X | SUN
Solar Photovoltaic.SUN | solar PV | TRUE | 64200 | BWC Bass River LLC | 64574 | Westport Community Solar Garden | MA | Bristol | 1 | Solar Photovoltaic | PV |  | S | 2 | 1 | 2 | 2 |  | N |  |  | N | IPP Non-CHP | 2 | X | SUN
Solar Photovoltaic.SUN | solar PV | TRUE | 64201 | BWC Box Pond LLC | 64575 | Mendon | MA | Worcester | 1 | Solar Photovoltaic | PV |  | S | 2.6 | 1 | 2.6 | 2.6 |  | N |  |  | N | IPP Non-CHP | 2 | X | SUN
Solar Photovoltaic.SUN | solar PV | TRUE | 64191 | Minisink Solar LLC | 64577 | Minisink CSG | NY | Orange | MIN | Solar Photovoltaic | PV |  | S | 1 |  | 1 | 1 |  | N |  |  | N | IPP Non-CHP | 2 | X | SUN
Solar Photovoltaic.SUN | solar PV | TRUE | 64192 | Slate Hill Solar LLC | 64578 | Slate Hill(CSG) | NY | Orange | SLT | Solar Photovoltaic | PV |  | S | 2 |  | 2 | 2 |  | N |  |  | N | IPP Non-CHP | 2 | X | SUN
Solar Photovoltaic.SUN | solar PV | TRUE | 61944 | MN8 Energy LLC | 64579 | Broadway 2 - UC Riverside | CA | Riverside | GEN1 | Solar Photovoltaic | PV |  | W | 3 | 1 | 3 | 3 |  | N |  |  | N | IPP Non-CHP | 2 | X | SUN
Solar Photovoltaic.SUN | solar PV | TRUE | 61944 | MN8 Energy LLC | 64580 | Broadway 2 - Tucson Phase II | AZ | Pima | GEN | Solar Photovoltaic | PV |  | W | 3 | 1 | 3 | 3 |  | N |  |  | N | IPP Non-CHP | 2 | X | SUN
Solar Photovoltaic.SUN | solar PV | TRUE | 61012 | AES Distributed Energy | 64581 | Pullman Solar, LLC | MI | Allegan | PULMN | Solar Photovoltaic | PV |  | S | 20 |  | 20 | 20 |  | N |  |  | N | IPP Non-CHP | 2 | X | SUN
Solar Photovoltaic.SUN | solar PV | TRUE | 62715 | Westbound Solar LLC | 64582 | Shawnee - GA | GA | Burke | GPSHA | Solar Photovoltaic | PV |  | S | 2 |  | 2 | 2 |  | N |  |  | N | IPP Non-CHP | 2 | X | SUN
Solar Photovoltaic.SUN | solar PV | TRUE | 62715 | Westbound Solar LLC | 64583 | Westberry Jesup | GA | Wayne | GPWJE | Solar Photovoltaic | PV |  | S | 2.6 |  | 2.6 | 2.6 |  | N |  |  | N | IPP Non-CHP | 2 | X | SUN
Solar Photovoltaic.SUN | solar PV | TRUE | 62715 | Westbound Solar LLC | 64584 | Fountain Folkston | GA | Charlton | GPFTF | Solar Photovoltaic | PV |  | S | 2.1 |  | 2.1 | 2.1 |  | N |  |  | N | IPP Non-CHP | 2 | X | SUN
Solar Photovoltaic.SUN | solar PV | TRUE | 62715 | Westbound Solar LLC | 64585 | Harris Shiloh | GA | Harris | GPHAR | Solar Photovoltaic | PV |  | S | 2.1 |  | 2.1 | 2.1 |  | N |  |  | N | IPP Non-CHP | 2 | X | SUN
Solar Photovoltaic.SUN | solar PV | TRUE | 62715 | Westbound Solar LLC | 64586 | Polk Cedartown | GA | Polk | GPPOL | Solar Photovoltaic | PV |  | S | 2.2 |  | 2.2 | 2.2 |  | N |  |  | N | IPP Non-CHP | 2 | X | SUN
Solar Photovoltaic.SUN | solar PV | TRUE | 64202 | BWC Buckmaster Pond LLC | 64587 | Dover | MA | Norfolk | 1 | Solar Photovoltaic | PV |  | S | 1 |  | 1 | 1 |  | N |  |  | N | IPP Non-CHP | 2 | X | SUN
Solar Photovoltaic.SUN | solar PV | TRUE | 64203 | BWC Connecticut River LLC | 64588 | Adirondack A+B Community Solar Garden | MA | Bristol | 1 | Solar Photovoltaic | PV |  | S | 5 |  | 5 | 5 |  | N |  |  | N | IPP Non-CHP | 2 | X | SUN
Solar Photovoltaic.SUN | solar PV | TRUE | 64204 | BWC Hamilton Brook LLC | 64589 | Westport B Community Solar Garden | MA | Bristol | 1 | Solar Photovoltaic | PV |  | S | 4.5 |  | 4.5 | 4.5 |  | N |  |  | N | IPP Non-CHP | 2 | X | SUN
Solar Photovoltaic.SUN | solar PV | TRUE | 11479 | Madison Gas & Electric Co | 64590 | O'Brien Solar Fields | WI | Dane | OBSFN | Solar Photovoltaic | PV |  | S | 8.3 |  | 8.3 | 8.3 |  | N |  |  | N | Electric Utility | 1 | X | SUN
Solar Photovoltaic.SUN | solar PV | TRUE | 11479 | Madison Gas & Electric Co | 64590 | O'Brien Solar Fields | WI | Dane | OBSFS | Solar Photovoltaic | PV |  | S | 8.3 |  | 8.3 | 8.3 |  | N |  |  | N | Electric Utility | 1 | X | SUN
Solar Photovoltaic.SUN | solar PV | TRUE | 11479 | Madison Gas & Electric Co | 64590 | O'Brien Solar Fields | WI | Dane | OBSFW | Solar Photovoltaic | PV |  | S | 5.5 |  | 5.5 | 5.5 |  | N |  |  | N | Electric Utility | 1 | X | SUN
Onshore Wind Turbine.WND | onshore wind | TRUE | 64209 | El Algodon Alto Wind Farm, LLC | 64591 | El Algodon Alto Wind Farm, LLC | TX | San Patricio | EEA | Onshore Wind Turbine | WT |  | S | 200.2 |  | 194 | 194 | 0.1 | N |  |  | N | IPP Non-CHP | 2 | X | WND
Other Gases.OG | other | FALSE | 64211 | 3 MW LLC | 64592 | 3 MW LLC | CO | Gunnison | GEN1 | Other Gases | IC |  | S | 1 | 0.98 | 1 | 1 | 0.1 | N |  |  | N | Industrial Non-CHP | 6 | X | OG
Other Gases.OG | other | FALSE | 64211 | 3 MW LLC | 64592 | 3 MW LLC | CO | Gunnison | GEN2 | Other Gases | IC |  | S | 1 | 0.98 | 1 | 1 | 0.1 | N |  |  | N | Industrial Non-CHP | 6 | X | OG
Other Gases.OG | other | FALSE | 64211 | 3 MW LLC | 64592 | 3 MW LLC | CO | Gunnison | GEN3 | Other Gases | IC |  | S | 1 | 0.98 | 1 | 1 | 0.1 | N |  |  | N | Industrial Non-CHP | 6 | X | OG
Solar Photovoltaic.SUN | solar PV | TRUE | 64210 | Lapeer-Cortland Solar, LLC | 64593 | Bellisario Solar 1 | NY | Cortland | B1 | Solar Photovoltaic | PV |  | S | 5 |  | 5 | 5 |  | N |  |  | N | IPP Non-CHP | 2 | X | SUN
Solar Photovoltaic.SUN | solar PV | TRUE | 64210 | Lapeer-Cortland Solar, LLC | 64594 | Bellisario Solar 2 | NY | Cortland | B1 | Solar Photovoltaic | PV |  | S | 5 |  | 5 | 5 |  | N |  |  | N | IPP Non-CHP | 2 | X | SUN
Solar Photovoltaic.SUN | solar PV | TRUE | 64210 | Lapeer-Cortland Solar, LLC | 64595 | Bellisario Solar 3 | NY | Cortland | B1 | Solar Photovoltaic | PV |  | S | 5 |  | 5 | 5 |  | N |  |  | N | IPP Non-CHP | 2 | X | SUN
Solar Photovoltaic.SUN | solar PV | TRUE | 62067 | EnterSolar | 64600 | Prologis L.P | CA | San Joaquin | PLDPL | Solar Photovoltaic | PV |  | W | 3 |  | 3 | 3 |  | N |  |  | N | IPP Non-CHP | 2 | X | SUN
Batteries.MWH | battery storage | 0 | 62854 | Solar Star California LXXVIII, LLC | 64601 | County of San Diego COC Hybrid | CA | San Diego | ESS | Batteries | BA |  | W | 0.4 |  | 0.5 | 0.5 | 0.4 | N |  |  | N | IPP Non-CHP | 2 | X | MWH
Solar Photovoltaic.SUN | solar PV | TRUE | 62854 | Solar Star California LXXVIII, LLC | 64601 | County of San Diego COC Hybrid | CA | San Diego | PV | Solar Photovoltaic | PV |  | S | 1.7 |  | 1.7 | 1.1 |  | N |  |  | N | IPP Non-CHP | 2 | X | SUN
Solar Photovoltaic.SUN | solar PV | TRUE | 61227 | Nautilus Solar Solutions | 64602 | Kirby Road Solar, LLC | MD | Prince Georges | KBR | Solar Photovoltaic | PV |  | S | 1.3 |  | 1.3 | 1.3 |  | N |  |  | N | IPP Non-CHP | 2 | X | SUN
Solar Photovoltaic.SUN | solar PV | TRUE | 61227 | Nautilus Solar Solutions | 64603 | TPE King Solar Holdings1, LLC (CSG) | RI | Providence | KING1 | Solar Photovoltaic | PV |  | S | 12.7 |  | 12.7 | 12.7 |  | N |  |  | N | IPP Non-CHP | 2 | X | SUN
Solar Photovoltaic.SUN | solar PV | TRUE | 60531 | Standard Solar | 64604 | MNCPPC Randall Farm | MD | Prince Georges | X0009 | Solar Photovoltaic | PV |  | S | 1.4 |  | 1.4 | 1.4 |  | N |  |  | N | IPP Non-CHP | 2 | X | SUN
Solar Photovoltaic.SUN | solar PV | TRUE | 61227 | Nautilus Solar Solutions | 64606 | Burns Solar One LLC | MD | Baltimore | 64606 | Solar Photovoltaic | PV |  | S | 2 |  | 2 | 2 |  | N |  |  | N | IPP Non-CHP | 2 | X | SUN
Conventional Hydroelectric.WAT | hydro | TRUE | 64221 | MC6 Hydro Facility | 64607 | MC6 Hydro Facility | ID | Ada | GEN1 | Conventional Hydroelectric | HY |  | S | 2.3 | 1 | 2.3 | 2.3 | 0.1 | N |  |  | N | IPP Non-CHP | 2 | X | WAT
Solar Photovoltaic.SUN | solar PV | TRUE | 61227 | Nautilus Solar Solutions | 64608 | Hostetter Solar One, LLC | MD | Washington | 64608 | Solar Photovoltaic | PV |  | S | 2 |  | 2 | 2 |  | N |  |  | N | IPP Non-CHP | 2 | X | SUN
Solar Photovoltaic.SUN | solar PV | TRUE | 64220 | Solar Star Prime 5, LLC | 64610 | Amazon MDW6 Solar Project | IL | Will | MDW6 | Solar Photovoltaic | PV |  | W | 1.9 |  | 1.9 | 1.6 |  | N |  |  | N | IPP Non-CHP | 2 | X | SUN
Batteries.MWH | battery storage | 0 | 64229 | SEPV Sierra, LLC | 64611 | SEPV Sierra | CA | Los Angeles | 1 | Batteries | BA |  | S | 8.5 |  | 8.5 | 8.5 | 0 | Y |  |  | N | IPP Non-CHP | 2 | X | MWH
Solar Photovoltaic.SUN | solar PV | TRUE | 64229 | SEPV Sierra, LLC | 64611 | SEPV Sierra | CA | Los Angeles | 2 | Solar Photovoltaic | PV |  | S | 2.3 |  | 2.3 | 2.3 |  | N |  |  | N | IPP Non-CHP | 2 | X | SUN
Batteries.MWH | battery storage | 0 | 16609 | San Diego Gas & Electric Co | 64612 | Kearny North Energy Storage | CA | San Diego | KNES | Batteries | BA |  | S | 10 |  | 10 | 10 | 10 | N |  |  | N | Electric Utility | 1 | X | MWH
Batteries.MWH | battery storage | 0 | 16609 | San Diego Gas & Electric Co | 64614 | Kearny South Energy Storage | CA | San Diego | KSES | Batteries | BA |  | S | 10 |  | 10 | 10 | 10 | N |  |  | N | Electric Utility | 1 | X | MWH
Batteries.MWH | battery storage | 0 | 64234 | Kearsarge William Way LLC | 64617 | Kearsarge William Way | MA | Norfolk | BWBAT | Batteries | BA |  | S | 2.6 | 1 | 2.6 | 2.6 | 2.6 | N |  |  | N | IPP Non-CHP | 2 | X | MWH
Solar Photovoltaic.SUN | solar PV | TRUE | 64234 | Kearsarge William Way LLC | 64617 | Kearsarge William Way | MA | Norfolk | BWW | Solar Photovoltaic | PV |  | S | 4.4 |  | 4.4 | 4.4 |  | N |  |  | N | IPP Non-CHP | 2 | X | SUN
Batteries.MWH | battery storage | 0 | 64235 | Kearsarge Haverhill LLC | 64618 | Kearsarge Haverhill | MA | Essex | HABAT | Batteries | BA |  | S | 2 |  | 2 | 2 | 2 | N |  |  | N | IPP Non-CHP | 2 | X | MWH
Solar Photovoltaic.SUN | solar PV | TRUE | 64235 | Kearsarge Haverhill LLC | 64618 | Kearsarge Haverhill | MA | Essex | HAV | Solar Photovoltaic | PV |  | S | 2.8 |  | 2.8 | 2.8 |  | N |  |  | N | IPP Non-CHP | 2 | X | SUN
Batteries.MWH | battery storage | 0 | 64237 | Kearsarge Montague BD LLC | 64620 | Kearsarge Montague BD(CSG) | MA | Franklin | MBBAT | Batteries | BA |  | S | 1.3 | 1 | 1.3 | 1.3 | 1.3 | N |  |  | N | IPP Non-CHP | 2 | X | MWH
Solar Photovoltaic.SUN | solar PV | TRUE | 64237 | Kearsarge Montague BD LLC | 64620 | Kearsarge Montague BD(CSG) | MA | Franklin | MBD | Solar Photovoltaic | PV |  | S | 2.5 | 1 | 2.5 | 2.5 | 2.5 | N |  |  | N | IPP Non-CHP | 2 | X | SUN
Other Waste Biomass.OBG | biomass | TRUE | 64240 | Madera DP 2, LLC | 64622 | Diamond H Dairy Power | CA | Madera | GEN1 | Other Waste Biomass | IC |  | S | 1 | 0.98 | 1 | 1 | 0.5 | N |  |  | N | IPP Non-CHP | 2 | X | OBG
Other Waste Biomass.OBG | biomass | TRUE | 64240 | Madera DP 2, LLC | 64622 | Diamond H Dairy Power | CA | Madera | GEN2 | Other Waste Biomass | IC |  | S | 1 | 0.98 | 1 | 1 | 0.5 | N |  |  | N | IPP Non-CHP | 2 | X | OBG
Onshore Wind Turbine.WND | onshore wind | TRUE | 13781 | Northern States Power Co - Minnesota | 64623 | Freeborn Wind Farm | MN | Freeborn | FBW01 | Onshore Wind Turbine | WT |  | S | 218 |  | 200 | 200 | 1 | N |  |  | N | Electric Utility | 1 | X | WND
Batteries.MWH | battery storage | 0 | 61944 | MN8 Energy LLC | 64624 | Hudson - High Desert Hybrid | CA | San Bernardino | BESS1 | Batteries | BA |  | S | 50 | 1 | 50 | 50 | 0 | N |  |  | N | IPP Non-CHP | 2 | X | MWH
Solar Photovoltaic.SUN | solar PV | TRUE | 61944 | MN8 Energy LLC | 64624 | Hudson - High Desert Hybrid | CA | San Bernardino | GEN1 | Solar Photovoltaic | PV |  | S | 100 | 1 | 100 | 100 |  | N |  |  | N | IPP Non-CHP | 2 | X | SUN
Solar Photovoltaic.SUN | solar PV | TRUE | 64241 | Blodgett Street Solar 1, LLC | 64627 | Blodgett Solar CSG | MA | Middlesex | BLD | Solar Photovoltaic | PV |  | S | 5 |  | 5 | 5 |  | N |  |  | N | IPP Non-CHP | 2 | X | SUN
Batteries.MWH | battery storage | 0 | 64241 | Blodgett Street Solar 1, LLC | 64627 | Blodgett Solar CSG | MA | Middlesex | BLO | Batteries | BA |  | S | 5 |  | 5 | 5 | 5 | N |  |  | N | IPP Non-CHP | 2 | X | MWH
Solar Photovoltaic.SUN | solar PV | TRUE | 63511 | Luminace Solar Illinois 2, LLC | 64628 | Slidematic at Rockford | IL | Winnebago | SLIDE | Solar Photovoltaic | PV |  | S | 1.8 |  | 1.8 | 1.8 |  | N |  |  | N | IPP Non-CHP | 2 | X | SUN
Solar Photovoltaic.SUN | solar PV | TRUE | 63511 | Luminace Solar Illinois 2, LLC | 64629 | JM Huber at Quincy | IL | Adams | JMH | Solar Photovoltaic | PV |  | S | 1.5 | 1 | 1.5 | 1.5 |  | N |  |  | N | IPP Non-CHP | 2 | X | SUN
Solar Photovoltaic.SUN | solar PV | TRUE | 50123 | Leeward Asset Management, LLC | 64630 | Rabbitbrush Solar, LLC | CA | Kern | GEN01 | Solar Photovoltaic | PV |  | S | 100 |  | 100 | 100 |  | N |  |  | N | IPP Non-CHP | 2 | X | SUN
Batteries.MWH | battery storage | 0 | 50123 | Leeward Asset Management, LLC | 64630 | Rabbitbrush Solar, LLC | CA | Kern | RBBAT | Batteries | BA |  | S | 20 |  | 20 | 20 |  | N |  |  | N | IPP Non-CHP | 2 | X | MWH
Solar Photovoltaic.SUN | solar PV | TRUE | 18454 | Tampa Electric Co | 64631 | Jamison Solar (FL) | FL | Polk | 1 | Solar Photovoltaic | PV |  | S | 74.5 |  | 74.5 | 74.5 |  | N |  |  | N | Electric Utility | 1 | X | SUN
Solar Photovoltaic.SUN | solar PV | TRUE | 64249 | Big River Solar, LLC | 64637 | Big River Solar | IL | White | BRS | Solar Photovoltaic | PV |  | S | 149 | 0.95 | 149 | 149 |  | N |  |  | N | IPP Non-CHP | 2 | X | SUN
Onshore Wind Turbine.WND | onshore wind | TRUE | 64250 | Borderlands Wind, LLC | 64638 | Borderlands Wind, LLC | NM | Catron | WBB | Onshore Wind Turbine | WT |  | S | 100 |  | 100 | 100 | 3 | N |  |  | N | IPP Non-CHP | 2 | X | WND
Onshore Wind Turbine.WND | onshore wind | TRUE | 64251 | TG East Wind Project LLC | 64639 | TG East | TX | Knox | ESCA | Onshore Wind Turbine | WT |  | S | 336 | 1 | 336 | 336 | 0 | N |  |  | N | IPP Non-CHP | 2 | X | WND
Batteries.MWH | battery storage | 0 | 3046 | Duke Energy Progress - (NC) | 64640 | Hot Springs Energy Storage & Microgrid | NC | Madison | ES1 | Batteries | BA |  | S | 4.4 |  | 4.4 | 4.4 |  | N |  |  | N | Electric Utility | 1 | X | MWH
Solar Photovoltaic.SUN | solar PV | TRUE | 3046 | Duke Energy Progress - (NC) | 64640 | Hot Springs Energy Storage & Microgrid | NC | Madison | PV1 | Solar Photovoltaic | PV |  | S | 1.9 |  | 1.9 | 1.9 |  | N |  |  | N | Electric Utility | 1 | X | SUN
Solar Photovoltaic.SUN | solar PV | TRUE | 18454 | Tampa Electric Co | 64641 | Big Bend II Solar | FL | Hillsborough | 2 | Solar Photovoltaic | PV |  | S | 45.8 |  | 45.8 | 45.8 |  | Y |  |  | N | Electric Utility | 1 | X | SUN
Solar Photovoltaic.SUN | solar PV | TRUE | 61227 | Nautilus Solar Solutions | 64642 | P52ES 1755 Henryton Rd Phase 1 LLC CSG | MD | Howard | HCSG | Solar Photovoltaic | PV |  | S | 1.9 |  | 1.9 | 1.9 |  | N |  |  | N | IPP Non-CHP | 2 | X | SUN
Solar Photovoltaic.SUN | solar PV | TRUE | 61227 | Nautilus Solar Solutions | 64643 | P52ES 1755 Henryton Rd Phase 2 LLC | MD | Howard | HVNM | Solar Photovoltaic | PV |  | S | 1.9 |  | 1.9 | 1.9 |  | N |  |  | N | IPP Non-CHP | 2 | X | SUN
Solar Photovoltaic.SUN | solar PV | TRUE | 61227 | Nautilus Solar Solutions | 64644 | White Marsh Solar | MD | Baltimore | WM | Solar Photovoltaic | PV |  | S | 1.5 |  | 1.5 | 1.5 |  | N |  |  | N | IPP Non-CHP | 2 | X | SUN
Solar Photovoltaic.SUN | solar PV | TRUE | 61227 | Nautilus Solar Solutions | 64645 | Mason Solar One LLC | MD | Cecil | MAS | Solar Photovoltaic | PV |  | S | 1 |  | 1 | 1 |  | N |  |  | N | IPP Non-CHP | 2 | X | SUN
Solar Photovoltaic.SUN | solar PV | TRUE | 61227 | Nautilus Solar Solutions | 64646 | Pittman Solar One LLC | MD | Washington | PITT | Solar Photovoltaic | PV |  | S | 2 |  | 2 | 2 |  | N |  |  | N | IPP Non-CHP | 2 | X | SUN
Solar Photovoltaic.SUN | solar PV | TRUE | 61227 | Nautilus Solar Solutions | 64647 | Bulldog Solar One, LLC | MD | Prince Georges | QAB | Solar Photovoltaic | PV |  | S | 2 |  | 2 | 2 |  | N |  |  | N | IPP Non-CHP | 2 | X | SUN
Solar Photovoltaic.SUN | solar PV | TRUE | 61227 | Nautilus Solar Solutions | 64648 | Pivot Solar 4 LLC (CSG) | CO | Weld | SC | Solar Photovoltaic | PV |  | S | 2 |  | 2 | 2 |  | N |  |  | N | IPP Non-CHP | 2 | X | SUN
Solar Photovoltaic.SUN | solar PV | TRUE | 61227 | Nautilus Solar Solutions | 64649 | Pivot Solar 1 LLC (CSG) | CO | Garfield | SC | Solar Photovoltaic | PV |  | S | 1 |  | 1 | 1 |  | N |  |  | N | IPP Non-CHP | 2 | X | SUN
Solar Photovoltaic.SUN | solar PV | TRUE | 61227 | Nautilus Solar Solutions | 64650 | Pivot Solar 14 LLC (CSG) | CO | Morgan | SC | Solar Photovoltaic | PV |  | S | 2 |  | 2 | 2 |  | N |  |  | N | IPP Non-CHP | 2 | X | SUN
Solar Photovoltaic.SUN | solar PV | TRUE | 61227 | Nautilus Solar Solutions | 64651 | Pivot Solar 2 LLC (CSG) | CO | Morgan | SC | Solar Photovoltaic | PV |  | S | 2 |  | 2 | 2 |  | N |  |  | N | IPP Non-CHP | 2 | X | SUN
Solar Photovoltaic.SUN | solar PV | TRUE | 61227 | Nautilus Solar Solutions | 64652 | Pivot Solar 15 LLC (CSG) | CO | Morgan | SC | Solar Photovoltaic | PV |  | S | 1 |  | 1 | 1 |  | N |  |  | N | IPP Non-CHP | 2 | X | SUN
Solar Photovoltaic.SUN | solar PV | TRUE | 61227 | Nautilus Solar Solutions | 64653 | Pivot Solar 7 LLC (CSG) | CO | Garfield | SC | Solar Photovoltaic | PV |  | S | 2 |  | 2 | 2 |  | N |  |  | N | IPP Non-CHP | 2 | X | SUN
Solar Photovoltaic.SUN | solar PV | TRUE | 61227 | Nautilus Solar Solutions | 64654 | Pivot Solar 3 LLC (CSG) | CO | Garfield | SC | Solar Photovoltaic | PV |  | S | 2 |  | 2 | 2 |  | N |  |  | N | IPP Non-CHP | 2 | X | SUN
Solar Photovoltaic.SUN | solar PV | TRUE | 61227 | Nautilus Solar Solutions | 64655 | Pivot Solar 8 LLC (CSG) | CO | Weld | SC | Solar Photovoltaic | PV |  | S | 2 |  | 2 | 2 |  | N |  |  | N | IPP Non-CHP | 2 | X | SUN
Solar Photovoltaic.SUN | solar PV | TRUE | 18454 | Tampa Electric Co | 64657 | Magnolia Solar | FL | Polk | 1 | Solar Photovoltaic | PV |  | S | 74.5 | 0.95 | 74.5 | 74.5 |  | N |  |  | N | Electric Utility | 1 | X | SUN
Onshore Wind Turbine.WND | onshore wind | TRUE | 64259 | Heartland Divide II | 64661 | Heartland Divide II | IA | Audubon | HDII | Onshore Wind Turbine | WT |  | S | 200 |  | 200 | 200 |  | N |  |  | N | IPP Non-CHP | 2 | X | WND
Onshore Wind Turbine.WND | onshore wind | TRUE | 64261 | Sac County Wind | 64662 | Sac County Wind, LLC | IA | Sac | SAC | Onshore Wind Turbine | WT |  | S | 80 |  | 80 | 80 | 0 | N |  |  | N | IPP Non-CHP | 2 | X | WND
Other Waste Biomass.OBG | biomass | TRUE | 64262 | City of Salem Public Works | 64663 | WLWPCF Cogeneration Facility | OR | Marion | EG075 | Other Waste Biomass | IC |  | S | 1.2 | 0.8 | 1.1 | 1.1 | 0.5 | N |  |  | Y | Commercial CHP | 5 | T | OBG
Solar Photovoltaic.SUN | solar PV | TRUE | 64258 | Clark Road Solar 1, LLC | 64664 | Clark Road Solar 1, LLC | MA | Worcester | 10604 | Solar Photovoltaic | PV |  | S | 5 |  | 5 | 4 |  | N |  |  | N | IPP Non-CHP | 2 | X | SUN
Batteries.MWH | battery storage | 0 | 64258 | Clark Road Solar 1, LLC | 64664 | Clark Road Solar 1, LLC | MA | Worcester | 10605 | Batteries | BA |  | S | 3.3 |  | 3.3 | 3.1 |  | N |  |  | N | IPP Non-CHP | 2 | X | MWH
Onshore Wind Turbine.WND | onshore wind | TRUE | 64976 | Great Prairie Wind LLC | 64665 | Great Prairie Wind | TX | Hansford | GR01 | Onshore Wind Turbine | WT |  | S | 1027 |  | 1027 | 1027 | 0 | N |  |  | N | IPP Non-CHP | 2 | X | WND
Solar Photovoltaic.SUN | solar PV | TRUE | 64255 | Acton H Road Solar 1, LLC | 64673 | Acton | ME | York | ACT | Solar Photovoltaic | PV |  | S | 3.5 |  | 3.5 | 3.5 |  | N |  |  | N | IPP Non-CHP | 2 | X | SUN
Solar Photovoltaic.SUN | solar PV | TRUE | 64256 | Van Buren Solar, LLC | 64674 | Van Buren | NC | Sampson | VAN | Solar Photovoltaic | PV |  | S | 2 |  | 2 | 2 |  | N |  |  | N | IPP Non-CHP | 2 | X | SUN
Solar Photovoltaic.SUN | solar PV | TRUE | 64257 | Naples Casco Solar 1, LLC | 64675 | Naples | ME | Cumberland | NAP | Solar Photovoltaic | PV |  | S | 2 |  | 2 | 2 |  | N |  |  | N | IPP Non-CHP | 2 | X | SUN
Solar Photovoltaic.SUN | solar PV | TRUE | 60025 | Greenbacker Renewable Energy Corporation | 64676 | Lake Herman | CA | Solano | 359 | Solar Photovoltaic | PV |  | S | 5 |  | 5 | 5 |  | N |  |  | N | IPP Non-CHP | 2 | X | SUN
Solar Photovoltaic.SUN | solar PV | TRUE | 60025 | Greenbacker Renewable Energy Corporation | 64677 | Ryland Road Solar | NC | Chowan | RYLND | Solar Photovoltaic | PV |  | S | 5 |  | 5 | 5 |  | N |  |  | N | IPP Non-CHP | 2 | X | SUN
Solar Photovoltaic.SUN | solar PV | TRUE | 60025 | Greenbacker Renewable Energy Corporation | 64678 | Windsor Hwy 17 Solar | NC | Bertie | WDH17 | Solar Photovoltaic | PV |  | S | 5 |  | 5 | 5 |  | N |  |  | N | IPP Non-CHP | 2 | X | SUN
Solar Photovoltaic.SUN | solar PV | TRUE | 61227 | Nautilus Solar Solutions | 64679 | Hamlin Solar 1, LLC | NY | Monroe | HS1 | Solar Photovoltaic | PV |  | S | 5 |  | 5 | 5 |  | N |  |  | N | IPP Non-CHP | 2 | X | SUN
Solar Photovoltaic.SUN | solar PV | TRUE | 61227 | Nautilus Solar Solutions | 64680 | Clifton Park Solar 1, LLC | NY | Saratoga | CP1 | Solar Photovoltaic | PV |  | S | 5 |  | 5 | 5 |  | N |  |  | N | IPP Non-CHP | 2 | X | SUN
Solar Photovoltaic.SUN | solar PV | TRUE | 61227 | Nautilus Solar Solutions | 64681 | Clifton Park Solar 2, LLC | NY | Saratoga | CP2 | Solar Photovoltaic | PV |  | S | 2 |  | 2 | 2 |  | N |  |  | N | IPP Non-CHP | 2 | X | SUN
Solar Photovoltaic.SUN | solar PV | TRUE | 64254 | Adams Solar SC, LLC | 64682 | Adams | SC | Anderson | ADA | Solar Photovoltaic | PV |  | S | 2 |  | 2 | 2 |  | N |  |  | N | IPP Non-CHP | 2 | X | SUN
Batteries.MWH | battery storage | 0 | 49893 | Invenergy Services LLC | 64686 | Orangeville Storage | NY | Wyoming | 65002 | Batteries | BA |  | S | 24.7 |  | 24.7 | 24.7 | 0 | N |  |  | N | IPP Non-CHP | 2 | X | MWH
Solar Photovoltaic.SUN | solar PV | FALSE | 59213 | Maas Energy Works | 64687 | Van der Hoek Solar Array/ Dairy | CA | Fresno | VDH | Solar Photovoltaic | PV |  | W | 2.4 |  | 3 | 3 |  | N |  |  | N | Industrial Non-CHP | 6 | X | SUN
Onshore Wind Turbine.WND | onshore wind | TRUE | 12341 | MidAmerican Energy Co | 64688 | Plymouth Wind | IA | Plymouth | 65003 | Onshore Wind Turbine | WT |  | S | 202.7 |  | 200 | 200 | 0.1 | N |  |  | N | Electric Utility | 1 | X | WND
Solar Photovoltaic.SUN | solar PV | TRUE | 64872 | Distributed Solar Development, LLC | 64689 | MD - PR97 (CSG) | MD | Prince Georges | 90029 | Solar Photovoltaic | PV |  | S | 2 |  | 2 | 2 |  | N |  |  | N | IPP Non-CHP | 2 | X | SUN
Solar Photovoltaic.SUN | solar PV | TRUE | 49893 | Invenergy Services LLC | 64690 | Todd Solar | MD | Dorchester | 65004 | Solar Photovoltaic | PV |  | S | 20 |  | 20 | 20 |  | N |  |  | N | IPP Non-CHP | 2 | X | SUN
Solar Photovoltaic.SUN | solar PV | TRUE | 60025 | Greenbacker Renewable Energy Corporation | 64692 | Fredonia Solar LLC | NY | Chautauqua | 533 | Solar Photovoltaic | PV |  | S | 1.1 |  | 1.1 | 1.1 |  | N |  |  | N | IPP Non-CHP | 2 | X | SUN
Solar Photovoltaic.SUN | solar PV | TRUE | 60025 | Greenbacker Renewable Energy Corporation | 64693 | Dos Palos | CA | Merced | 299 | Solar Photovoltaic | PV |  | S | 1 |  | 1 | 1 |  | N |  |  | N | IPP Non-CHP | 2 | X | SUN
Batteries.MWH | battery storage | 0 | 61012 | AES Distributed Energy | 64696 | Dunstable Solar 1, LLC | MA | Middlesex | DUBLN | Batteries | BA |  | S | 4.5 |  | 4.5 | 4.5 | 4.1 | N |  |  | N | IPP Non-CHP | 2 | X | MWH
Solar Photovoltaic.SUN | solar PV | TRUE | 61012 | AES Distributed Energy | 64696 | Dunstable Solar 1, LLC | MA | Middlesex | DUNST | Solar Photovoltaic | PV |  | S | 4.5 |  | 4.5 | 4.5 |  | N |  |  | N | IPP Non-CHP | 2 | X | SUN
Solar Photovoltaic.SUN | solar PV | TRUE | 64274 | Swan Garden LLC | 64697 | Swan Garden | MN | Pope | CGS | Solar Photovoltaic | PV |  | S | 1 |  | 1 | 1 |  | N |  |  | N | IPP Non-CHP | 2 | X | SUN
Solar Photovoltaic.SUN | solar PV | TRUE | 60025 | Greenbacker Renewable Energy Corporation | 64698 | Blue Prairie Solar, LLC | WI | Jackson | 508 | Solar Photovoltaic | PV |  | S | 2.5 |  | 2.5 | 2.5 |  | N |  |  | N | IPP Non-CHP | 2 | X | SUN
Solar Photovoltaic.SUN | solar PV | TRUE | 60025 | Greenbacker Renewable Energy Corporation | 64700 | El Dorado Solar, LLC | CA | El Dorado | 390 | Solar Photovoltaic | PV |  | S | 1.5 |  | 1.5 | 1.5 |  | N |  |  | N | IPP Non-CHP | 2 | X | SUN
Batteries.MWH | battery storage | 0 | 64282 | LeConte Energy Storage, LLC | 64701 | LeConte Energy Storage | CA | Imperial | LCES | Batteries | BA |  | S | 125 |  | 125 | 125 | 0 | N |  |  | N | IPP Non-CHP | 2 | X | MWH
Solar Photovoltaic.SUN | solar PV | TRUE | 64276 | Stanly Solar, LLC | 64702 | Stanly Solar, LLC | NC | Stanly | PGR32 | Solar Photovoltaic | PV |  | S | 50 | 0.95 | 50 | 50 |  | N |  |  | N | IPP Non-CHP | 2 | X | SUN
Solar Photovoltaic.SUN | solar PV | TRUE | 56769 | Consolidated Edison Development Inc. | 64705 | Fairhaven MA 2 | MA | Bristol | FHAF | Solar Photovoltaic | PV |  | S | 2.9 |  | 2.9 | 2.9 |  | N |  |  | N | IPP Non-CHP | 2 | X | SUN
Solar Photovoltaic.SUN | solar PV | TRUE | 63359 | REA Investments, LLC | 64708 | Connexus Solar Baldwin 1BDN | MN | Isanti | C1BDN | Solar Photovoltaic | PV |  | J | 3.3 | 1 | 3.3 | 3.3 |  | N |  |  | N | IPP Non-CHP | 2 | X | SUN
Onshore Wind Turbine.WND | onshore wind | TRUE | 64288 | White Mesa Wind, LLC | 64710 | White Mesa Wind | TX | Crockett | WM001 | Onshore Wind Turbine | WT |  | S | 500.6 |  | 500.6 | 500.6 | 50 | N |  |  | N | IPP Non-CHP | 2 | X | WND
Batteries.MWH | battery storage | 0 | 64287 | Terra-Gen Operating Co-BESS | 64712 | Sanborn BESS 1 | CA | Kern | ESSB1 | Batteries | BA |  | S | 100 |  | 100 | 100 | 0.5 | N |  |  | N | IPP Non-CHP | 2 | X | MWH
Batteries.MWH | battery storage | 0 | 64287 | Terra-Gen Operating Co-BESS | 64713 | Sanborn BESS 2 | CA | Kern | ESSB2 | Batteries | BA |  | S | 100 |  | 100 | 100 | 0.5 | N |  |  | N | IPP Non-CHP | 2 | X | MWH
Solar Photovoltaic.SUN | solar PV | TRUE | 60571 | AEP Onsite Partners, LLC | 64714 | Rice Lake Solar Array | WI | Barron | RLK01 | Solar Photovoltaic | PV |  | S | 3.8 |  | 3.8 | 3.8 |  | N |  |  | N | IPP Non-CHP | 2 | X | SUN
Solar Photovoltaic.SUN | solar PV | TRUE | 61012 | AES Distributed Energy | 64715 | Dusenberry | NY | Rensselaer | DSNBR | Solar Photovoltaic | PV |  | S | 5 |  | 5 | 5 |  | N |  |  | N | IPP Non-CHP | 2 | X | SUN
Solar Photovoltaic.SUN | solar PV | TRUE | 61012 | AES Distributed Energy | 64716 | Knapp East (CSG) | NY | Genesee | KNPPE | Solar Photovoltaic | PV |  | S | 5 |  | 5 | 5 |  | N |  |  | N | IPP Non-CHP | 2 | X | SUN
Solar Photovoltaic.SUN | solar PV | TRUE | 61012 | AES Distributed Energy | 64717 | Main Rd Community Solar | NY | Erie | MAINR | Solar Photovoltaic | PV |  | S | 5 |  | 5 | 5 |  | N |  |  | N | IPP Non-CHP | 2 | X | SUN
Solar Photovoltaic.SUN | solar PV | TRUE | 61012 | AES Distributed Energy | 64718 | Redman North Community Solar | NY | Monroe | RDMNN | Solar Photovoltaic | PV |  | S | 1.5 | 1 | 1.5 | 1.5 |  | N |  |  | N | IPP Non-CHP | 2 | X | SUN
Batteries.MWH | battery storage | 0 | 61012 | AES Distributed Energy | 64719 | Glenmere Lake | NY | Orange | BESS | Batteries | BA |  | S | 2 |  | 2 | 2 | 0 | N |  |  | N | IPP Non-CHP | 2 | X | MWH
Solar Photovoltaic.SUN | solar PV | TRUE | 61012 | AES Distributed Energy | 64719 | Glenmere Lake | NY | Orange | GLNMR | Solar Photovoltaic | PV |  | S | 2 |  | 2 | 2 | 0 | N |  |  | N | IPP Non-CHP | 2 | X | SUN
Solar Photovoltaic.SUN | solar PV | TRUE | 61012 | AES Distributed Energy | 64720 | Knapp West(CSG) | NY | Genesee | KNPPW | Solar Photovoltaic | PV |  | S | 5 |  | 5 | 5 |  | N |  |  | N | IPP Non-CHP | 2 | X | SUN
Solar Photovoltaic.SUN | solar PV | TRUE | 61012 | AES Distributed Energy | 64721 | Rowe (CSG) | NY | Cattaraugus | RWEAV | Solar Photovoltaic | PV |  | S | 5 |  | 5 | 5 |  | N |  |  | N | IPP Non-CHP | 2 | X | SUN
Solar Photovoltaic.SUN | solar PV | TRUE | 61012 | AES Distributed Energy | 64722 | Redman South Community Solar | NY | Monroe | RDMNS | Solar Photovoltaic | PV |  | S | 5 | 1 | 5 | 5 |  | N |  |  | N | IPP Non-CHP | 2 | X | SUN
Solar Photovoltaic.SUN | solar PV | TRUE | 64292 | Revity Energy LLC | 64723 | Alton Road Solar | RI | Washington | 50835 | Solar Photovoltaic | PV |  | S | 13.9 |  | 13.9 | 11 |  | N |  |  | N | IPP Non-CHP | 2 | X | SUN
Solar Photovoltaic.SUN | solar PV | TRUE | 61012 | AES Distributed Energy | 64724 | Townline Community Solar | NY | Genesee | TWNLN | Solar Photovoltaic | PV |  | S | 5 |  | 5 | 5 |  | N |  |  | N | IPP Non-CHP | 2 | X | SUN
Solar Photovoltaic.SUN | solar PV | TRUE | 61012 | AES Distributed Energy | 64725 | Williams Rd | NY | Niagara | WLMRD | Solar Photovoltaic | PV |  | S | 4 |  | 4 | 4 |  | N |  |  | N | IPP Non-CHP | 2 | X | SUN
Batteries.MWH | battery storage | 0 | 61012 | AES Distributed Energy | 64726 | West Haydenville PJ Community Solar | MA | Hampshire | BESS | Batteries | BA |  | S | 3.6 |  | 3.6 | 3.6 |  | N |  |  | N | IPP Non-CHP | 2 | X | MWH
Solar Photovoltaic.SUN | solar PV | TRUE | 61012 | AES Distributed Energy | 64726 | West Haydenville PJ Community Solar | MA | Hampshire | WHAYD | Solar Photovoltaic | PV |  | S | 5 |  | 5 | 5 | 0 | N |  |  | N | IPP Non-CHP | 2 | X | SUN
Batteries.MWH | battery storage | 0 | 61012 | AES Distributed Energy | 64727 | Brookwood Drive Community Solar | MA | Bristol | BESS | Batteries | BA |  | S | 3 |  | 3 | 3 |  | N |  |  | N | IPP Non-CHP | 2 | X | MWH
Solar Photovoltaic.SUN | solar PV | TRUE | 61012 | AES Distributed Energy | 64727 | Brookwood Drive Community Solar | MA | Bristol | BRKWD | Solar Photovoltaic | PV |  | S | 5 |  | 5 | 5 |  | N |  |  | N | IPP Non-CHP | 2 | X | SUN
Solar Photovoltaic.SUN | solar PV | TRUE | 64295 | SPG IL Brush Creek Solar LLC | 64730 | IL17021 Brush Creek I CSG | IL | Stephenson | BCK17 | Solar Photovoltaic | PV |  | S | 2 |  | 2 | 2 |  | N |  |  | N | IPP Non-CHP | 2 | X | SUN
Batteries.MWH | battery storage | 0 | 64296 | Maple Street Solar 1, LLC | 64731 | Maple(CSG) | MA | Norfolk | M2 | Batteries | BA |  | S | 2.3 |  | 2.3 | 2.3 | 2.3 | N |  |  | N | IPP Non-CHP | 2 | X | MWH
Solar Photovoltaic.SUN | solar PV | TRUE | 64296 | Maple Street Solar 1, LLC | 64731 | Maple(CSG) | MA | Norfolk | MAPLE | Solar Photovoltaic | PV |  | S | 4 |  | 4 | 4 |  | N |  |  | N | IPP Non-CHP | 2 | X | SUN
Solar Photovoltaic.SUN | solar PV | TRUE | 64297 | Segunda Solar II, LLC | 64732 | Segunda II (CSG) | IL | LaSalle | SEGU2 | Solar Photovoltaic | PV |  | S | 2 |  | 2 | 2 |  | N |  |  | N | IPP Non-CHP | 2 | X | SUN
Solar Photovoltaic.SUN | solar PV | TRUE | 64298 | Woodlawn Solar II, LLC | 64733 | Woodlawn II (CSG) | IL | Will | WOOD2 | Solar Photovoltaic | PV |  | S | 2 |  | 2 | 2 |  | N |  |  | N | IPP Non-CHP | 2 | X | SUN
Solar Photovoltaic.SUN | solar PV | TRUE | 64299 | Dodds Solar, LLC | 64734 | Dodds (CSG) | IL | Stephenson | DOODS | Solar Photovoltaic | PV |  | S | 2 |  | 2 | 2 |  | N |  |  | N | IPP Non-CHP | 2 | X | SUN
Solar Photovoltaic.SUN | solar PV | TRUE | 64300 | Olmstead Solar II, LLC | 64735 | Olmstead II CSG | IL | Stephenson | OLMS2 | Solar Photovoltaic | PV |  | S | 2 |  | 2 | 2 |  | N |  |  | N | IPP Non-CHP | 2 | X | SUN
Solar Photovoltaic.SUN | solar PV | TRUE | 64301 | Wolfcastle Solar, LLC | 64736 | Wolfcastle | IL | DeKalb | WOLFC | Solar Photovoltaic | PV |  | S | 2 |  | 2 | 2 |  | N |  |  | N | IPP Non-CHP | 2 | X | SUN
Solar Photovoltaic.SUN | solar PV | TRUE | 12341 | MidAmerican Energy Co | 64738 | Holliday Creek Solar | IA | Webster | HCS | Solar Photovoltaic | PV |  | S | 117.6 |  | 100 | 100 |  | N |  |  | N | Electric Utility | 1 | X | SUN
Solar Photovoltaic.SUN | solar PV | TRUE | 64304 | Morgan Solar 1 LLC | 64741 | Morgan Solar 1 CSG | IL | Morgan | MORG1 | Solar Photovoltaic | PV |  | S | 2 |  | 2 | 2 |  | N |  |  | N | IPP Non-CHP | 2 | X | SUN
Solar Photovoltaic.SUN | solar PV | TRUE | 64305 | Morgan Solar 1b LLC | 64742 | Morgan Solar 1b CSG | IL | Morgan | MOR1B | Solar Photovoltaic | PV |  | S | 2 |  | 2 | 2 |  | N |  |  | N | IPP Non-CHP | 2 | X | SUN
Batteries.MWH | battery storage | 0 | 64303 | VESI 10 LLC | 64743 | Tierra Buena Energy Storage | CA | Sutter | TB1 | Batteries | BA |  | S | 2.5 |  | 2.5 | 2.5 | 0.1 | N |  |  | N | IPP Non-CHP | 2 | X | MWH
Batteries.MWH | battery storage | 0 | 64303 | VESI 10 LLC | 64743 | Tierra Buena Energy Storage | CA | Sutter | TB2 | Batteries | BA |  | S | 2.5 |  | 2.5 | 2.5 | 0.1 | N |  |  | N | IPP Non-CHP | 2 | X | MWH
Solar Photovoltaic.SUN | solar PV | TRUE | 63058 | DG Northeast 1, LLC | 64746 | Goldman Sachs Carports Solar | NY | Albany | GSCS | Solar Photovoltaic | PV |  | S | 1 |  | 1 | 1 |  | N |  |  | N | IPP Non-CHP | 2 | X | SUN
Other Natural Gas.NG | natural gas peaker | TRUE | 64310 | Bronx Community Clean Energy Project LLC | 64747 | Fuel Cell 3245 Yates Avenue | NY | Bronx | C3245 | Other Natural Gas | FC |  | W | 5 |  | 5 | 5 | 0.1 | N |  |  | N | IPP Non-CHP | 2 | X | NG
Other Natural Gas.NG | natural gas peaker | TRUE | 64309 | Annadale Community Clean Energy Projects LLC | 64748 | Fuel Cell 18A Sneden Avenue | NY | Richmond | CR18A | Other Natural Gas | FC |  | W | 3.6 |  | 3.5 | 3.5 | 0.1 | N |  |  | N | IPP Non-CHP | 2 | X | NG | H2
Other Natural Gas.NG | natural gas peaker | TRUE | 64309 | Annadale Community Clean Energy Projects LLC | 64749 | Fuel Cell 18B Sneden Avenue | NY | Richmond | CR18B | Other Natural Gas | FC |  | W | 4.2 |  | 4 | 4 | 0.1 | N |  |  | N | IPP Non-CHP | 2 | X | NG | H2
Onshore Wind Turbine.WND | onshore wind | TRUE | 17650 | Southern Power Co | 64750 | Glass Sands Wind Facility | OK | Murray | 1 | Onshore Wind Turbine | WT |  | W | 117 | 0.95 | 118.3 | 118.3 | 2.2 | N |  |  | N | IPP Non-CHP | 2 | X | WND
Solar Photovoltaic.SUN | solar PV | TRUE | 60025 | Greenbacker Renewable Energy Corporation | 64751 | Amazon PSP1 | CA | Riverside | 267 | Solar Photovoltaic | PV |  | S | 3.8 |  | 3.8 | 3.8 |  | N |  |  | N | IPP Non-CHP | 2 | X | SUN
Other Natural Gas.NG | natural gas peaker | TRUE | 62150 | 2016 ESA Project Company, LLC | 64753 | FDX010.0 FedEx Fuel Cell | CT | Middlesex | FDX10 | Other Natural Gas | FC |  | S | 1 | 0.99 | 1 | 1 | 1 | N |  |  | N | IPP Non-CHP | 2 | X | NG
Solar Photovoltaic.SUN | solar PV | TRUE | 12341 | MidAmerican Energy Co | 64755 | Arbor Hill Solar | IA | Adair | AHS | Solar Photovoltaic | PV |  | S | 25 | 0.8 | 24 | 24 |  | N |  |  | N | Electric Utility | 1 | X | SUN
Solar Photovoltaic.SUN | solar PV | TRUE | 6452 | Florida Power & Light Co | 64757 | Blue Springs | FL | Jackson | 1 | Solar Photovoltaic | PV |  | S | 74.5 |  | 74.5 | 74.5 |  | N |  |  | N | Electric Utility | 1 | X | SUN
Batteries.MWH | battery storage | 0 | 61514 | Agilitas Energy, LLC | 64760 | Ocean State BTM | RI | Providence | MESS | Batteries | BA |  | W | 3 |  | 3 | 3 |  | N |  |  | N | IPP Non-CHP | 2 | X | MWH
Batteries.MWH | battery storage | 0 | 61514 | Agilitas Energy, LLC | 64763 | Rumford ESS | ME | Oxford | RUM | Batteries | BA |  | W | 4.9 |  | 4.9 | 4.9 | 4.9 | N |  |  | N | IPP Non-CHP | 2 | X | MWH
Batteries.MWH | battery storage | 0 | 61514 | Agilitas Energy, LLC | 64764 | Madison BTM | ME | Somerset | MBTM | Batteries | BA |  | W | 1.5 |  | 1.5 | 1.5 | 1.5 | N |  |  | N | IPP Non-CHP | 2 | X | MWH
Batteries.MWH | battery storage | 0 | 61514 | Agilitas Energy, LLC | 64765 | Madison ESS | ME | Somerset | MESS | Batteries | BA |  | W | 4.9 |  | 4.9 | 4.9 | 4.9 | N |  |  | N | IPP Non-CHP | 2 | X | MWH
Solar Photovoltaic.SUN | solar PV | TRUE | 60868 | Redwood Coast Energy Authority | 64766 | Redwood Coast Airport Microgrid | CA | Humboldt | RCAM1 | Solar Photovoltaic | PV |  | S | 2.3 | 1 | 1.8 | 1.8 |  | N |  |  | N | Electric Utility | 1 | X | SUN
Batteries.MWH | battery storage | 0 | 60868 | Redwood Coast Energy Authority | 64766 | Redwood Coast Airport Microgrid | CA | Humboldt | RCAM2 | Batteries | BA |  | S | 2.2 |  | 1.8 | 1.8 | 0 | N |  |  | N | Electric Utility | 1 | X | MWH
Natural Gas Internal Combustion Engine.NG | natural gas peaker | FALSE | 64315 | Walmart Stores Texas, LLC | 64769 | WAL194 | TX | Harris | GEN1 | Natural Gas Internal Combustion Engine | IC |  | S | 0.4 | 0.8 | 0.4 | 0.4 | 0.1 | N |  |  | N | Commercial Non-CHP | 4 | X | NG
Natural Gas Internal Combustion Engine.NG | natural gas peaker | FALSE | 64315 | Walmart Stores Texas, LLC | 64769 | WAL194 | TX | Harris | GEN2 | Natural Gas Internal Combustion Engine | IC |  | S | 0.4 | 0.8 | 0.4 | 0.4 | 0.1 | N |  |  | N | Commercial Non-CHP | 4 | X | NG
Natural Gas Internal Combustion Engine.NG | natural gas peaker | FALSE | 64315 | Walmart Stores Texas, LLC | 64769 | WAL194 | TX | Harris | GEN3 | Natural Gas Internal Combustion Engine | IC |  | S | 0.4 | 0.8 | 0.4 | 0.4 | 0.1 | N |  |  | N | Commercial Non-CHP | 4 | X | NG
Petroleum Liquids.DFO | petroleum | FALSE | 64315 | Walmart Stores Texas, LLC | 64770 | WAL202 | TX | Collin | GEN1 | Petroleum Liquids | IC |  | S | 1.3 | 0.8 | 1.3 | 1.3 | 0.1 | N |  |  | N | Commercial Non-CHP | 4 | X | DFO
Natural Gas Internal Combustion Engine.NG | natural gas peaker | FALSE | 64315 | Walmart Stores Texas, LLC | 64771 | WAL266 | TX | Tarrant | GEN1 | Natural Gas Internal Combustion Engine | IC |  | S | 0.4 | 0.8 | 0.4 | 0.4 | 0.1 | N |  |  | N | Commercial Non-CHP | 4 | X | NG
Natural Gas Internal Combustion Engine.NG | natural gas peaker | FALSE | 64315 | Walmart Stores Texas, LLC | 64771 | WAL266 | TX | Tarrant | GEN2 | Natural Gas Internal Combustion Engine | IC |  | S | 0.4 | 0.8 | 0.4 | 0.4 | 0.1 | N |  |  | N | Commercial Non-CHP | 4 | X | NG
Natural Gas Internal Combustion Engine.NG | natural gas peaker | FALSE | 64315 | Walmart Stores Texas, LLC | 64771 | WAL266 | TX | Tarrant | GEN3 | Natural Gas Internal Combustion Engine | IC |  | S | 0.4 | 0.8 | 0.4 | 0.4 | 0.1 | N |  |  | N | Commercial Non-CHP | 4 | X | NG
Natural Gas Internal Combustion Engine.NG | natural gas peaker | FALSE | 64315 | Walmart Stores Texas, LLC | 64772 | WAL284 | TX | Tarrant | GEN1 | Natural Gas Internal Combustion Engine | IC |  | S | 0.4 | 0.8 | 0.4 | 0.4 | 0.1 | N |  |  | N | Commercial Non-CHP | 4 | X | NG
Natural Gas Internal Combustion Engine.NG | natural gas peaker | FALSE | 64315 | Walmart Stores Texas, LLC | 64772 | WAL284 | TX | Tarrant | GEN2 | Natural Gas Internal Combustion Engine | IC |  | S | 0.4 | 0.8 | 0.4 | 0.4 | 0.1 | N |  |  | N | Commercial Non-CHP | 4 | X | NG
Natural Gas Internal Combustion Engine.NG | natural gas peaker | FALSE | 64315 | Walmart Stores Texas, LLC | 64772 | WAL284 | TX | Tarrant | GEN3 | Natural Gas Internal Combustion Engine | IC |  | S | 0.4 | 0.8 | 0.4 | 0.4 | 0.1 | N |  |  | N | Commercial Non-CHP | 4 | X | NG
Natural Gas Internal Combustion Engine.NG | natural gas peaker | FALSE | 64315 | Walmart Stores Texas, LLC | 64773 | WAL407 | TX | Bell | GEN1 | Natural Gas Internal Combustion Engine | IC |  | S | 0.4 | 0.8 | 0.4 | 0.4 | 0.1 | N |  |  | N | Commercial Non-CHP | 4 | X | NG
Natural Gas Internal Combustion Engine.NG | natural gas peaker | FALSE | 64315 | Walmart Stores Texas, LLC | 64773 | WAL407 | TX | Bell | GEN2 | Natural Gas Internal Combustion Engine | IC |  | S | 0.4 | 0.8 | 0.4 | 0.4 | 0.1 | N |  |  | N | Commercial Non-CHP | 4 | X | NG
Natural Gas Internal Combustion Engine.NG | natural gas peaker | FALSE | 64315 | Walmart Stores Texas, LLC | 64773 | WAL407 | TX | Bell | GEN3 | Natural Gas Internal Combustion Engine | IC |  | S | 0.4 | 0.8 | 0.4 | 0.4 | 0.1 | N |  |  | N | Commercial Non-CHP | 4 | X | NG
Natural Gas Internal Combustion Engine.NG | natural gas peaker | FALSE | 64315 | Walmart Stores Texas, LLC | 64774 | WAL414 | TX | Wichita | GEN1 | Natural Gas Internal Combustion Engine | IC |  | S | 0.4 | 0.8 | 0.4 | 0.4 | 0.1 | N |  |  | N | Commercial Non-CHP | 4 | X | NG
Natural Gas Internal Combustion Engine.NG | natural gas peaker | FALSE | 64315 | Walmart Stores Texas, LLC | 64774 | WAL414 | TX | Wichita | GEN2 | Natural Gas Internal Combustion Engine | IC |  | S | 0.4 | 0.8 | 0.4 | 0.4 | 0.1 | N |  |  | N | Commercial Non-CHP | 4 | X | NG
Natural Gas Internal Combustion Engine.NG | natural gas peaker | FALSE | 64315 | Walmart Stores Texas, LLC | 64774 | WAL414 | TX | Wichita | GEN3 | Natural Gas Internal Combustion Engine | IC |  | S | 0.4 | 0.8 | 0.4 | 0.4 | 0.1 | N |  |  | N | Commercial Non-CHP | 4 | X | NG
Natural Gas Internal Combustion Engine.NG | natural gas peaker | FALSE | 64315 | Walmart Stores Texas, LLC | 64775 | WAL447 | TX | Val Verde | GEN1 | Natural Gas Internal Combustion Engine | IC |  | S | 0.4 | 0.8 | 0.4 | 0.4 | 0.1 | N |  |  | N | Commercial Non-CHP | 4 | X | NG
Natural Gas Internal Combustion Engine.NG | natural gas peaker | FALSE | 64315 | Walmart Stores Texas, LLC | 64775 | WAL447 | TX | Val Verde | GEN2 | Natural Gas Internal Combustion Engine | IC |  | S | 0.4 | 0.8 | 0.4 | 0.4 | 0.1 | N |  |  | N | Commercial Non-CHP | 4 | X | NG
Natural Gas Internal Combustion Engine.NG | natural gas peaker | FALSE | 64315 | Walmart Stores Texas, LLC | 64775 | WAL447 | TX | Val Verde | GEN3 | Natural Gas Internal Combustion Engine | IC |  | S | 0.4 | 0.8 | 0.4 | 0.4 | 0.1 | N |  |  | N | Commercial Non-CHP | 4 | X | NG
Natural Gas Internal Combustion Engine.NG | natural gas peaker | FALSE | 64315 | Walmart Stores Texas, LLC | 64776 | WAL452 | TX | Hidalgo | GEN1 | Natural Gas Internal Combustion Engine | IC |  | S | 0.4 | 0.8 | 0.4 | 0.4 | 0.1 | N |  |  | N | Commercial Non-CHP | 4 | X | NG
Natural Gas Internal Combustion Engine.NG | natural gas peaker | FALSE | 64315 | Walmart Stores Texas, LLC | 64776 | WAL452 | TX | Hidalgo | GEN2 | Natural Gas Internal Combustion Engine | IC |  | S | 0.4 | 0.8 | 0.4 | 0.4 | 0.1 | N |  |  | N | Commercial Non-CHP | 4 | X | NG
Natural Gas Internal Combustion Engine.NG | natural gas peaker | FALSE | 64315 | Walmart Stores Texas, LLC | 64776 | WAL452 | TX | Hidalgo | GEN3 | Natural Gas Internal Combustion Engine | IC |  | S | 0.4 | 0.8 | 0.4 | 0.4 | 0.1 | N |  |  | N | Commercial Non-CHP | 4 | X | NG
Natural Gas Internal Combustion Engine.NG | natural gas peaker | FALSE | 64315 | Walmart Stores Texas, LLC | 64777 | WAL456 | TX | Cameron | GEN1 | Natural Gas Internal Combustion Engine | IC |  | S | 0.4 | 0.8 | 0.4 | 0.4 | 0.1 | N |  |  | N | Commercial Non-CHP | 4 | X | NG
Natural Gas Internal Combustion Engine.NG | natural gas peaker | FALSE | 64315 | Walmart Stores Texas, LLC | 64777 | WAL456 | TX | Cameron | GEN2 | Natural Gas Internal Combustion Engine | IC |  | S | 0.4 | 0.8 | 0.4 | 0.4 | 0.1 | N |  |  | N | Commercial Non-CHP | 4 | X | NG
Natural Gas Internal Combustion Engine.NG | natural gas peaker | FALSE | 64315 | Walmart Stores Texas, LLC | 64777 | WAL456 | TX | Cameron | GEN3 | Natural Gas Internal Combustion Engine | IC |  | S | 0.4 | 0.8 | 0.4 | 0.4 | 0.1 | N |  |  | N | Commercial Non-CHP | 4 | X | NG
Natural Gas Internal Combustion Engine.NG | natural gas peaker | FALSE | 64315 | Walmart Stores Texas, LLC | 64778 | WAL461 | TX | Maverick | GEN1 | Natural Gas Internal Combustion Engine | IC |  | S | 0.4 | 0.8 | 0.4 | 0.4 | 0.1 | N |  |  | N | Commercial Non-CHP | 4 | X | NG
Natural Gas Internal Combustion Engine.NG | natural gas peaker | FALSE | 64315 | Walmart Stores Texas, LLC | 64778 | WAL461 | TX | Maverick | GEN2 | Natural Gas Internal Combustion Engine | IC |  | S | 0.4 | 0.8 | 0.4 | 0.4 | 0.1 | N |  |  | N | Commercial Non-CHP | 4 | X | NG
Natural Gas Internal Combustion Engine.NG | natural gas peaker | FALSE | 64315 | Walmart Stores Texas, LLC | 64778 | WAL461 | TX | Maverick | GEN3 | Natural Gas Internal Combustion Engine | IC |  | S | 0.4 | 0.8 | 0.4 | 0.4 | 0.1 | N |  |  | N | Commercial Non-CHP | 4 | X | NG
Solar Photovoltaic.SUN | solar PV | TRUE | 64316 | IGS Solar LLC | 64779 | IGS Frankfort 2 CSG | IL | Cook | FRAN2 | Solar Photovoltaic | PV |  | S | 2 |  | 2 | 2 |  | N |  |  | N | IPP Non-CHP | 2 | X | SUN
Solar Photovoltaic.SUN | solar PV | TRUE | 11479 | Madison Gas & Electric Co | 64780 | Hermsdorf Solar | WI | Dane | 1 | Solar Photovoltaic | PV |  | S | 8 |  | 8 | 8 |  | N |  |  | N | Electric Utility | 1 | X | SUN
Solar Photovoltaic.SUN | solar PV | TRUE | 64327 | Kearsarge Westerly LLC | 64781 | Kearsarge Westerly | RI | Washington | WES | Solar Photovoltaic | PV |  | S | 4 |  | 4 | 4 |  | N |  |  | N | IPP Non-CHP | 2 | X | SUN
Solar Photovoltaic.SUN | solar PV | TRUE | 64328 | Kearsarge Fogland LLC | 64782 | Kearsarge Fogland | RI | Newport | TIV | Solar Photovoltaic | PV |  | S | 2.4 |  | 2.4 | 2.4 |  | N |  |  | N | IPP Non-CHP | 2 | X | SUN
Solar Photovoltaic.SUN | solar PV | TRUE | 64330 | Kearsarge East Providence LLC | 64783 | Kearsarge East Providence | RI | Providence | EPRO | Solar Photovoltaic | PV |  | S | 2 |  | 2 | 2 |  | N |  |  | N | IPP Non-CHP | 2 | X | SUN
Solar Photovoltaic.SUN | solar PV | TRUE | 64338 | Long John Solar, LLC | 64784 | Long John CSG | IL | DeKalb | LJOHN | Solar Photovoltaic | PV |  | S | 2 |  | 2 | 2 |  | N |  |  | N | IPP Non-CHP | 2 | X | SUN
Solar Photovoltaic.SUN | solar PV | TRUE | 64337 | Woodlawn Solar, LLC | 64785 | Woodlawn CSG | IL | Will | WOOD | Solar Photovoltaic | PV |  | S | 2 |  | 2 | 2 |  | N |  |  | N | IPP Non-CHP | 2 | X | SUN
Solar Photovoltaic.SUN | solar PV | TRUE | 64336 | SPG IL Hurricane Creek Solar LLC | 64786 | Hurricane Creek CSG | IL | Williamson | HRCRK | Solar Photovoltaic | PV |  | S | 2 |  | 2 | 2 |  | N |  |  | N | IPP Non-CHP | 2 | X | SUN
Solar Photovoltaic.SUN | solar PV | TRUE | 64335 | Viking Solar, LLC | 64787 | Viking Solar CSG | IL | Macoupin | VIKNG | Solar Photovoltaic | PV |  | S | 2 |  | 2 | 2 |  | N |  |  | N | IPP Non-CHP | 2 | X | SUN
Solar Photovoltaic.SUN | solar PV | TRUE | 64334 | Freehold Solar, LLC | 64788 | Freehold(CSG) | NY | Greene | FRHOL | Solar Photovoltaic | PV |  | S | 2 |  | 2 | 2 |  | N |  |  | N | IPP Non-CHP | 2 | X | SUN
Solar Photovoltaic.SUN | solar PV | TRUE | 64333 | Moraine Solar, LLC | 64789 | Moraine CSG | IL | McLean | MORAI | Solar Photovoltaic | PV |  | S | 2 |  | 2 | 2 |  | N |  |  | N | IPP Non-CHP | 2 | X | SUN
Solar Photovoltaic.SUN | solar PV | TRUE | 60531 | Standard Solar | 64790 | OER Checkerspot | MD | Anne Arundel | CHECK | Solar Photovoltaic | PV |  | S | 1.5 |  | 1.5 | 1.5 |  | N |  |  | N | IPP Non-CHP | 2 | X | SUN
Natural Gas Internal Combustion Engine.NG | natural gas peaker | FALSE | 64315 | Walmart Stores Texas, LLC | 64791 | WAL462 | TX | Brazoria | GEN1 | Natural Gas Internal Combustion Engine | IC |  | S | 1.3 | 0.8 | 1.3 | 1.3 | 0.1 | N |  |  | N | Commercial Non-CHP | 4 | X | NG
Natural Gas Internal Combustion Engine.NG | natural gas peaker | FALSE | 64315 | Walmart Stores Texas, LLC | 64792 | WAL504 | TX | Galveston | GEN1 | Natural Gas Internal Combustion Engine | IC |  | S | 0.4 | 0.8 | 0.4 | 0.4 | 0.1 | N |  |  | N | Commercial Non-CHP | 4 | X | NG
Natural Gas Internal Combustion Engine.NG | natural gas peaker | FALSE | 64315 | Walmart Stores Texas, LLC | 64792 | WAL504 | TX | Galveston | GEN2 | Natural Gas Internal Combustion Engine | IC |  | S | 0.4 | 0.8 | 0.4 | 0.4 | 0.1 | N |  |  | N | Commercial Non-CHP | 4 | X | NG
Natural Gas Internal Combustion Engine.NG | natural gas peaker | FALSE | 64315 | Walmart Stores Texas, LLC | 64792 | WAL504 | TX | Galveston | GEN3 | Natural Gas Internal Combustion Engine | IC |  | S | 0.4 | 0.8 | 0.4 | 0.4 | 0.1 | N |  |  | N | Commercial Non-CHP | 4 | X | NG
Natural Gas Internal Combustion Engine.NG | natural gas peaker | FALSE | 64315 | Walmart Stores Texas, LLC | 64793 | WAL522 | TX | Harris | GEN1 | Natural Gas Internal Combustion Engine | IC |  | S | 0.4 | 0.8 | 0.4 | 0.4 | 0.1 | N |  |  | N | Commercial Non-CHP | 4 | X | NG
Natural Gas Internal Combustion Engine.NG | natural gas peaker | FALSE | 64315 | Walmart Stores Texas, LLC | 64793 | WAL522 | TX | Harris | GEN2 | Natural Gas Internal Combustion Engine | IC |  | S | 0.4 | 0.8 | 0.4 | 0.4 | 0.1 | N |  |  | N | Commercial Non-CHP | 4 | X | NG
Natural Gas Internal Combustion Engine.NG | natural gas peaker | FALSE | 64315 | Walmart Stores Texas, LLC | 64793 | WAL522 | TX | Harris | GEN3 | Natural Gas Internal Combustion Engine | IC |  | S | 0.4 | 0.8 | 0.4 | 0.4 | 0.1 | N |  |  | N | Commercial Non-CHP | 4 | X | NG
Natural Gas Internal Combustion Engine.NG | natural gas peaker | FALSE | 64315 | Walmart Stores Texas, LLC | 64794 | WAL529 | TX | Galveston | GEN1 | Natural Gas Internal Combustion Engine | IC |  | S | 1.3 | 0.8 | 1.3 | 1.3 | 0.1 | N |  |  | N | Commercial Non-CHP | 4 | X | NG
Natural Gas Internal Combustion Engine.NG | natural gas peaker | FALSE | 64315 | Walmart Stores Texas, LLC | 64795 | WAL536 | TX | Jones | GEN1 | Natural Gas Internal Combustion Engine | IC |  | S | 0.4 | 0.8 | 0.4 | 0.4 | 0.1 | N |  |  | N | Commercial Non-CHP | 4 | X | NG
Natural Gas Internal Combustion Engine.NG | natural gas peaker | FALSE | 64315 | Walmart Stores Texas, LLC | 64795 | WAL536 | TX | Jones | GEN2 | Natural Gas Internal Combustion Engine | IC |  | S | 0.4 | 0.8 | 0.4 | 0.4 | 0.1 | N |  |  | N | Commercial Non-CHP | 4 | X | NG
Natural Gas Internal Combustion Engine.NG | natural gas peaker | FALSE | 64315 | Walmart Stores Texas, LLC | 64795 | WAL536 | TX | Jones | GEN3 | Natural Gas Internal Combustion Engine | IC |  | S | 0.4 | 0.8 | 0.4 | 0.4 | 0.1 | N |  |  | N | Commercial Non-CHP | 4 | X | NG
Natural Gas Internal Combustion Engine.NG | natural gas peaker | FALSE | 64315 | Walmart Stores Texas, LLC | 64796 | WAL537 | TX | Ector | GEN1 | Natural Gas Internal Combustion Engine | IC |  | S | 0.4 | 0.8 | 0.4 | 0.4 | 0.1 | N |  |  | N | Commercial Non-CHP | 4 | X | NG
Natural Gas Internal Combustion Engine.NG | natural gas peaker | FALSE | 64315 | Walmart Stores Texas, LLC | 64796 | WAL537 | TX | Ector | GEN2 | Natural Gas Internal Combustion Engine | IC |  | S | 0.4 | 0.8 | 0.4 | 0.4 | 0.1 | N |  |  | N | Commercial Non-CHP | 4 | X | NG
Natural Gas Internal Combustion Engine.NG | natural gas peaker | FALSE | 64315 | Walmart Stores Texas, LLC | 64796 | WAL537 | TX | Ector | GEN3 | Natural Gas Internal Combustion Engine | IC |  | S | 0.4 | 0.8 | 0.4 | 0.4 | 0.1 | N |  |  | N | Commercial Non-CHP | 4 | X | NG
Natural Gas Internal Combustion Engine.NG | natural gas peaker | FALSE | 64315 | Walmart Stores Texas, LLC | 64797 | WAL546 | TX | Fort Bend | GEN1 | Natural Gas Internal Combustion Engine | IC |  | S | 0.4 | 0.8 | 0.4 | 0.4 | 0.1 | N |  |  | N | Commercial Non-CHP | 4 | X | NG
Natural Gas Internal Combustion Engine.NG | natural gas peaker | FALSE | 64315 | Walmart Stores Texas, LLC | 64797 | WAL546 | TX | Fort Bend | GEN2 | Natural Gas Internal Combustion Engine | IC |  | S | 0.4 | 0.8 | 0.4 | 0.4 | 0.1 | N |  |  | N | Commercial Non-CHP | 4 | X | NG
Natural Gas Internal Combustion Engine.NG | natural gas peaker | FALSE | 64315 | Walmart Stores Texas, LLC | 64797 | WAL546 | TX | Fort Bend | GEN3 | Natural Gas Internal Combustion Engine | IC |  | S | 0.4 | 0.8 | 0.4 | 0.4 | 0.1 | N |  |  | N | Commercial Non-CHP | 4 | X | NG
Natural Gas Internal Combustion Engine.NG | natural gas peaker | FALSE | 64315 | Walmart Stores Texas, LLC | 64798 | WAL565 | TX | Navarro | GEN1 | Natural Gas Internal Combustion Engine | IC |  | S | 0.4 | 0.8 | 0.4 | 0.4 | 0.1 | N |  |  | N | Commercial Non-CHP | 4 | X | NG
Natural Gas Internal Combustion Engine.NG | natural gas peaker | FALSE | 64315 | Walmart Stores Texas, LLC | 64798 | WAL565 | TX | Navarro | GEN2 | Natural Gas Internal Combustion Engine | IC |  | S | 0.4 | 0.8 | 0.4 | 0.4 | 0.1 | N |  |  | N | Commercial Non-CHP | 4 | X | NG
Natural Gas Internal Combustion Engine.NG | natural gas peaker | FALSE | 64315 | Walmart Stores Texas, LLC | 64798 | WAL565 | TX | Navarro | GEN3 | Natural Gas Internal Combustion Engine | IC |  | S | 0.4 | 0.8 | 0.4 | 0.4 | 0.1 | N |  |  | N | Commercial Non-CHP | 4 | X | NG
Natural Gas Internal Combustion Engine.NG | natural gas peaker | FALSE | 64315 | Walmart Stores Texas, LLC | 64799 | WAL602 | TX | Montgomery | GEN1 | Natural Gas Internal Combustion Engine | IC |  | S | 0.4 | 0.8 | 0.4 | 0.4 | 0.1 | N |  |  | N | Commercial Non-CHP | 4 | X | NG
Natural Gas Internal Combustion Engine.NG | natural gas peaker | FALSE | 64315 | Walmart Stores Texas, LLC | 64799 | WAL602 | TX | Montgomery | GEN2 | Natural Gas Internal Combustion Engine | IC |  | S | 0.4 | 0.8 | 0.4 | 0.4 | 0.1 | N |  |  | N | Commercial Non-CHP | 4 | X | NG
Natural Gas Internal Combustion Engine.NG | natural gas peaker | FALSE | 64315 | Walmart Stores Texas, LLC | 64799 | WAL602 | TX | Montgomery | GEN3 | Natural Gas Internal Combustion Engine | IC |  | S | 0.4 | 0.8 | 0.4 | 0.4 | 0.1 | N |  |  | N | Commercial Non-CHP | 4 | X | NG
Natural Gas Internal Combustion Engine.NG | natural gas peaker | FALSE | 64315 | Walmart Stores Texas, LLC | 64800 | WAL744 | TX | Harris | GEN1 | Natural Gas Internal Combustion Engine | IC |  | S | 0.4 | 0.8 | 0.4 | 0.4 | 0.1 | N |  |  | N | Commercial Non-CHP | 4 | X | NG
Natural Gas Internal Combustion Engine.NG | natural gas peaker | FALSE | 64315 | Walmart Stores Texas, LLC | 64800 | WAL744 | TX | Harris | GEN2 | Natural Gas Internal Combustion Engine | IC |  | S | 0.4 | 0.8 | 0.4 | 0.4 | 0.1 | N |  |  | N | Commercial Non-CHP | 4 | X | NG
Natural Gas Internal Combustion Engine.NG | natural gas peaker | FALSE | 64315 | Walmart Stores Texas, LLC | 64800 | WAL744 | TX | Harris | GEN3 | Natural Gas Internal Combustion Engine | IC |  | S | 0.4 | 0.8 | 0.4 | 0.4 | 0.1 | N |  |  | N | Commercial Non-CHP | 4 | X | NG
Natural Gas Internal Combustion Engine.NG | natural gas peaker | FALSE | 64315 | Walmart Stores Texas, LLC | 64801 | WAL752 | TX | Harris | GEN1 | Natural Gas Internal Combustion Engine | IC |  | S | 0.4 | 0.8 | 0.4 | 0.4 | 0.1 | N |  |  | N | Commercial Non-CHP | 4 | X | NG
Natural Gas Internal Combustion Engine.NG | natural gas peaker | FALSE | 64315 | Walmart Stores Texas, LLC | 64801 | WAL752 | TX | Harris | GEN2 | Natural Gas Internal Combustion Engine | IC |  | S | 0.4 | 0.8 | 0.4 | 0.4 | 0.1 | N |  |  | N | Commercial Non-CHP | 4 | X | NG
Natural Gas Internal Combustion Engine.NG | natural gas peaker | FALSE | 64315 | Walmart Stores Texas, LLC | 64801 | WAL752 | TX | Harris | GEN3 | Natural Gas Internal Combustion Engine | IC |  | S | 0.4 | 0.8 | 0.4 | 0.4 | 0.1 | N |  |  | N | Commercial Non-CHP | 4 | X | NG
Natural Gas Internal Combustion Engine.NG | natural gas peaker | FALSE | 64315 | Walmart Stores Texas, LLC | 64802 | WAL768 | TX | Harris | GEN1 | Natural Gas Internal Combustion Engine | IC |  | S | 0.4 | 0.8 | 0.4 | 0.4 | 0.1 | N |  |  | N | Commercial Non-CHP | 4 | X | NG
Natural Gas Internal Combustion Engine.NG | natural gas peaker | FALSE | 64315 | Walmart Stores Texas, LLC | 64802 | WAL768 | TX | Harris | GEN2 | Natural Gas Internal Combustion Engine | IC |  | S | 0.4 | 0.8 | 0.4 | 0.4 | 0.1 | N |  |  | N | Commercial Non-CHP | 4 | X | NG
Natural Gas Internal Combustion Engine.NG | natural gas peaker | FALSE | 64315 | Walmart Stores Texas, LLC | 64802 | WAL768 | TX | Harris | GEN3 | Natural Gas Internal Combustion Engine | IC |  | S | 0.4 | 0.8 | 0.4 | 0.4 | 0.1 | N |  |  | N | Commercial Non-CHP | 4 | X | NG
Natural Gas Internal Combustion Engine.NG | natural gas peaker | FALSE | 64315 | Walmart Stores Texas, LLC | 64803 | WAL772 | TX | Harris | GEN1 | Natural Gas Internal Combustion Engine | IC |  | S | 0.4 | 0.8 | 0.4 | 0.4 | 0.1 | N |  |  | N | Commercial Non-CHP | 4 | X | NG
Natural Gas Internal Combustion Engine.NG | natural gas peaker | FALSE | 64315 | Walmart Stores Texas, LLC | 64803 | WAL772 | TX | Harris | GEN2 | Natural Gas Internal Combustion Engine | IC |  | S | 0.4 | 0.8 | 0.4 | 0.4 | 0.1 | N |  |  | N | Commercial Non-CHP | 4 | X | NG
Natural Gas Internal Combustion Engine.NG | natural gas peaker | FALSE | 64315 | Walmart Stores Texas, LLC | 64803 | WAL772 | TX | Harris | GEN3 | Natural Gas Internal Combustion Engine | IC |  | S | 0.4 | 0.8 | 0.4 | 0.4 | 0.1 | N |  |  | N | Commercial Non-CHP | 4 | X | NG
Natural Gas Internal Combustion Engine.NG | natural gas peaker | FALSE | 64315 | Walmart Stores Texas, LLC | 64804 | WAL791 | TX | Jim Wells | GEN1 | Natural Gas Internal Combustion Engine | IC |  | S | 0.4 | 0.8 | 0.4 | 0.4 | 0.1 | N |  |  | N | Commercial Non-CHP | 4 | X | NG
Natural Gas Internal Combustion Engine.NG | natural gas peaker | FALSE | 64315 | Walmart Stores Texas, LLC | 64804 | WAL791 | TX | Jim Wells | GEN2 | Natural Gas Internal Combustion Engine | IC |  | S | 0.4 | 0.8 | 0.4 | 0.4 | 0.1 | N |  |  | N | Commercial Non-CHP | 4 | X | NG
Natural Gas Internal Combustion Engine.NG | natural gas peaker | FALSE | 64315 | Walmart Stores Texas, LLC | 64804 | WAL791 | TX | Jim Wells | GEN3 | Natural Gas Internal Combustion Engine | IC |  | S | 0.4 | 0.8 | 0.4 | 0.4 | 0.1 | N |  |  | N | Commercial Non-CHP | 4 | X | NG
Natural Gas Internal Combustion Engine.NG | natural gas peaker | FALSE | 64315 | Walmart Stores Texas, LLC | 64805 | WAL849 | TX | Harris | GEN1 | Natural Gas Internal Combustion Engine | IC |  | S | 0.4 | 0.8 | 0.4 | 0.4 | 0.1 | N |  |  | N | Commercial Non-CHP | 4 | X | NG
Natural Gas Internal Combustion Engine.NG | natural gas peaker | FALSE | 64315 | Walmart Stores Texas, LLC | 64805 | WAL849 | TX | Harris | GEN2 | Natural Gas Internal Combustion Engine | IC |  | S | 0.4 | 0.8 | 0.4 | 0.4 | 0.1 | N |  |  | N | Commercial Non-CHP | 4 | X | NG
Natural Gas Internal Combustion Engine.NG | natural gas peaker | FALSE | 64315 | Walmart Stores Texas, LLC | 64805 | WAL849 | TX | Harris | GEN3 | Natural Gas Internal Combustion Engine | IC |  | S | 0.4 | 0.8 | 0.4 | 0.4 | 0.1 | N |  |  | N | Commercial Non-CHP | 4 | X | NG
Natural Gas Internal Combustion Engine.NG | natural gas peaker | FALSE | 64315 | Walmart Stores Texas, LLC | 64806 | WAL872 | TX | Brazoria | GEN1 | Natural Gas Internal Combustion Engine | IC |  | S | 0.4 | 0.8 | 0.4 | 0.4 | 0.1 | N |  |  | N | Commercial Non-CHP | 4 | X | NG
Natural Gas Internal Combustion Engine.NG | natural gas peaker | FALSE | 64315 | Walmart Stores Texas, LLC | 64806 | WAL872 | TX | Brazoria | GEN2 | Natural Gas Internal Combustion Engine | IC |  | S | 0.4 | 0.8 | 0.4 | 0.4 | 0.1 | N |  |  | N | Commercial Non-CHP | 4 | X | NG
Natural Gas Internal Combustion Engine.NG | natural gas peaker | FALSE | 64315 | Walmart Stores Texas, LLC | 64806 | WAL872 | TX | Brazoria | GEN3 | Natural Gas Internal Combustion Engine | IC |  | S | 0.4 | 0.8 | 0.4 | 0.4 | 0.1 | N |  |  | N | Commercial Non-CHP | 4 | X | NG
Natural Gas Internal Combustion Engine.NG | natural gas peaker | FALSE | 64315 | Walmart Stores Texas, LLC | 64807 | WAL896 | TX | Dallas | GEN1 | Natural Gas Internal Combustion Engine | IC |  | S | 0.4 | 0.8 | 0.4 | 0.4 | 0.1 | N |  |  | N | Commercial Non-CHP | 4 | X | NG
Natural Gas Internal Combustion Engine.NG | natural gas peaker | FALSE | 64315 | Walmart Stores Texas, LLC | 64807 | WAL896 | TX | Dallas | GEN2 | Natural Gas Internal Combustion Engine | IC |  | S | 0.4 | 0.8 | 0.4 | 0.4 | 0.1 | N |  |  | N | Commercial Non-CHP | 4 | X | NG
Natural Gas Internal Combustion Engine.NG | natural gas peaker | FALSE | 64315 | Walmart Stores Texas, LLC | 64807 | WAL896 | TX | Dallas | GEN3 | Natural Gas Internal Combustion Engine | IC |  | S | 0.4 | 0.8 | 0.4 | 0.4 | 0.1 | N |  |  | N | Commercial Non-CHP | 4 | X | NG
Natural Gas Internal Combustion Engine.NG | natural gas peaker | FALSE | 64315 | Walmart Stores Texas, LLC | 64808 | WAL897 | TX | Pecos | GEN1 | Natural Gas Internal Combustion Engine | IC |  | S | 1.3 | 0.8 | 1.3 | 1.3 | 0.1 | N |  |  | N | Commercial Non-CHP | 4 | X | NG
Natural Gas Internal Combustion Engine.NG | natural gas peaker | FALSE | 64315 | Walmart Stores Texas, LLC | 64809 | WAL940 | TX | Tarrant | GEN1 | Natural Gas Internal Combustion Engine | IC |  | S | 0.4 | 0.8 | 0.4 | 0.4 | 0.1 | N |  |  | N | Commercial Non-CHP | 4 | X | NG
Natural Gas Internal Combustion Engine.NG | natural gas peaker | FALSE | 64315 | Walmart Stores Texas, LLC | 64809 | WAL940 | TX | Tarrant | GEN2 | Natural Gas Internal Combustion Engine | IC |  | S | 0.4 | 0.8 | 0.4 | 0.4 | 0.1 | N |  |  | N | Commercial Non-CHP | 4 | X | NG
Natural Gas Internal Combustion Engine.NG | natural gas peaker | FALSE | 64315 | Walmart Stores Texas, LLC | 64809 | WAL940 | TX | Tarrant | GEN3 | Natural Gas Internal Combustion Engine | IC |  | S | 0.4 | 0.8 | 0.4 | 0.4 | 0.1 | N |  |  | N | Commercial Non-CHP | 4 | X | NG
Natural Gas Internal Combustion Engine.NG | natural gas peaker | FALSE | 64315 | Walmart Stores Texas, LLC | 64810 | WAL947 | TX | Grayson | GEN1 | Natural Gas Internal Combustion Engine | IC |  | S | 0.4 | 0.8 | 0.4 | 0.4 | 0.1 | N |  |  | N | Commercial Non-CHP | 4 | X | NG
Natural Gas Internal Combustion Engine.NG | natural gas peaker | FALSE | 64315 | Walmart Stores Texas, LLC | 64810 | WAL947 | TX | Grayson | GEN2 | Natural Gas Internal Combustion Engine | IC |  | S | 0.4 | 0.8 | 0.4 | 0.4 | 0.1 | N |  |  | N | Commercial Non-CHP | 4 | X | NG
Natural Gas Internal Combustion Engine.NG | natural gas peaker | FALSE | 64315 | Walmart Stores Texas, LLC | 64810 | WAL947 | TX | Grayson | GEN3 | Natural Gas Internal Combustion Engine | IC |  | S | 0.4 | 0.8 | 0.4 | 0.4 | 0.1 | N |  |  | N | Commercial Non-CHP | 4 | X | NG
Natural Gas Internal Combustion Engine.NG | natural gas peaker | FALSE | 64315 | Walmart Stores Texas, LLC | 64812 | WAL972 | TX | Tarrant | GEN1 | Natural Gas Internal Combustion Engine | IC |  | S | 0.4 | 0.8 | 0.4 | 0.4 | 0.1 | N |  |  | N | Commercial Non-CHP | 4 | X | NG
Natural Gas Internal Combustion Engine.NG | natural gas peaker | FALSE | 64315 | Walmart Stores Texas, LLC | 64812 | WAL972 | TX | Tarrant | GEN2 | Natural Gas Internal Combustion Engine | IC |  | S | 0.4 | 0.8 | 0.4 | 0.4 | 0.1 | N |  |  | N | Commercial Non-CHP | 4 | X | NG
Natural Gas Internal Combustion Engine.NG | natural gas peaker | FALSE | 64315 | Walmart Stores Texas, LLC | 64812 | WAL972 | TX | Tarrant | GEN3 | Natural Gas Internal Combustion Engine | IC |  | S | 0.4 | 0.8 | 0.4 | 0.4 | 0.1 | N |  |  | N | Commercial Non-CHP | 4 | X | NG
Natural Gas Internal Combustion Engine.NG | natural gas peaker | FALSE | 64315 | Walmart Stores Texas, LLC | 64813 | WAL1040 | TX | Harris | GEN1 | Natural Gas Internal Combustion Engine | IC |  | S | 0.4 | 0.8 | 0.4 | 0.4 | 0.1 | N |  |  | N | Commercial Non-CHP | 4 | X | NG
Natural Gas Internal Combustion Engine.NG | natural gas peaker | FALSE | 64315 | Walmart Stores Texas, LLC | 64813 | WAL1040 | TX | Harris | GEN2 | Natural Gas Internal Combustion Engine | IC |  | S | 0.4 | 0.8 | 0.4 | 0.4 | 0.1 | N |  |  | N | Commercial Non-CHP | 4 | X | NG
Natural Gas Internal Combustion Engine.NG | natural gas peaker | FALSE | 64315 | Walmart Stores Texas, LLC | 64813 | WAL1040 | TX | Harris | GEN3 | Natural Gas Internal Combustion Engine | IC |  | S | 0.4 | 0.8 | 0.4 | 0.4 | 0.1 | N |  |  | N | Commercial Non-CHP | 4 | X | NG
Natural Gas Internal Combustion Engine.NG | natural gas peaker | FALSE | 64315 | Walmart Stores Texas, LLC | 64814 | WAL1062 | TX | Harris | GEN1 | Natural Gas Internal Combustion Engine | IC |  | S | 0.4 | 0.8 | 0.4 | 0.4 | 0.1 | N |  |  | N | Commercial Non-CHP | 4 | X | NG
Natural Gas Internal Combustion Engine.NG | natural gas peaker | FALSE | 64315 | Walmart Stores Texas, LLC | 64814 | WAL1062 | TX | Harris | GEN2 | Natural Gas Internal Combustion Engine | IC |  | S | 0.4 | 0.8 | 0.4 | 0.4 | 0.1 | N |  |  | N | Commercial Non-CHP | 4 | X | NG
Natural Gas Internal Combustion Engine.NG | natural gas peaker | FALSE | 64315 | Walmart Stores Texas, LLC | 64814 | WAL1062 | TX | Harris | GEN3 | Natural Gas Internal Combustion Engine | IC |  | S | 0.4 | 0.8 | 0.4 | 0.4 | 0.1 | N |  |  | N | Commercial Non-CHP | 4 | X | NG
Natural Gas Internal Combustion Engine.NG | natural gas peaker | FALSE | 64315 | Walmart Stores Texas, LLC | 64815 | WAL1103 | TX | Harris | GEN1 | Natural Gas Internal Combustion Engine | IC |  | S | 0.4 | 0.8 | 0.4 | 0.4 | 0.1 | N |  |  | N | Commercial Non-CHP | 4 | X | NG
Natural Gas Internal Combustion Engine.NG | natural gas peaker | FALSE | 64315 | Walmart Stores Texas, LLC | 64815 | WAL1103 | TX | Harris | GEN2 | Natural Gas Internal Combustion Engine | IC |  | S | 0.4 | 0.8 | 0.4 | 0.4 | 0.1 | N |  |  | N | Commercial Non-CHP | 4 | X | NG
Natural Gas Internal Combustion Engine.NG | natural gas peaker | FALSE | 64315 | Walmart Stores Texas, LLC | 64815 | WAL1103 | TX | Harris | GEN3 | Natural Gas Internal Combustion Engine | IC |  | S | 0.4 | 0.8 | 0.4 | 0.4 | 0.1 | N |  |  | N | Commercial Non-CHP | 4 | X | NG
Natural Gas Internal Combustion Engine.NG | natural gas peaker | FALSE | 64315 | Walmart Stores Texas, LLC | 64816 | WAL1232 | TX | Bell | GEN1 | Natural Gas Internal Combustion Engine | IC |  | S | 0.4 | 0.8 | 0.4 | 0.4 | 0.1 | N |  |  | N | Commercial Non-CHP | 4 | X | NG
Natural Gas Internal Combustion Engine.NG | natural gas peaker | FALSE | 64315 | Walmart Stores Texas, LLC | 64816 | WAL1232 | TX | Bell | GEN2 | Natural Gas Internal Combustion Engine | IC |  | S | 0.4 | 0.8 | 0.4 | 0.4 | 0.1 | N |  |  | N | Commercial Non-CHP | 4 | X | NG
Natural Gas Internal Combustion Engine.NG | natural gas peaker | FALSE | 64315 | Walmart Stores Texas, LLC | 64816 | WAL1232 | TX | Bell | GEN3 | Natural Gas Internal Combustion Engine | IC |  | S | 0.4 | 0.8 | 0.4 | 0.4 | 0.1 | N |  |  | N | Commercial Non-CHP | 4 | X | NG
Solar Photovoltaic.SUN | solar PV | TRUE | 64340 | Energix Leatherwood, LLC | 64817 | Energix Leatherwood, LLC | VA | Henry | ENX10 | Solar Photovoltaic | PV |  | S | 20 |  | 20 | 20 |  | N |  |  | N | IPP Non-CHP | 2 | X | SUN
Solar Photovoltaic.SUN | solar PV | TRUE | 63359 | REA Investments, LLC | 64818 | Connexus Solar Stanford 1STF | MN | Anoka | C1STF | Solar Photovoltaic | PV |  | J | 7.3 |  | 7.3 | 7.3 |  | N |  |  | N | IPP Non-CHP | 2 | X | SUN
Solar Photovoltaic.SUN | solar PV | TRUE | 64343 | Broadway Road Solar, LLC | 64820 | Broadway Road Solar, LLC | NC | Lee | OS | Solar Photovoltaic | PV |  | S | 2 |  | 2 | 2 |  | N |  |  | N | IPP Non-CHP | 2 | X | SUN
Solar Photovoltaic.SUN | solar PV | TRUE | 64083 | DG Central 1, LLC | 64821 | FELPS 1 - Calaveras | TX | Harris | FLPS1 | Solar Photovoltaic | PV |  | S | 1 |  | 1 | 1 |  | N |  |  | N | IPP Non-CHP | 2 | X | SUN
Solar Photovoltaic.SUN | solar PV | TRUE | 64342 | Wyse Fork Solar Farm, LLC | 64822 | Wyse Fork Solar Farm, LLC | NC | Jones | OS | Solar Photovoltaic | PV |  | S | 2 |  | 2 | 2 |  | N |  |  | N | IPP Non-CHP | 2 | X | SUN
Solar Photovoltaic.SUN | solar PV | TRUE | 64083 | DG Central 1, LLC | 64823 | FELPS 2 - Calaveras | TX | Wilson | FLPS2 | Solar Photovoltaic | PV |  | S | 1 |  | 1 | 1 |  | N |  |  | N | IPP Non-CHP | 2 | X | SUN
Solar Photovoltaic.SUN | solar PV | TRUE | 64083 | DG Central 1, LLC | 64824 | FELPS 3 - Floresville South | TX | Wilson | FLPS3 | Solar Photovoltaic | PV |  | S | 1 |  | 1 | 1 |  | N |  |  | N | IPP Non-CHP | 2 | X | SUN
Solar Photovoltaic.SUN | solar PV | TRUE | 64083 | DG Central 1, LLC | 64825 | FELPS 4 - Floresville South | TX | Wilson | FLPS4 | Solar Photovoltaic | PV |  | S | 1 |  | 1 | 1 |  | N |  |  | N | IPP Non-CHP | 2 | X | SUN
Solar Photovoltaic.SUN | solar PV | TRUE | 64083 | DG Central 1, LLC | 64826 | FELPS 5- Floresville South | TX | Wilson | FLPS5 | Solar Photovoltaic | PV |  | S | 1 |  | 1 | 1 |  | N |  |  | N | IPP Non-CHP | 2 | X | SUN
Solar Photovoltaic.SUN | solar PV | TRUE | 64083 | DG Central 1, LLC | 64827 | FELPS 6- Floresville West | TX | Wilson | FLPS6 | Solar Photovoltaic | PV |  | S | 1 |  | 1 | 1 |  | N |  |  | N | IPP Non-CHP | 2 | X | SUN
Solar Photovoltaic.SUN | solar PV | TRUE | 64083 | DG Central 1, LLC | 64828 | FELPS 7- Floresville West | TX | Wilson | FLPS7 | Solar Photovoltaic | PV |  | S | 1 |  | 1 | 1 |  | N |  |  | N | IPP Non-CHP | 2 | X | SUN
Natural Gas Internal Combustion Engine.NG | natural gas peaker | FALSE | 64315 | Walmart Stores Texas, LLC | 64829 | WAL1272 | TX | Scurry | GEN1 | Natural Gas Internal Combustion Engine | IC |  | S | 0.4 | 0.8 | 0.4 | 0.4 | 0.1 | N |  |  | N | Commercial Non-CHP | 4 | X | NG
Natural Gas Internal Combustion Engine.NG | natural gas peaker | FALSE | 64315 | Walmart Stores Texas, LLC | 64829 | WAL1272 | TX | Scurry | GEN2 | Natural Gas Internal Combustion Engine | IC |  | S | 0.4 | 0.8 | 0.4 | 0.4 | 0.1 | N |  |  | N | Commercial Non-CHP | 4 | X | NG
Natural Gas Internal Combustion Engine.NG | natural gas peaker | FALSE | 64315 | Walmart Stores Texas, LLC | 64829 | WAL1272 | TX | Scurry | GEN3 | Natural Gas Internal Combustion Engine | IC |  | S | 0.4 | 0.8 | 0.4 | 0.4 | 0.1 | N |  |  | N | Commercial Non-CHP | 4 | X | NG
Solar Photovoltaic.SUN | solar PV | TRUE | 64341 | Brightwood Solar, LLC | 64830 | Brightwood Solar, LLC | OR | Clackamas | OS | Solar Photovoltaic | PV |  | S | 10 |  | 10 | 10 |  | N |  |  | N | IPP Non-CHP | 2 | X | SUN
Solar Photovoltaic.SUN | solar PV | TRUE | 60025 | Greenbacker Renewable Energy Corporation | 64831 | Oak Leaf Solar XVIII LLC | CO | Denver | DIA7 | Solar Photovoltaic | PV |  | S | 9 |  | 9 | 9 |  | N |  |  | N | IPP Non-CHP | 2 | X | SUN
Solar Photovoltaic.SUN | solar PV | TRUE | 60950 | USPS LA Solar FiT A & B | 64836 | Catalina Express | CA | Los Angeles | CATAL | Solar Photovoltaic | PV |  | S | 1 |  | 1 | 1 |  | N |  |  | N | IPP Non-CHP | 2 | X | SUN
Solar Photovoltaic.SUN | solar PV | TRUE | 60950 | USPS LA Solar FiT A & B | 64837 | Marina South | CA | Los Angeles | MARIN | Solar Photovoltaic | PV |  | S | 1 |  | 1 | 1 |  | N |  |  | N | IPP Non-CHP | 2 | X | SUN
Solar Photovoltaic.SUN | solar PV | TRUE | 64360 | SR Clay, LLC | 64838 | SR Clay, LLC | GA | Clay | CLAY | Solar Photovoltaic | PV |  | S | 106 |  | 106 | 106 |  | N |  |  | N | IPP Non-CHP | 2 | X | SUN
Solar Photovoltaic.SUN | solar PV | TRUE | 64361 | SR Cedar Springs, LLC | 64840 | SR Cedar Springs, LLC | GA | Early | SRCS | Solar Photovoltaic | PV |  | S | 70 |  | 70 | 70 |  | N |  |  | N | IPP Non-CHP | 2 | X | SUN
Solar Photovoltaic.SUN | solar PV | TRUE | 64362 | SR DeSoto I, LLC | 64841 | SR DeSoto I, LLC | GA | Lee | SOTOI | Solar Photovoltaic | PV |  | S | 165 |  | 165 | 165 |  | N |  |  | N | IPP Non-CHP | 2 | X | SUN
Solar Photovoltaic.SUN | solar PV | TRUE | 64363 | SR Turkey Creek, LLC | 64842 | SR Turkey Creek, LLC | KY | Garrard | SRTC | Solar Photovoltaic | PV |  | S | 50 |  | 50 | 50 |  | N |  |  | N | IPP Non-CHP | 2 | X | SUN
Solar Photovoltaic.SUN | solar PV | TRUE | 64359 | SR Washington I, LLC | 64843 | SR Washington I, LLC | TN | Washington | SRWA1 | Solar Photovoltaic | PV |  | S | 9 |  | 9 | 9 |  | N |  |  | N | IPP Non-CHP | 2 | X | SUN
Solar Photovoltaic.SUN | solar PV | TRUE | 64353 | Prairie Street Operating, LLC | 64846 | Prairie | CA | Los Angeles | PR000 | Solar Photovoltaic | PV |  | S | 1.8 |  | 1.8 | 1.8 |  | N |  |  | N | IPP Non-CHP | 2 | X | SUN
Natural Gas Fired Combustion Turbine.NG | natural gas peaker | FALSE | 64367 | Primary Products Ingredients Americas, LLC d/b/a Primient | 64854 | Primient | IN | Tippecanoe | GTG01 | Natural Gas Fired Combustion Turbine | GT |  | S | 30.9 | 0.85 | 28.6 | 34.2 | 0.5 | N |  |  | Y | Industrial CHP | 7 | T | NG
Natural Gas Fired Combustion Turbine.NG | natural gas peaker | FALSE | 64367 | Primary Products Ingredients Americas, LLC d/b/a Primient | 64854 | Primient | IN | Tippecanoe | GTG02 | Natural Gas Fired Combustion Turbine | GT |  | S | 30.9 | 0.85 | 28.6 | 34.2 | 0.5 | N |  |  | Y | Industrial CHP | 7 | T | NG
Solar Photovoltaic.SUN | solar PV | TRUE | 49893 | Invenergy Services LLC | 64856 | Calhoun Solar | MI | Calhoun | 65009 | Solar Photovoltaic | PV |  | S | 200 |  | 200 | 200 |  | N |  |  | N | IPP Non-CHP | 2 | X | SUN
Solar Photovoltaic.SUN | solar PV | TRUE | 60025 | Greenbacker Renewable Energy Corporation | 64860 | Billings Road | VT | Caledonia | 286 | Solar Photovoltaic | PV |  | S | 1.7 |  | 1.7 | 1.7 |  | N |  |  | N | IPP Non-CHP | 2 | X | SUN
Solar Photovoltaic.SUN | solar PV | TRUE | 60025 | Greenbacker Renewable Energy Corporation | 64861 | Deer Creek 2 | CA | El Dorado | 392 | Solar Photovoltaic | PV |  | S | 1.3 |  | 1.3 | 1.3 |  | N |  |  | N | IPP Non-CHP | 2 | X | SUN
Solar Photovoltaic.SUN | solar PV | TRUE | 60025 | Greenbacker Renewable Energy Corporation | 64862 | Strobus | WI | Jackson | 515 | Solar Photovoltaic | PV |  | S | 1.5 |  | 1.5 | 1.5 |  | N |  |  | N | IPP Non-CHP | 2 | X | SUN
Solar Photovoltaic.SUN | solar PV | TRUE | 60025 | Greenbacker Renewable Energy Corporation | 64863 | ER Salvage Yard | VT | Lamoille | 284 | Solar Photovoltaic | PV |  | S | 2.1 |  | 2.1 | 2.1 |  | N |  |  | N | IPP Non-CHP | 2 | X | SUN
Solar Photovoltaic.SUN | solar PV | TRUE | 65173 | United States Solar Corporation | 64866 | USS Wildcat Solar LLC | MN | Goodhue | USSWC | Solar Photovoltaic | PV |  | W | 1 |  | 1 | 1 | 1 | N |  |  | N | IPP Non-CHP | 2 | X | SUN
Solar Photovoltaic.SUN | solar PV | TRUE | 64372 | Keeversville Solar Energy Center LLC | 64868 | Keeversville Solar CSG | IL | Will | KEEV | Solar Photovoltaic | PV |  | S | 2 |  | 2 | 2 |  | N |  |  | N | IPP Non-CHP | 2 | X | SUN
Solar Photovoltaic.SUN | solar PV | TRUE | 65173 | United States Solar Corporation | 64869 | Helen CSG 1 LLC | MN | McLeod | HLCSG | Solar Photovoltaic | PV |  | W | 1 |  | 1 | 1 | 1 | N |  |  | N | IPP Non-CHP | 2 | X | SUN
Solar Photovoltaic.SUN | solar PV | TRUE | 65173 | United States Solar Corporation | 64870 | USS Quail Solar LLC | MN | Wright | USSQL | Solar Photovoltaic | PV |  | W | 1 |  | 1 | 1 |  | N |  |  | N | IPP Non-CHP | 2 | X | SUN
Solar Photovoltaic.SUN | solar PV | TRUE | 65173 | United States Solar Corporation | 64871 | USS Danube Solar LLC | MN | Renville | USSDA | Solar Photovoltaic | PV |  | W | 1 |  | 1 | 1 | 1 | N |  |  | N | IPP Non-CHP | 2 | X | SUN
Onshore Wind Turbine.WND | onshore wind | TRUE | 50123 | Leeward Asset Management, LLC | 64872 | Panorama Wind, LLC | CO | Weld | PANWD | Onshore Wind Turbine | WT |  | S | 145 |  | 145 | 145 | 2 | N |  |  | N | IPP Non-CHP | 2 | X | WND
Natural Gas Internal Combustion Engine.NG | natural gas peaker | TRUE | 64378 | IMG Energy Solutions | 64873 | Pittsburgh Airport Gas Plant | PA | Allegheny | GEN1 | Natural Gas Internal Combustion Engine | IC |  | W | 4.4 | 0.8 | 4.4 | 4.4 | 2 | N |  |  | N | IPP Non-CHP | 2 | X | NG
Natural Gas Internal Combustion Engine.NG | natural gas peaker | TRUE | 64378 | IMG Energy Solutions | 64873 | Pittsburgh Airport Gas Plant | PA | Allegheny | GEN2 | Natural Gas Internal Combustion Engine | IC |  | W | 4.4 | 0.8 | 4.4 | 4.4 | 2 | N |  |  | N | IPP Non-CHP | 2 | X | NG
Natural Gas Internal Combustion Engine.NG | natural gas peaker | TRUE | 64378 | IMG Energy Solutions | 64873 | Pittsburgh Airport Gas Plant | PA | Allegheny | GEN3 | Natural Gas Internal Combustion Engine | IC |  | W | 4.4 | 0.8 | 4.4 | 4.4 | 2 | N |  |  | N | IPP Non-CHP | 2 | X | NG
Natural Gas Internal Combustion Engine.NG | natural gas peaker | TRUE | 64378 | IMG Energy Solutions | 64873 | Pittsburgh Airport Gas Plant | PA | Allegheny | GEN4 | Natural Gas Internal Combustion Engine | IC |  | W | 4.4 | 0.8 | 4.4 | 4.4 | 2 | N |  |  | N | IPP Non-CHP | 2 | X | NG
Natural Gas Internal Combustion Engine.NG | natural gas peaker | TRUE | 64378 | IMG Energy Solutions | 64873 | Pittsburgh Airport Gas Plant | PA | Allegheny | GEN5 | Natural Gas Internal Combustion Engine | IC |  | W | 4.4 | 0.8 | 4.4 | 4.4 | 2 | N |  |  | N | IPP Non-CHP | 2 | X | NG
Solar Photovoltaic.SUN | solar PV | TRUE | 64378 | IMG Energy Solutions | 64874 | PG Solar 1 | PA | Allegheny | SGEN1 | Solar Photovoltaic | PV |  | S | 3 |  | 3 | 3 |  | N |  |  | N | IPP Non-CHP | 2 | X | SUN
Batteries.MWH | battery storage | 0 | 64381 | 276FED WHAM8 Solar, LLC | 64875 | 276 Federal Rd(CSG) | MA | Plymouth | 276FB | Batteries | BA |  | S | 3.3 |  | 3.3 | 3.3 | 3.3 | N |  |  | N | IPP Non-CHP | 2 | X | MWH
Solar Photovoltaic.SUN | solar PV | TRUE | 64381 | 276FED WHAM8 Solar, LLC | 64875 | 276 Federal Rd(CSG) | MA | Plymouth | 276FP | Solar Photovoltaic | PV |  | S | 5 |  | 5 | 5 |  | N |  |  | N | IPP Non-CHP | 2 | X | SUN
Solar Photovoltaic.SUN | solar PV | TRUE | 64380 | 0HAM WHAM8 Solar, LLC | 64876 | 0 Hammond St CSG | MA | Plymouth | 0HAMP | Solar Photovoltaic | PV |  | S | 4.8 |  | 4.8 | 4.8 |  | N |  |  | N | IPP Non-CHP | 2 | X | SUN
Batteries.MWH | battery storage | 0 | 64380 | 0HAM WHAM8 Solar, LLC | 64876 | 0 Hammond St CSG | MA | Plymouth | OHAMB | Batteries | BA |  | S | 5 |  | 5 | 5 | 5 | N |  |  | N | IPP Non-CHP | 2 | X | MWH
Batteries.MWH | battery storage | 0 | 64366 | Terra-Gen Operating Co-Hybrid | 64877 | Edwards Sanborn E3 | CA | Kern | BESS | Batteries | BA |  | W | 11 |  | 11 | 11 |  | N |  |  | N | IPP Non-CHP | 2 | X | MWH
Solar Photovoltaic.SUN | solar PV | TRUE | 64366 | Terra-Gen Operating Co-Hybrid | 64877 | Edwards Sanborn E3 | CA | Kern | PV | Solar Photovoltaic | PV |  | W | 27.1 |  | 27.1 | 27.1 |  | N |  |  | N | IPP Non-CHP | 2 | X | SUN
Batteries.MWH | battery storage | 0 | 64366 | Terra-Gen Operating Co-Hybrid | 64878 | Edwards Sanborn E1A | CA | Kern | BESS | Batteries | BA |  | S | 144 |  | 144 | 144 |  | N |  |  | N | IPP Non-CHP | 2 | X | MWH
Solar Photovoltaic.SUN | solar PV | TRUE | 64366 | Terra-Gen Operating Co-Hybrid | 64878 | Edwards Sanborn E1A | CA | Kern | PV | Solar Photovoltaic | PV |  | S | 149.3 |  | 149.3 | 149.3 |  | N |  |  | N | IPP Non-CHP | 2 | X | SUN
Batteries.MWH | battery storage | 0 | 64366 | Terra-Gen Operating Co-Hybrid | 64879 | Edwards Sanborn E2 | CA | Kern | BESS | Batteries | BA |  | S | 120 |  | 120 | 120 |  | N |  |  | N | IPP Non-CHP | 2 | X | MWH
Solar Photovoltaic.SUN | solar PV | TRUE | 64366 | Terra-Gen Operating Co-Hybrid | 64879 | Edwards Sanborn E2 | CA | Kern | PV | Solar Photovoltaic | PV |  | S | 137.8 |  | 137.8 | 137.8 |  | N |  |  | N | IPP Non-CHP | 2 | X | SUN
Solar Photovoltaic.SUN | solar PV | TRUE | 64382 | UXI CSG Venture 1 8301 LLC | 64880 | Venture 1 - 1A CSG | CO | Adams | 75020 | Solar Photovoltaic | PV |  | S | 1.5 | 0.81 | 1.5 | 1.5 | 1.5 | N |  |  | N | IPP Non-CHP | 2 | X | SUN
Batteries.MWH | battery storage | 0 | 5701 | El Paso Electric Co | 64881 | NMSU Solar and Storage | NM | Dona Ana | NMSUB | Batteries | BA |  | S | 1 |  | 1 | 1 |  | N |  |  | N | Electric Utility | 1 | X | MWH
Solar Photovoltaic.SUN | solar PV | TRUE | 5701 | El Paso Electric Co | 64881 | NMSU Solar and Storage | NM | Dona Ana | NMSUF | Solar Photovoltaic | PV |  | S | 3 |  | 3 | 3 |  | N |  |  | N | Electric Utility | 1 | X | SUN
Natural Gas Internal Combustion Engine.NG | natural gas peaker | FALSE | 64315 | Walmart Stores Texas, LLC | 64883 | WAL1455 | TX | Tarrant | GEN1 | Natural Gas Internal Combustion Engine | IC |  | S | 0.4 | 0.8 | 0.4 | 0.4 | 0.1 | N |  |  | N | Commercial Non-CHP | 4 | X | NG
Natural Gas Internal Combustion Engine.NG | natural gas peaker | FALSE | 64315 | Walmart Stores Texas, LLC | 64883 | WAL1455 | TX | Tarrant | GEN2 | Natural Gas Internal Combustion Engine | IC |  | S | 0.4 | 0.8 | 0.4 | 0.4 | 0.1 | N |  |  | N | Commercial Non-CHP | 4 | X | NG
Natural Gas Internal Combustion Engine.NG | natural gas peaker | FALSE | 64315 | Walmart Stores Texas, LLC | 64883 | WAL1455 | TX | Tarrant | GEN3 | Natural Gas Internal Combustion Engine | IC |  | S | 0.4 | 0.8 | 0.4 | 0.4 | 0.1 | N |  |  | N | Commercial Non-CHP | 4 | X | NG
Natural Gas Internal Combustion Engine.NG | natural gas peaker | FALSE | 64315 | Walmart Stores Texas, LLC | 64884 | WAL1801 | TX | Tarrant | GEN1 | Natural Gas Internal Combustion Engine | IC |  | S | 0.4 | 0.8 | 0.4 | 0.4 | 0.1 | N |  |  | N | Commercial Non-CHP | 4 | X | NG
Natural Gas Internal Combustion Engine.NG | natural gas peaker | FALSE | 64315 | Walmart Stores Texas, LLC | 64884 | WAL1801 | TX | Tarrant | GEN2 | Natural Gas Internal Combustion Engine | IC |  | S | 0.4 | 0.8 | 0.4 | 0.4 | 0.1 | N |  |  | N | Commercial Non-CHP | 4 | X | NG
Natural Gas Internal Combustion Engine.NG | natural gas peaker | FALSE | 64315 | Walmart Stores Texas, LLC | 64884 | WAL1801 | TX | Tarrant | GEN3 | Natural Gas Internal Combustion Engine | IC |  | S | 0.4 | 0.8 | 0.4 | 0.4 | 0.1 | N |  |  | N | Commercial Non-CHP | 4 | X | NG
Natural Gas Internal Combustion Engine.NG | natural gas peaker | FALSE | 64315 | Walmart Stores Texas, LLC | 64885 | WAL2257 | TX | Harris | GEN1 | Natural Gas Internal Combustion Engine | IC |  | S | 0.4 | 0.8 | 0.4 | 0.4 | 0.1 | N |  |  | N | Commercial Non-CHP | 4 | X | NG
Natural Gas Internal Combustion Engine.NG | natural gas peaker | FALSE | 64315 | Walmart Stores Texas, LLC | 64885 | WAL2257 | TX | Harris | GEN2 | Natural Gas Internal Combustion Engine | IC |  | S | 0.4 | 0.8 | 0.4 | 0.4 | 0.1 | N |  |  | N | Commercial Non-CHP | 4 | X | NG
Natural Gas Internal Combustion Engine.NG | natural gas peaker | FALSE | 64315 | Walmart Stores Texas, LLC | 64885 | WAL2257 | TX | Harris | GEN3 | Natural Gas Internal Combustion Engine | IC |  | S | 0.4 | 0.8 | 0.4 | 0.4 | 0.1 | N |  |  | N | Commercial Non-CHP | 4 | X | NG
Natural Gas Internal Combustion Engine.NG | natural gas peaker | FALSE | 64315 | Walmart Stores Texas, LLC | 64886 | WAL2439 | TX | Chambers | GEN1 | Natural Gas Internal Combustion Engine | IC |  | S | 0.4 | 0.8 | 0.4 | 0.4 | 0.1 | N |  |  | N | Commercial Non-CHP | 4 | X | NG
Natural Gas Internal Combustion Engine.NG | natural gas peaker | FALSE | 64315 | Walmart Stores Texas, LLC | 64886 | WAL2439 | TX | Chambers | GEN2 | Natural Gas Internal Combustion Engine | IC |  | S | 0.4 | 0.8 | 0.4 | 0.4 | 0.1 | N |  |  | N | Commercial Non-CHP | 4 | X | NG
Natural Gas Internal Combustion Engine.NG | natural gas peaker | FALSE | 64315 | Walmart Stores Texas, LLC | 64886 | WAL2439 | TX | Chambers | GEN3 | Natural Gas Internal Combustion Engine | IC |  | S | 0.4 | 0.8 | 0.4 | 0.4 | 0.1 | N |  |  | N | Commercial Non-CHP | 4 | X | NG
Natural Gas Internal Combustion Engine.NG | natural gas peaker | FALSE | 64315 | Walmart Stores Texas, LLC | 64887 | WAL2667 | TX | Dallas | GEN1 | Natural Gas Internal Combustion Engine | IC |  | S | 0.4 | 0.8 | 0.4 | 0.4 | 0.1 | N |  |  | N | Commercial Non-CHP | 4 | X | NG
Natural Gas Internal Combustion Engine.NG | natural gas peaker | FALSE | 64315 | Walmart Stores Texas, LLC | 64887 | WAL2667 | TX | Dallas | GEN2 | Natural Gas Internal Combustion Engine | IC |  | S | 0.4 | 0.8 | 0.4 | 0.4 | 0.1 | N |  |  | N | Commercial Non-CHP | 4 | X | NG
Natural Gas Internal Combustion Engine.NG | natural gas peaker | FALSE | 64315 | Walmart Stores Texas, LLC | 64887 | WAL2667 | TX | Dallas | GEN3 | Natural Gas Internal Combustion Engine | IC |  | S | 0.4 | 0.8 | 0.4 | 0.4 | 0.1 | N |  |  | N | Commercial Non-CHP | 4 | X | NG
Natural Gas Internal Combustion Engine.NG | natural gas peaker | FALSE | 64315 | Walmart Stores Texas, LLC | 64888 | WAL2724 | TX | Harris | GEN1 | Natural Gas Internal Combustion Engine | IC |  | S | 0.4 | 0.8 | 0.4 | 0.4 | 0.1 | N |  |  | N | Commercial Non-CHP | 4 | X | NG
Natural Gas Internal Combustion Engine.NG | natural gas peaker | FALSE | 64315 | Walmart Stores Texas, LLC | 64888 | WAL2724 | TX | Harris | GEN2 | Natural Gas Internal Combustion Engine | IC |  | S | 0.4 | 0.8 | 0.4 | 0.4 | 0.1 | N |  |  | N | Commercial Non-CHP | 4 | X | NG
Natural Gas Internal Combustion Engine.NG | natural gas peaker | FALSE | 64315 | Walmart Stores Texas, LLC | 64888 | WAL2724 | TX | Harris | GEN3 | Natural Gas Internal Combustion Engine | IC |  | S | 0.4 | 0.8 | 0.4 | 0.4 | 0.1 | N |  |  | N | Commercial Non-CHP | 4 | X | NG
Natural Gas Internal Combustion Engine.NG | natural gas peaker | FALSE | 64315 | Walmart Stores Texas, LLC | 64889 | WAL2883 | TX | Collin | GEN1 | Natural Gas Internal Combustion Engine | IC |  | S | 0.4 | 0.8 | 0.4 | 0.4 | 0.1 | N |  |  | N | Commercial Non-CHP | 4 | X | NG
Natural Gas Internal Combustion Engine.NG | natural gas peaker | FALSE | 64315 | Walmart Stores Texas, LLC | 64889 | WAL2883 | TX | Collin | GEN2 | Natural Gas Internal Combustion Engine | IC |  | S | 0.4 | 0.8 | 0.4 | 0.4 | 0.1 | N |  |  | N | Commercial Non-CHP | 4 | X | NG
Natural Gas Internal Combustion Engine.NG | natural gas peaker | FALSE | 64315 | Walmart Stores Texas, LLC | 64889 | WAL2883 | TX | Collin | GEN3 | Natural Gas Internal Combustion Engine | IC |  | S | 0.4 | 0.8 | 0.4 | 0.4 | 0.1 | N |  |  | N | Commercial Non-CHP | 4 | X | NG
Natural Gas Internal Combustion Engine.NG | natural gas peaker | FALSE | 64315 | Walmart Stores Texas, LLC | 64890 | WAL2980 | TX | Tarrant | GEN1 | Natural Gas Internal Combustion Engine | IC |  | S | 0.4 | 0.8 | 0.4 | 0.4 | 0.1 | N |  |  | N | Commercial Non-CHP | 4 | X | NG
Natural Gas Internal Combustion Engine.NG | natural gas peaker | FALSE | 64315 | Walmart Stores Texas, LLC | 64890 | WAL2980 | TX | Tarrant | GEN2 | Natural Gas Internal Combustion Engine | IC |  | S | 0.4 | 0.8 | 0.4 | 0.4 | 0.1 | N |  |  | N | Commercial Non-CHP | 4 | X | NG
Natural Gas Internal Combustion Engine.NG | natural gas peaker | FALSE | 64315 | Walmart Stores Texas, LLC | 64890 | WAL2980 | TX | Tarrant | GEN3 | Natural Gas Internal Combustion Engine | IC |  | S | 0.4 | 0.8 | 0.4 | 0.4 | 0.1 | N |  |  | N | Commercial Non-CHP | 4 | X | NG
Natural Gas Internal Combustion Engine.NG | natural gas peaker | FALSE | 64315 | Walmart Stores Texas, LLC | 64891 | WAL2993 | TX | Fort Bend | GEN1 | Natural Gas Internal Combustion Engine | IC |  | S | 0.4 | 0.8 | 0.4 | 0.4 | 0.1 | N |  |  | N | Commercial Non-CHP | 4 | X | NG
Natural Gas Internal Combustion Engine.NG | natural gas peaker | FALSE | 64315 | Walmart Stores Texas, LLC | 64891 | WAL2993 | TX | Fort Bend | GEN2 | Natural Gas Internal Combustion Engine | IC |  | S | 0.4 | 0.8 | 0.4 | 0.4 | 0.1 | N |  |  | N | Commercial Non-CHP | 4 | X | NG
Natural Gas Internal Combustion Engine.NG | natural gas peaker | FALSE | 64315 | Walmart Stores Texas, LLC | 64891 | WAL2993 | TX | Fort Bend | GEN3 | Natural Gas Internal Combustion Engine | IC |  | S | 0.4 | 0.8 | 0.4 | 0.4 | 0.1 | N |  |  | N | Commercial Non-CHP | 4 | X | NG
Solar Photovoltaic.SUN | solar PV | TRUE | 62836 | Navisun LLC | 64892 | TPE Erath Solar, LLC | TX | Erath | ERATH | Solar Photovoltaic | PV |  | S | 9.9 |  | 9.9 | 9.9 |  | N |  |  | N | IPP Non-CHP | 2 | X | SUN
Natural Gas Internal Combustion Engine.NG | natural gas peaker | FALSE | 64315 | Walmart Stores Texas, LLC | 64893 | WAL3224 | TX | Dallas | GEN1 | Natural Gas Internal Combustion Engine | IC |  | S | 0.4 | 0.8 | 0.4 | 0.4 | 0.1 | N |  |  | N | Commercial Non-CHP | 4 | X | NG
Natural Gas Internal Combustion Engine.NG | natural gas peaker | FALSE | 64315 | Walmart Stores Texas, LLC | 64893 | WAL3224 | TX | Dallas | GEN2 | Natural Gas Internal Combustion Engine | IC |  | S | 0.4 | 0.8 | 0.4 | 0.4 | 0.1 | N |  |  | N | Commercial Non-CHP | 4 | X | NG
Natural Gas Internal Combustion Engine.NG | natural gas peaker | FALSE | 64315 | Walmart Stores Texas, LLC | 64893 | WAL3224 | TX | Dallas | GEN3 | Natural Gas Internal Combustion Engine | IC |  | S | 0.4 | 0.8 | 0.4 | 0.4 | 0.1 | N |  |  | N | Commercial Non-CHP | 4 | X | NG
Natural Gas Internal Combustion Engine.NG | natural gas peaker | FALSE | 64315 | Walmart Stores Texas, LLC | 64895 | WAL3226 | TX | Fort Bend | GEN1 | Natural Gas Internal Combustion Engine | IC |  | S | 0.4 | 0.8 | 0.4 | 0.4 | 0.1 | N |  |  | N | Commercial Non-CHP | 4 | X | NG
Natural Gas Internal Combustion Engine.NG | natural gas peaker | FALSE | 64315 | Walmart Stores Texas, LLC | 64895 | WAL3226 | TX | Fort Bend | GEN2 | Natural Gas Internal Combustion Engine | IC |  | S | 0.4 | 0.8 | 0.4 | 0.4 | 0.1 | N |  |  | N | Commercial Non-CHP | 4 | X | NG
Natural Gas Internal Combustion Engine.NG | natural gas peaker | FALSE | 64315 | Walmart Stores Texas, LLC | 64895 | WAL3226 | TX | Fort Bend | GEN3 | Natural Gas Internal Combustion Engine | IC |  | S | 0.4 | 0.8 | 0.4 | 0.4 | 0.1 | N |  |  | N | Commercial Non-CHP | 4 | X | NG
Natural Gas Internal Combustion Engine.NG | natural gas peaker | FALSE | 64315 | Walmart Stores Texas, LLC | 64896 | WAL3284 | TX | Tarrant | GEN1 | Natural Gas Internal Combustion Engine | IC |  | S | 0.4 | 0.8 | 0.4 | 0.4 | 0.1 | N |  |  | N | Commercial Non-CHP | 4 | X | NG
Natural Gas Internal Combustion Engine.NG | natural gas peaker | FALSE | 64315 | Walmart Stores Texas, LLC | 64896 | WAL3284 | TX | Tarrant | GEN2 | Natural Gas Internal Combustion Engine | IC |  | S | 0.4 | 0.8 | 0.4 | 0.4 | 0.1 | N |  |  | N | Commercial Non-CHP | 4 | X | NG
Natural Gas Internal Combustion Engine.NG | natural gas peaker | FALSE | 64315 | Walmart Stores Texas, LLC | 64896 | WAL3284 | TX | Tarrant | GEN3 | Natural Gas Internal Combustion Engine | IC |  | S | 0.4 | 0.8 | 0.4 | 0.4 | 0.1 | N |  |  | N | Commercial Non-CHP | 4 | X | NG
Natural Gas Internal Combustion Engine.NG | natural gas peaker | FALSE | 64315 | Walmart Stores Texas, LLC | 64897 | WAL3285 | TX | Dallas | GEN1 | Natural Gas Internal Combustion Engine | IC |  | S | 0.4 | 0.8 | 0.4 | 0.4 | 0.1 | N |  |  | N | Commercial Non-CHP | 4 | X | NG
Natural Gas Internal Combustion Engine.NG | natural gas peaker | FALSE | 64315 | Walmart Stores Texas, LLC | 64897 | WAL3285 | TX | Dallas | GEN2 | Natural Gas Internal Combustion Engine | IC |  | S | 0.4 | 0.8 | 0.4 | 0.4 | 0.1 | N |  |  | N | Commercial Non-CHP | 4 | X | NG
Natural Gas Internal Combustion Engine.NG | natural gas peaker | FALSE | 64315 | Walmart Stores Texas, LLC | 64897 | WAL3285 | TX | Dallas | GEN3 | Natural Gas Internal Combustion Engine | IC |  | S | 0.4 | 0.8 | 0.4 | 0.4 | 0.1 | N |  |  | N | Commercial Non-CHP | 4 | X | NG
Natural Gas Internal Combustion Engine.NG | natural gas peaker | FALSE | 64315 | Walmart Stores Texas, LLC | 64898 | WAL3297 | TX | Harris | GEN1 | Natural Gas Internal Combustion Engine | IC |  | S | 0.4 | 0.8 | 0.4 | 0.4 | 0.1 | N |  |  | N | Commercial Non-CHP | 4 | X | NG
Natural Gas Internal Combustion Engine.NG | natural gas peaker | FALSE | 64315 | Walmart Stores Texas, LLC | 64898 | WAL3297 | TX | Harris | GEN2 | Natural Gas Internal Combustion Engine | IC |  | S | 0.4 | 0.8 | 0.4 | 0.4 | 0.1 | N |  |  | N | Commercial Non-CHP | 4 | X | NG
Natural Gas Internal Combustion Engine.NG | natural gas peaker | FALSE | 64315 | Walmart Stores Texas, LLC | 64898 | WAL3297 | TX | Harris | GEN3 | Natural Gas Internal Combustion Engine | IC |  | S | 0.4 | 0.8 | 0.4 | 0.4 | 0.1 | N |  |  | N | Commercial Non-CHP | 4 | X | NG
Natural Gas Internal Combustion Engine.NG | natural gas peaker | FALSE | 64315 | Walmart Stores Texas, LLC | 64899 | WAL3298 | TX | Galveston | GEN1 | Natural Gas Internal Combustion Engine | IC |  | S | 0.4 | 0.8 | 0.4 | 0.4 | 0.1 | N |  |  | N | Commercial Non-CHP | 4 | X | NG
Natural Gas Internal Combustion Engine.NG | natural gas peaker | FALSE | 64315 | Walmart Stores Texas, LLC | 64899 | WAL3298 | TX | Galveston | GEN2 | Natural Gas Internal Combustion Engine | IC |  | S | 0.4 | 0.8 | 0.4 | 0.4 | 0.1 | N |  |  | N | Commercial Non-CHP | 4 | X | NG
Natural Gas Internal Combustion Engine.NG | natural gas peaker | FALSE | 64315 | Walmart Stores Texas, LLC | 64899 | WAL3298 | TX | Galveston | GEN3 | Natural Gas Internal Combustion Engine | IC |  | S | 0.4 | 0.8 | 0.4 | 0.4 | 0.1 | N |  |  | N | Commercial Non-CHP | 4 | X | NG
Natural Gas Internal Combustion Engine.NG | natural gas peaker | FALSE | 64315 | Walmart Stores Texas, LLC | 64900 | WAL3302 | TX | Harris | GEN1 | Natural Gas Internal Combustion Engine | IC |  | S | 0.4 | 0.8 | 0.4 | 0.4 | 0.1 | N |  |  | N | Commercial Non-CHP | 4 | X | NG
Natural Gas Internal Combustion Engine.NG | natural gas peaker | FALSE | 64315 | Walmart Stores Texas, LLC | 64900 | WAL3302 | TX | Harris | GEN2 | Natural Gas Internal Combustion Engine | IC |  | S | 0.4 | 0.8 | 0.4 | 0.4 | 0.1 | N |  |  | N | Commercial Non-CHP | 4 | X | NG
Natural Gas Internal Combustion Engine.NG | natural gas peaker | FALSE | 64315 | Walmart Stores Texas, LLC | 64900 | WAL3302 | TX | Harris | GEN3 | Natural Gas Internal Combustion Engine | IC |  | S | 0.4 | 0.8 | 0.4 | 0.4 | 0.1 | N |  |  | N | Commercial Non-CHP | 4 | X | NG
Natural Gas Internal Combustion Engine.NG | natural gas peaker | FALSE | 64315 | Walmart Stores Texas, LLC | 64901 | WAL3320 | TX | Hidalgo | GEN1 | Natural Gas Internal Combustion Engine | IC |  | S | 0.4 | 0.8 | 0.4 | 0.4 | 0.1 | N |  |  | N | Commercial Non-CHP | 4 | X | NG
Natural Gas Internal Combustion Engine.NG | natural gas peaker | FALSE | 64315 | Walmart Stores Texas, LLC | 64901 | WAL3320 | TX | Hidalgo | GEN2 | Natural Gas Internal Combustion Engine | IC |  | S | 0.4 | 0.8 | 0.4 | 0.4 | 0.1 | N |  |  | N | Commercial Non-CHP | 4 | X | NG
Natural Gas Internal Combustion Engine.NG | natural gas peaker | FALSE | 64315 | Walmart Stores Texas, LLC | 64901 | WAL3320 | TX | Hidalgo | GEN3 | Natural Gas Internal Combustion Engine | IC |  | S | 0.4 | 0.8 | 0.4 | 0.4 | 0.1 | N |  |  | N | Commercial Non-CHP | 4 | X | NG
Natural Gas Internal Combustion Engine.NG | natural gas peaker | FALSE | 64315 | Walmart Stores Texas, LLC | 64902 | WAL3390 | TX | Montgomery | GEN1 | Natural Gas Internal Combustion Engine | IC |  | S | 0.4 | 0.8 | 0.4 | 0.4 | 0.1 | N |  |  | N | Commercial Non-CHP | 4 | X | NG
Natural Gas Internal Combustion Engine.NG | natural gas peaker | FALSE | 64315 | Walmart Stores Texas, LLC | 64902 | WAL3390 | TX | Montgomery | GEN2 | Natural Gas Internal Combustion Engine | IC |  | S | 0.4 | 0.8 | 0.4 | 0.4 | 0.1 | N |  |  | N | Commercial Non-CHP | 4 | X | NG
Natural Gas Internal Combustion Engine.NG | natural gas peaker | FALSE | 64315 | Walmart Stores Texas, LLC | 64902 | WAL3390 | TX | Montgomery | GEN3 | Natural Gas Internal Combustion Engine | IC |  | S | 0.4 | 0.8 | 0.4 | 0.4 | 0.1 | N |  |  | N | Commercial Non-CHP | 4 | X | NG
Solar Photovoltaic.SUN | solar PV | TRUE | 64394 | Cuba 2.5ac, LLC | 64903 | Cuba 2.5ac, LLC | NM | Sandoval | SOLAR | Solar Photovoltaic | PV |  | S | 2.5 |  | 2.5 | 2.5 |  | N |  |  | N | IPP Non-CHP | 2 | X | SUN
Solar Photovoltaic.SUN | solar PV | TRUE | 63505 | DG Illinois Solar, LLC | 64905 | Mt. Morris Solar CSG | IL | Ogle | MTMIL | Solar Photovoltaic | PV |  | S | 2 | 1 | 2 | 2 |  | N |  |  | N | IPP Non-CHP | 2 | X | SUN
Solar Photovoltaic.SUN | solar PV | TRUE | 60025 | Greenbacker Renewable Energy Corporation | 64906 | Hazel | MN | Fillmore | 512 | Solar Photovoltaic | PV |  | S | 3 |  | 3 | 3 |  | N |  |  | N | IPP Non-CHP | 2 | X | SUN
Solar Photovoltaic.SUN | solar PV | TRUE | 60025 | Greenbacker Renewable Energy Corporation | 64907 | Fountain | MN | Fillmore | 511 | Solar Photovoltaic | PV |  | S | 3 |  | 3 | 3 |  | N |  |  | N | IPP Non-CHP | 2 | X | SUN
Solar Photovoltaic.SUN | solar PV | TRUE | 64393 | Tulare Solar Center, LLC | 64909 | Luciana | CA | Tulare | TSC | Solar Photovoltaic | PV |  | S | 55.8 |  | 55.8 | 55.8 | 0 | N | 4 | 2057 | N | IPP Non-CHP | 2 | X | SUN
Solar Photovoltaic.SUN | solar PV | TRUE | 64390 | Brighter Future Solar LLC | 64910 | Brighter Future Solar | NC | Caldwell | BFSNC | Solar Photovoltaic | PV |  | S | 11 | 1 | 11 | 11 | 11 | N | 1 | 2052 | N | IPP Non-CHP | 2 | X | SUN
Batteries.MWH | battery storage | 0 | 64400 | Flower Valley | 64915 | Flower Valley I | TX | Reeves | FLRV1 | Batteries | BA |  | S | 9.9 | 1 | 9.9 | 9.9 | 0 | N | 8 | 2032 | N | IPP Non-CHP | 2 | X | MWH
Batteries.MWH | battery storage | 0 | 64401 | Swoose | 64916 | Swoose I | TX | Ward | SWOO1 | Batteries | BA |  | S | 9.9 | 1 | 9.9 | 9.9 | 0 | N |  |  | N | IPP Non-CHP | 2 | X | MWH
Batteries.MWH | battery storage | 0 | 64402 | Triple Butte | 64917 | Triple Butte I | TX | Pecos | TRBT1 | Batteries | BA |  | S | 7.5 | 1 | 7.5 | 7.5 | 0 | N |  |  | N | IPP Non-CHP | 2 | X | MWH
Solar Photovoltaic.SUN | solar PV | TRUE | 63505 | DG Illinois Solar, LLC | 64918 | NorthropGrummanSolar(Rolling Meadows,IL) | IL | Cook | NGCIL | Solar Photovoltaic | PV |  | S | 1.1 | 1 | 1.1 | 1.1 |  | N |  |  | N | IPP Non-CHP | 2 | X | SUN
Solar Photovoltaic.SUN | solar PV | TRUE | 63505 | DG Illinois Solar, LLC | 64919 | FedEx Chicago Solar Facility | IL | Cook | FDXIL | Solar Photovoltaic | PV |  | S | 1.5 | 1 | 1.5 | 1.5 |  | N |  |  | N | IPP Non-CHP | 2 | X | SUN
Solar Photovoltaic.SUN | solar PV | TRUE | 63505 | DG Illinois Solar, LLC | 64920 | GE-Hitachi Solar - Morris, IL | IL | Grundy | GEHIL | Solar Photovoltaic | PV |  | S | 0.9 | 1 | 0.9 | 0.9 |  | N |  |  | N | IPP Non-CHP | 2 | X | SUN
Batteries.MWH | battery storage | 0 | 63522 | Johanna Energy Center, LLC | 64921 | Santa Ana Storage 2 | CA | Orange | SAP2 | Batteries | BA |  | S | 20 |  | 20 | 20 | 1 | N |  |  | N | IPP Non-CHP | 2 | X | MWH
Natural Gas Internal Combustion Engine.NG | natural gas peaker | FALSE | 64315 | Walmart Stores Texas, LLC | 64922 | WAL3406 | TX | Dallas | GEN1 | Natural Gas Internal Combustion Engine | IC |  | S | 0.4 | 0.8 | 0.4 | 0.4 | 0.1 | N |  |  | N | Commercial Non-CHP | 4 | X | NG
Natural Gas Internal Combustion Engine.NG | natural gas peaker | FALSE | 64315 | Walmart Stores Texas, LLC | 64922 | WAL3406 | TX | Dallas | GEN2 | Natural Gas Internal Combustion Engine | IC |  | S | 0.4 | 0.8 | 0.4 | 0.4 | 0.1 | N |  |  | N | Commercial Non-CHP | 4 | X | NG
Natural Gas Internal Combustion Engine.NG | natural gas peaker | FALSE | 64315 | Walmart Stores Texas, LLC | 64922 | WAL3406 | TX | Dallas | GEN3 | Natural Gas Internal Combustion Engine | IC |  | S | 0.4 | 0.8 | 0.4 | 0.4 | 0.1 | N |  |  | N | Commercial Non-CHP | 4 | X | NG
Natural Gas Internal Combustion Engine.NG | natural gas peaker | FALSE | 64315 | Walmart Stores Texas, LLC | 64923 | WAL3425 | TX | Harris | GEN1 | Natural Gas Internal Combustion Engine | IC |  | S | 0.4 | 0.8 | 0.4 | 0.4 | 0.1 | N |  |  | N | Commercial Non-CHP | 4 | X | NG
Natural Gas Internal Combustion Engine.NG | natural gas peaker | FALSE | 64315 | Walmart Stores Texas, LLC | 64923 | WAL3425 | TX | Harris | GEN2 | Natural Gas Internal Combustion Engine | IC |  | S | 0.4 | 0.8 | 0.4 | 0.4 | 0.1 | N |  |  | N | Commercial Non-CHP | 4 | X | NG
Natural Gas Internal Combustion Engine.NG | natural gas peaker | FALSE | 64315 | Walmart Stores Texas, LLC | 64923 | WAL3425 | TX | Harris | GEN3 | Natural Gas Internal Combustion Engine | IC |  | S | 0.4 | 0.8 | 0.4 | 0.4 | 0.1 | N |  |  | N | Commercial Non-CHP | 4 | X | NG
Natural Gas Internal Combustion Engine.NG | natural gas peaker | FALSE | 64315 | Walmart Stores Texas, LLC | 64924 | WAL3432 | TX | Dallas | GEN1 | Natural Gas Internal Combustion Engine | IC |  | S | 0.4 | 0.8 | 0.4 | 0.4 | 0.1 | N |  |  | N | Commercial Non-CHP | 4 | X | NG
Natural Gas Internal Combustion Engine.NG | natural gas peaker | FALSE | 64315 | Walmart Stores Texas, LLC | 64924 | WAL3432 | TX | Dallas | GEN2 | Natural Gas Internal Combustion Engine | IC |  | S | 0.4 | 0.8 | 0.4 | 0.4 | 0.1 | N |  |  | N | Commercial Non-CHP | 4 | X | NG
Natural Gas Internal Combustion Engine.NG | natural gas peaker | FALSE | 64315 | Walmart Stores Texas, LLC | 64924 | WAL3432 | TX | Dallas | GEN3 | Natural Gas Internal Combustion Engine | IC |  | S | 0.4 | 0.8 | 0.4 | 0.4 | 0.1 | N |  |  | N | Commercial Non-CHP | 4 | X | NG
Natural Gas Internal Combustion Engine.NG | natural gas peaker | FALSE | 64315 | Walmart Stores Texas, LLC | 64925 | WAL3500 | TX | Harris | GEN1 | Natural Gas Internal Combustion Engine | IC |  | S | 0.4 | 0.8 | 0.4 | 0.4 | 0.1 | N |  |  | N | Commercial Non-CHP | 4 | X | NG
Natural Gas Internal Combustion Engine.NG | natural gas peaker | FALSE | 64315 | Walmart Stores Texas, LLC | 64925 | WAL3500 | TX | Harris | GEN2 | Natural Gas Internal Combustion Engine | IC |  | S | 0.4 | 0.8 | 0.4 | 0.4 | 0.1 | N |  |  | N | Commercial Non-CHP | 4 | X | NG
Natural Gas Internal Combustion Engine.NG | natural gas peaker | FALSE | 64315 | Walmart Stores Texas, LLC | 64925 | WAL3500 | TX | Harris | GEN3 | Natural Gas Internal Combustion Engine | IC |  | S | 0.4 | 0.8 | 0.4 | 0.4 | 0.1 | N |  |  | N | Commercial Non-CHP | 4 | X | NG
Natural Gas Internal Combustion Engine.NG | natural gas peaker | FALSE | 64315 | Walmart Stores Texas, LLC | 64926 | WAL3510 | TX | Brazoria | GEN1 | Natural Gas Internal Combustion Engine | IC |  | S | 1.3 | 0.8 | 1.3 | 1.3 | 0.1 | N |  |  | N | Commercial Non-CHP | 4 | X | NG
Batteries.MWH | battery storage | 0 | 64366 | Terra-Gen Operating Co-Hybrid | 64928 | Edwards Sanborn S3 | CA | Kern | BESS | Batteries | BA |  | W | 33 |  | 33 | 33 |  | N |  |  | N | IPP Non-CHP | 2 | X | MWH
Solar Photovoltaic.SUN | solar PV | TRUE | 64366 | Terra-Gen Operating Co-Hybrid | 64928 | Edwards Sanborn S3 | CA | Kern | PV | Solar Photovoltaic | PV |  | W | 37.7 |  | 37.7 | 37.7 |  | N |  |  | N | IPP Non-CHP | 2 | X | SUN
Batteries.MWH | battery storage | 0 | 64366 | Terra-Gen Operating Co-Hybrid | 64929 | Edwards Sanborn S1 | CA | Kern | BESS | Batteries | BA |  | W | 40 |  | 40 | 40 |  | N |  |  | N | IPP Non-CHP | 2 | X | MWH
Solar Photovoltaic.SUN | solar PV | TRUE | 64366 | Terra-Gen Operating Co-Hybrid | 64929 | Edwards Sanborn S1 | CA | Kern | PV | Solar Photovoltaic | PV |  | W | 44.6 |  | 44.6 | 44.6 |  | N |  |  | N | IPP Non-CHP | 2 | X | SUN
Solar Photovoltaic.SUN | solar PV | TRUE | 60025 | Greenbacker Renewable Energy Corporation | 64930 | Stockton (MN) | MN | Winona | 514 | Solar Photovoltaic | PV |  | S | 2 |  | 2 | 2 |  | N |  |  | N | IPP Non-CHP | 2 | X | SUN
Solar Photovoltaic.SUN | solar PV | TRUE | 60025 | Greenbacker Renewable Energy Corporation | 64931 | Capital Hill Solar LLC | NY | Albany | 531 | Solar Photovoltaic | PV |  | S | 1.5 |  | 1.5 | 1.5 |  | N |  |  | N | IPP Non-CHP | 2 | X | SUN
Solar Photovoltaic.SUN | solar PV | TRUE | 60025 | Greenbacker Renewable Energy Corporation | 64932 | Rushford Village | MN | Fillmore | 513 | Solar Photovoltaic | PV |  | S | 1 |  | 1 | 1 |  | N |  |  | N | IPP Non-CHP | 2 | X | SUN
Natural Gas Internal Combustion Engine.NG | natural gas peaker | FALSE | 64315 | Walmart Stores Texas, LLC | 64933 | WAL3518 | TX | Webb | GEN1 | Natural Gas Internal Combustion Engine | IC |  | S | 0.4 | 0.8 | 0.4 | 0.4 | 0.1 | N |  |  | N | Commercial Non-CHP | 4 | X | NG
Natural Gas Internal Combustion Engine.NG | natural gas peaker | FALSE | 64315 | Walmart Stores Texas, LLC | 64933 | WAL3518 | TX | Webb | GEN2 | Natural Gas Internal Combustion Engine | IC |  | S | 0.4 | 0.8 | 0.4 | 0.4 | 0.1 | N |  |  | N | Commercial Non-CHP | 4 | X | NG
Natural Gas Internal Combustion Engine.NG | natural gas peaker | FALSE | 64315 | Walmart Stores Texas, LLC | 64933 | WAL3518 | TX | Webb | GEN3 | Natural Gas Internal Combustion Engine | IC |  | S | 0.4 | 0.8 | 0.4 | 0.4 | 0.1 | N |  |  | N | Commercial Non-CHP | 4 | X | NG
Natural Gas Internal Combustion Engine.NG | natural gas peaker | FALSE | 64315 | Walmart Stores Texas, LLC | 64934 | WAL3572 | TX | Brazoria | GEN1 | Natural Gas Internal Combustion Engine | IC |  | S | 1.3 | 0.8 | 1.3 | 1.3 | 0.1 | N |  |  | N | Commercial Non-CHP | 4 | X | NG
Natural Gas Internal Combustion Engine.NG | natural gas peaker | FALSE | 64315 | Walmart Stores Texas, LLC | 64935 | WAL3584 | TX | Harris | GEN1 | Natural Gas Internal Combustion Engine | IC |  | S | 0.4 | 0.8 | 0.4 | 0.4 | 0.1 | N |  |  | N | Commercial Non-CHP | 4 | X | NG
Natural Gas Internal Combustion Engine.NG | natural gas peaker | FALSE | 64315 | Walmart Stores Texas, LLC | 64935 | WAL3584 | TX | Harris | GEN2 | Natural Gas Internal Combustion Engine | IC |  | S | 0.4 | 0.8 | 0.4 | 0.4 | 0.1 | N |  |  | N | Commercial Non-CHP | 4 | X | NG
Natural Gas Internal Combustion Engine.NG | natural gas peaker | FALSE | 64315 | Walmart Stores Texas, LLC | 64935 | WAL3584 | TX | Harris | GEN3 | Natural Gas Internal Combustion Engine | IC |  | S | 0.4 | 0.8 | 0.4 | 0.4 | 0.1 | N |  |  | N | Commercial Non-CHP | 4 | X | NG
Natural Gas Internal Combustion Engine.NG | natural gas peaker | FALSE | 64315 | Walmart Stores Texas, LLC | 64936 | WAL3631 | TX | Tarrant | GEN1 | Natural Gas Internal Combustion Engine | IC |  | S | 0.4 | 0.8 | 0.4 | 0.4 | 0.1 | N |  |  | N | Commercial Non-CHP | 4 | X | NG
Natural Gas Internal Combustion Engine.NG | natural gas peaker | FALSE | 64315 | Walmart Stores Texas, LLC | 64936 | WAL3631 | TX | Tarrant | GEN2 | Natural Gas Internal Combustion Engine | IC |  | S | 0.4 | 0.8 | 0.4 | 0.4 | 0.1 | N |  |  | N | Commercial Non-CHP | 4 | X | NG
Natural Gas Internal Combustion Engine.NG | natural gas peaker | FALSE | 64315 | Walmart Stores Texas, LLC | 64936 | WAL3631 | TX | Tarrant | GEN3 | Natural Gas Internal Combustion Engine | IC |  | S | 0.4 | 0.8 | 0.4 | 0.4 | 0.1 | N |  |  | N | Commercial Non-CHP | 4 | X | NG
Natural Gas Internal Combustion Engine.NG | natural gas peaker | FALSE | 64315 | Walmart Stores Texas, LLC | 64937 | WAL3773 | TX | Tarrant | GEN1 | Natural Gas Internal Combustion Engine | IC |  | S | 0.4 | 0.8 | 0.4 | 0.4 | 0.1 | N |  |  | N | Commercial Non-CHP | 4 | X | NG
Natural Gas Internal Combustion Engine.NG | natural gas peaker | FALSE | 64315 | Walmart Stores Texas, LLC | 64937 | WAL3773 | TX | Tarrant | GEN2 | Natural Gas Internal Combustion Engine | IC |  | S | 0.4 | 0.8 | 0.4 | 0.4 | 0.1 | N |  |  | N | Commercial Non-CHP | 4 | X | NG
Natural Gas Internal Combustion Engine.NG | natural gas peaker | FALSE | 64315 | Walmart Stores Texas, LLC | 64937 | WAL3773 | TX | Tarrant | GEN3 | Natural Gas Internal Combustion Engine | IC |  | S | 0.4 | 0.8 | 0.4 | 0.4 | 0.1 | N |  |  | N | Commercial Non-CHP | 4 | X | NG
Petroleum Liquids.DFO | petroleum | FALSE | 64315 | Walmart Stores Texas, LLC | 64938 | WAL3777 | TX | Denton | GEN1 | Petroleum Liquids | IC |  | S | 1.3 | 0.8 | 1.3 | 1.3 | 0.1 | N |  |  | N | Commercial Non-CHP | 4 | X | DFO
Natural Gas Internal Combustion Engine.NG | natural gas peaker | FALSE | 64315 | Walmart Stores Texas, LLC | 64939 | WAL3827 | TX | Fort Bend | GEN1 | Natural Gas Internal Combustion Engine | IC |  | S | 0.4 | 0.8 | 0.4 | 0.4 | 0.1 | N |  |  | N | Commercial Non-CHP | 4 | X | NG
Natural Gas Internal Combustion Engine.NG | natural gas peaker | FALSE | 64315 | Walmart Stores Texas, LLC | 64939 | WAL3827 | TX | Fort Bend | GEN2 | Natural Gas Internal Combustion Engine | IC |  | S | 0.4 | 0.8 | 0.4 | 0.4 | 0.1 | N |  |  | N | Commercial Non-CHP | 4 | X | NG
Natural Gas Internal Combustion Engine.NG | natural gas peaker | FALSE | 64315 | Walmart Stores Texas, LLC | 64939 | WAL3827 | TX | Fort Bend | GEN3 | Natural Gas Internal Combustion Engine | IC |  | S | 0.4 | 0.8 | 0.4 | 0.4 | 0.1 | N |  |  | N | Commercial Non-CHP | 4 | X | NG
Natural Gas Internal Combustion Engine.NG | natural gas peaker | FALSE | 64315 | Walmart Stores Texas, LLC | 64940 | WAL3886 | TX | Hidalgo | GEN1 | Natural Gas Internal Combustion Engine | IC |  | S | 0.4 | 0.8 | 0.4 | 0.4 | 0.1 | N |  |  | N | Commercial Non-CHP | 4 | X | NG
Natural Gas Internal Combustion Engine.NG | natural gas peaker | FALSE | 64315 | Walmart Stores Texas, LLC | 64940 | WAL3886 | TX | Hidalgo | GEN2 | Natural Gas Internal Combustion Engine | IC |  | S | 0.4 | 0.8 | 0.4 | 0.4 | 0.1 | N |  |  | N | Commercial Non-CHP | 4 | X | NG
Natural Gas Internal Combustion Engine.NG | natural gas peaker | FALSE | 64315 | Walmart Stores Texas, LLC | 64940 | WAL3886 | TX | Hidalgo | GEN3 | Natural Gas Internal Combustion Engine | IC |  | S | 0.4 | 0.8 | 0.4 | 0.4 | 0.1 | N |  |  | N | Commercial Non-CHP | 4 | X | NG
Natural Gas Internal Combustion Engine.NG | natural gas peaker | FALSE | 64315 | Walmart Stores Texas, LLC | 64942 | WAL4298 | TX | Harris | GEN1 | Natural Gas Internal Combustion Engine | IC |  | S | 0.4 | 0.8 | 0.4 | 0.4 | 0.1 | N |  |  | N | Commercial Non-CHP | 4 | X | NG
Natural Gas Internal Combustion Engine.NG | natural gas peaker | FALSE | 64315 | Walmart Stores Texas, LLC | 64942 | WAL4298 | TX | Harris | GEN2 | Natural Gas Internal Combustion Engine | IC |  | S | 0.4 | 0.8 | 0.4 | 0.4 | 0.1 | N |  |  | N | Commercial Non-CHP | 4 | X | NG
Natural Gas Internal Combustion Engine.NG | natural gas peaker | FALSE | 64315 | Walmart Stores Texas, LLC | 64942 | WAL4298 | TX | Harris | GEN3 | Natural Gas Internal Combustion Engine | IC |  | S | 0.4 | 0.8 | 0.4 | 0.4 | 0.1 | N |  |  | N | Commercial Non-CHP | 4 | X | NG
Natural Gas Internal Combustion Engine.NG | natural gas peaker | FALSE | 64315 | Walmart Stores Texas, LLC | 64943 | WAL4509 | TX | Tarrant | GEN1 | Natural Gas Internal Combustion Engine | IC |  | S | 0.4 | 0.8 | 0.4 | 0.4 | 0.1 | N |  |  | N | Commercial Non-CHP | 4 | X | NG
Natural Gas Internal Combustion Engine.NG | natural gas peaker | FALSE | 64315 | Walmart Stores Texas, LLC | 64943 | WAL4509 | TX | Tarrant | GEN2 | Natural Gas Internal Combustion Engine | IC |  | S | 0.4 | 0.8 | 0.4 | 0.4 | 0.1 | N |  |  | N | Commercial Non-CHP | 4 | X | NG
Natural Gas Internal Combustion Engine.NG | natural gas peaker | FALSE | 64315 | Walmart Stores Texas, LLC | 64943 | WAL4509 | TX | Tarrant | GEN3 | Natural Gas Internal Combustion Engine | IC |  | S | 0.4 | 0.8 | 0.4 | 0.4 | 0.1 | N |  |  | N | Commercial Non-CHP | 4 | X | NG
Natural Gas Internal Combustion Engine.NG | natural gas peaker | FALSE | 64315 | Walmart Stores Texas, LLC | 64944 | WAL4512 | TX | Harris | GEN1 | Natural Gas Internal Combustion Engine | IC |  | S | 0.4 | 0.8 | 0.4 | 0.4 | 0.1 | N |  |  | N | Commercial Non-CHP | 4 | X | NG
Natural Gas Internal Combustion Engine.NG | natural gas peaker | FALSE | 64315 | Walmart Stores Texas, LLC | 64944 | WAL4512 | TX | Harris | GEN2 | Natural Gas Internal Combustion Engine | IC |  | S | 0.4 | 0.8 | 0.4 | 0.4 | 0.1 | N |  |  | N | Commercial Non-CHP | 4 | X | NG
Natural Gas Internal Combustion Engine.NG | natural gas peaker | FALSE | 64315 | Walmart Stores Texas, LLC | 64944 | WAL4512 | TX | Harris | GEN3 | Natural Gas Internal Combustion Engine | IC |  | S | 0.4 | 0.8 | 0.4 | 0.4 | 0.1 | N |  |  | N | Commercial Non-CHP | 4 | X | NG
Natural Gas Internal Combustion Engine.NG | natural gas peaker | FALSE | 64315 | Walmart Stores Texas, LLC | 64945 | WAL4526 | TX | Harris | GEN1 | Natural Gas Internal Combustion Engine | IC |  | S | 0.4 | 0.8 | 0.4 | 0.4 | 0.1 | N |  |  | N | Commercial Non-CHP | 4 | X | NG
Natural Gas Internal Combustion Engine.NG | natural gas peaker | FALSE | 64315 | Walmart Stores Texas, LLC | 64945 | WAL4526 | TX | Harris | GEN2 | Natural Gas Internal Combustion Engine | IC |  | S | 0.4 | 0.8 | 0.4 | 0.4 | 0.1 | N |  |  | N | Commercial Non-CHP | 4 | X | NG
Natural Gas Internal Combustion Engine.NG | natural gas peaker | FALSE | 64315 | Walmart Stores Texas, LLC | 64945 | WAL4526 | TX | Harris | GEN3 | Natural Gas Internal Combustion Engine | IC |  | S | 0.4 | 0.8 | 0.4 | 0.4 | 0.1 | N |  |  | N | Commercial Non-CHP | 4 | X | NG
Natural Gas Internal Combustion Engine.NG | natural gas peaker | FALSE | 64315 | Walmart Stores Texas, LLC | 64946 | WAL4538 | TX | Harris | GEN1 | Natural Gas Internal Combustion Engine | IC |  | S | 0.4 | 0.8 | 0.4 | 0.4 | 0.1 | N |  |  | N | Commercial Non-CHP | 4 | X | NG
Natural Gas Internal Combustion Engine.NG | natural gas peaker | FALSE | 64315 | Walmart Stores Texas, LLC | 64946 | WAL4538 | TX | Harris | GEN2 | Natural Gas Internal Combustion Engine | IC |  | S | 0.4 | 0.8 | 0.4 | 0.4 | 0.1 | N |  |  | N | Commercial Non-CHP | 4 | X | NG
Natural Gas Internal Combustion Engine.NG | natural gas peaker | FALSE | 64315 | Walmart Stores Texas, LLC | 64946 | WAL4538 | TX | Harris | GEN3 | Natural Gas Internal Combustion Engine | IC |  | S | 0.4 | 0.8 | 0.4 | 0.4 | 0.1 | N |  |  | N | Commercial Non-CHP | 4 | X | NG
Natural Gas Internal Combustion Engine.NG | natural gas peaker | FALSE | 64315 | Walmart Stores Texas, LLC | 64947 | WAL5045 | TX | Harris | GEN1 | Natural Gas Internal Combustion Engine | IC |  | S | 0.4 | 0.8 | 0.4 | 0.4 | 0.1 | N |  |  | N | Commercial Non-CHP | 4 | X | NG
Natural Gas Internal Combustion Engine.NG | natural gas peaker | FALSE | 64315 | Walmart Stores Texas, LLC | 64947 | WAL5045 | TX | Harris | GEN2 | Natural Gas Internal Combustion Engine | IC |  | S | 0.4 | 0.8 | 0.4 | 0.4 | 0.1 | N |  |  | N | Commercial Non-CHP | 4 | X | NG
Natural Gas Internal Combustion Engine.NG | natural gas peaker | FALSE | 64315 | Walmart Stores Texas, LLC | 64947 | WAL5045 | TX | Harris | GEN3 | Natural Gas Internal Combustion Engine | IC |  | S | 0.4 | 0.8 | 0.4 | 0.4 | 0.1 | N |  |  | N | Commercial Non-CHP | 4 | X | NG
Natural Gas Internal Combustion Engine.NG | natural gas peaker | FALSE | 64315 | Walmart Stores Texas, LLC | 64948 | WAL5080 | TX | Tarrant | GEN1 | Natural Gas Internal Combustion Engine | IC |  | S | 0.4 | 0.8 | 0.4 | 0.4 | 0.1 | N |  |  | N | Commercial Non-CHP | 4 | X | NG
Natural Gas Internal Combustion Engine.NG | natural gas peaker | FALSE | 64315 | Walmart Stores Texas, LLC | 64948 | WAL5080 | TX | Tarrant | GEN2 | Natural Gas Internal Combustion Engine | IC |  | S | 0.4 | 0.8 | 0.4 | 0.4 | 0.1 | N |  |  | N | Commercial Non-CHP | 4 | X | NG
Natural Gas Internal Combustion Engine.NG | natural gas peaker | FALSE | 64315 | Walmart Stores Texas, LLC | 64948 | WAL5080 | TX | Tarrant | GEN3 | Natural Gas Internal Combustion Engine | IC |  | S | 0.4 | 0.8 | 0.4 | 0.4 | 0.1 | N |  |  | N | Commercial Non-CHP | 4 | X | NG
Natural Gas Internal Combustion Engine.NG | natural gas peaker | FALSE | 64315 | Walmart Stores Texas, LLC | 64949 | WAL5091 | TX | Harris | GEN1 | Natural Gas Internal Combustion Engine | IC |  | S | 0.4 | 0.8 | 0.4 | 0.4 | 0.1 | N |  |  | N | Commercial Non-CHP | 4 | X | NG
Natural Gas Internal Combustion Engine.NG | natural gas peaker | FALSE | 64315 | Walmart Stores Texas, LLC | 64949 | WAL5091 | TX | Harris | GEN2 | Natural Gas Internal Combustion Engine | IC |  | S | 0.4 | 0.8 | 0.4 | 0.4 | 0.1 | N |  |  | N | Commercial Non-CHP | 4 | X | NG
Natural Gas Internal Combustion Engine.NG | natural gas peaker | FALSE | 64315 | Walmart Stores Texas, LLC | 64949 | WAL5091 | TX | Harris | GEN3 | Natural Gas Internal Combustion Engine | IC |  | S | 0.4 | 0.8 | 0.4 | 0.4 | 0.1 | N |  |  | N | Commercial Non-CHP | 4 | X | NG
Natural Gas Internal Combustion Engine.NG | natural gas peaker | FALSE | 64315 | Walmart Stores Texas, LLC | 64950 | WAL5116 | TX | Harris | GEN1 | Natural Gas Internal Combustion Engine | IC |  | S | 0.4 | 0.8 | 0.4 | 0.4 | 0.1 | N |  |  | N | Commercial Non-CHP | 4 | X | NG
Natural Gas Internal Combustion Engine.NG | natural gas peaker | FALSE | 64315 | Walmart Stores Texas, LLC | 64950 | WAL5116 | TX | Harris | GEN2 | Natural Gas Internal Combustion Engine | IC |  | S | 0.4 | 0.8 | 0.4 | 0.4 | 0.1 | N |  |  | N | Commercial Non-CHP | 4 | X | NG
Natural Gas Internal Combustion Engine.NG | natural gas peaker | FALSE | 64315 | Walmart Stores Texas, LLC | 64950 | WAL5116 | TX | Harris | GEN3 | Natural Gas Internal Combustion Engine | IC |  | S | 0.4 | 0.8 | 0.4 | 0.4 | 0.1 | N |  |  | N | Commercial Non-CHP | 4 | X | NG
Natural Gas Internal Combustion Engine.NG | natural gas peaker | FALSE | 64315 | Walmart Stores Texas, LLC | 64951 | WAL5165 | TX | Hidalgo | GEN1 | Natural Gas Internal Combustion Engine | IC |  | S | 0.4 | 0.8 | 0.4 | 0.4 | 0.1 | N |  |  | N | Commercial Non-CHP | 4 | X | NG
Natural Gas Internal Combustion Engine.NG | natural gas peaker | FALSE | 64315 | Walmart Stores Texas, LLC | 64951 | WAL5165 | TX | Hidalgo | GEN2 | Natural Gas Internal Combustion Engine | IC |  | S | 0.4 | 0.8 | 0.4 | 0.4 | 0.1 | N |  |  | N | Commercial Non-CHP | 4 | X | NG
Natural Gas Internal Combustion Engine.NG | natural gas peaker | FALSE | 64315 | Walmart Stores Texas, LLC | 64951 | WAL5165 | TX | Hidalgo | GEN3 | Natural Gas Internal Combustion Engine | IC |  | S | 0.4 | 0.8 | 0.4 | 0.4 | 0.1 | N |  |  | N | Commercial Non-CHP | 4 | X | NG
Petroleum Liquids.DFO | petroleum | FALSE | 64315 | Walmart Stores Texas, LLC | 64952 | WAL5211 | TX | Collin | GEN1 | Petroleum Liquids | IC |  | S | 1.3 | 0.8 | 1.3 | 1.3 | 0.1 | N |  |  | N | Commercial Non-CHP | 4 | X | DFO
Natural Gas Internal Combustion Engine.NG | natural gas peaker | FALSE | 64315 | Walmart Stores Texas, LLC | 64953 | WAL5287 | TX | Harris | GE N3 | Natural Gas Internal Combustion Engine | IC |  | S | 0.4 | 0.8 | 0.4 | 0.4 | 0.1 | N |  |  | N | Commercial Non-CHP | 4 | X | NG
Natural Gas Internal Combustion Engine.NG | natural gas peaker | FALSE | 64315 | Walmart Stores Texas, LLC | 64953 | WAL5287 | TX | Harris | GEN1 | Natural Gas Internal Combustion Engine | IC |  | S | 0.4 | 0.8 | 0.4 | 0.4 | 0.1 | N |  |  | N | Commercial Non-CHP | 4 | X | NG
Natural Gas Internal Combustion Engine.NG | natural gas peaker | FALSE | 64315 | Walmart Stores Texas, LLC | 64953 | WAL5287 | TX | Harris | GEN2 | Natural Gas Internal Combustion Engine | IC |  | S | 0.4 | 0.8 | 0.4 | 0.4 | 0.1 | N |  |  | N | Commercial Non-CHP | 4 | X | NG
Petroleum Liquids.DFO | petroleum | FALSE | 64315 | Walmart Stores Texas, LLC | 64954 | WAL5311 | TX | Collin | GEN1 | Petroleum Liquids | IC |  | S | 1.3 | 0.8 | 1.3 | 1.3 | 0.1 | N |  |  | N | Commercial Non-CHP | 4 | X | DFO
Natural Gas Internal Combustion Engine.NG | natural gas peaker | FALSE | 64315 | Walmart Stores Texas, LLC | 64955 | WAL5312 | TX | Tarrant | GEN1 | Natural Gas Internal Combustion Engine | IC |  | S | 0.4 | 0.8 | 0.4 | 0.4 | 0.1 | N |  |  | N | Commercial Non-CHP | 4 | X | NG
Natural Gas Internal Combustion Engine.NG | natural gas peaker | FALSE | 64315 | Walmart Stores Texas, LLC | 64955 | WAL5312 | TX | Tarrant | GEN2 | Natural Gas Internal Combustion Engine | IC |  | S | 0.4 | 0.8 | 0.4 | 0.4 | 0.1 | N |  |  | N | Commercial Non-CHP | 4 | X | NG
Natural Gas Internal Combustion Engine.NG | natural gas peaker | FALSE | 64315 | Walmart Stores Texas, LLC | 64955 | WAL5312 | TX | Tarrant | GEN3 | Natural Gas Internal Combustion Engine | IC |  | S | 0.4 | 0.8 | 0.4 | 0.4 | 0.1 | N |  |  | N | Commercial Non-CHP | 4 | X | NG
Natural Gas Internal Combustion Engine.NG | natural gas peaker | FALSE | 64315 | Walmart Stores Texas, LLC | 64956 | WAL5316 | TX | Tarrant | GEN1 | Natural Gas Internal Combustion Engine | IC |  | S | 0.4 | 0.8 | 0.4 | 0.4 | 0.1 | N |  |  | N | Commercial Non-CHP | 4 | X | NG
Natural Gas Internal Combustion Engine.NG | natural gas peaker | FALSE | 64315 | Walmart Stores Texas, LLC | 64956 | WAL5316 | TX | Tarrant | GEN2 | Natural Gas Internal Combustion Engine | IC |  | S | 0.4 | 0.8 | 0.4 | 0.4 | 0.1 | N |  |  | N | Commercial Non-CHP | 4 | X | NG
Natural Gas Internal Combustion Engine.NG | natural gas peaker | FALSE | 64315 | Walmart Stores Texas, LLC | 64956 | WAL5316 | TX | Tarrant | GEN3 | Natural Gas Internal Combustion Engine | IC |  | S | 0.4 | 0.8 | 0.4 | 0.4 | 0.1 | N |  |  | N | Commercial Non-CHP | 4 | X | NG
Natural Gas Internal Combustion Engine.NG | natural gas peaker | FALSE | 64315 | Walmart Stores Texas, LLC | 64957 | WAL5388 | TX | Galveston | GEN1 | Natural Gas Internal Combustion Engine | IC |  | S | 1.3 | 0.8 | 1.3 | 1.3 | 0.1 | N |  |  | N | Commercial Non-CHP | 4 | X | NG
Natural Gas Internal Combustion Engine.NG | natural gas peaker | FALSE | 64315 | Walmart Stores Texas, LLC | 64958 | WAL5479 | TX | Travis | GEN1 | Natural Gas Internal Combustion Engine | IC |  | S | 0.4 | 0.8 | 0.4 | 0.4 | 0.1 | N |  |  | N | Commercial Non-CHP | 4 | X | NG
Natural Gas Internal Combustion Engine.NG | natural gas peaker | FALSE | 64315 | Walmart Stores Texas, LLC | 64958 | WAL5479 | TX | Travis | GEN2 | Natural Gas Internal Combustion Engine | IC |  | S | 0.4 | 0.8 | 0.4 | 0.4 | 0.1 | N |  |  | N | Commercial Non-CHP | 4 | X | NG
Natural Gas Internal Combustion Engine.NG | natural gas peaker | FALSE | 64315 | Walmart Stores Texas, LLC | 64958 | WAL5479 | TX | Travis | GEN3 | Natural Gas Internal Combustion Engine | IC |  | S | 0.4 | 0.8 | 0.4 | 0.4 | 0.1 | N |  |  | N | Commercial Non-CHP | 4 | X | NG
Natural Gas Internal Combustion Engine.NG | natural gas peaker | FALSE | 64315 | Walmart Stores Texas, LLC | 64959 | WAL5480 | TX | Williamson | GEN1 | Natural Gas Internal Combustion Engine | IC |  | S | 0.4 | 0.8 | 0.4 | 0.4 | 0.1 | N |  |  | N | Commercial Non-CHP | 4 | X | NG
Natural Gas Internal Combustion Engine.NG | natural gas peaker | FALSE | 64315 | Walmart Stores Texas, LLC | 64959 | WAL5480 | TX | Williamson | GEN2 | Natural Gas Internal Combustion Engine | IC |  | S | 0.4 | 0.8 | 0.4 | 0.4 | 0.1 | N |  |  | N | Commercial Non-CHP | 4 | X | NG
Natural Gas Internal Combustion Engine.NG | natural gas peaker | FALSE | 64315 | Walmart Stores Texas, LLC | 64959 | WAL5480 | TX | Williamson | GEN3 | Natural Gas Internal Combustion Engine | IC |  | S | 0.4 | 0.8 | 0.4 | 0.4 | 0.1 | N |  |  | N | Commercial Non-CHP | 4 | X | NG
Natural Gas Internal Combustion Engine.NG | natural gas peaker | FALSE | 64315 | Walmart Stores Texas, LLC | 64960 | WAL5612 | TX | Harris | GEN1 | Natural Gas Internal Combustion Engine | IC |  | S | 0.4 | 0.8 | 0.4 | 0.4 | 0.1 | N |  |  | N | Commercial Non-CHP | 4 | X | NG
Natural Gas Internal Combustion Engine.NG | natural gas peaker | FALSE | 64315 | Walmart Stores Texas, LLC | 64960 | WAL5612 | TX | Harris | GEN2 | Natural Gas Internal Combustion Engine | IC |  | S | 0.4 | 0.8 | 0.4 | 0.4 | 0.1 | N |  |  | N | Commercial Non-CHP | 4 | X | NG
Natural Gas Internal Combustion Engine.NG | natural gas peaker | FALSE | 64315 | Walmart Stores Texas, LLC | 64960 | WAL5612 | TX | Harris | GEN3 | Natural Gas Internal Combustion Engine | IC |  | S | 0.4 | 0.8 | 0.4 | 0.4 | 0.1 | N |  |  | N | Commercial Non-CHP | 4 | X | NG
Natural Gas Internal Combustion Engine.NG | natural gas peaker | FALSE | 64315 | Walmart Stores Texas, LLC | 64961 | WAL5713 | TX | Webb | GEN1 | Natural Gas Internal Combustion Engine | IC |  | S | 0.4 | 0.8 | 0.4 | 0.4 | 0.1 | N |  |  | N | Commercial Non-CHP | 4 | X | NG
Natural Gas Internal Combustion Engine.NG | natural gas peaker | FALSE | 64315 | Walmart Stores Texas, LLC | 64961 | WAL5713 | TX | Webb | GEN2 | Natural Gas Internal Combustion Engine | IC |  | S | 0.4 | 0.8 | 0.4 | 0.4 | 0.1 | N |  |  | N | Commercial Non-CHP | 4 | X | NG
Natural Gas Internal Combustion Engine.NG | natural gas peaker | FALSE | 64315 | Walmart Stores Texas, LLC | 64961 | WAL5713 | TX | Webb | GEN3 | Natural Gas Internal Combustion Engine | IC |  | S | 0.4 | 0.8 | 0.4 | 0.4 | 0.1 | N |  |  | N | Commercial Non-CHP | 4 | X | NG
Natural Gas Internal Combustion Engine.NG | natural gas peaker | FALSE | 64315 | Walmart Stores Texas, LLC | 64962 | WAL5764 | TX | Tarrant | GEN1 | Natural Gas Internal Combustion Engine | IC |  | S | 0.4 | 0.8 | 0.4 | 0.4 | 0.1 | N |  |  | N | Commercial Non-CHP | 4 | X | NG
Natural Gas Internal Combustion Engine.NG | natural gas peaker | FALSE | 64315 | Walmart Stores Texas, LLC | 64962 | WAL5764 | TX | Tarrant | GEN2 | Natural Gas Internal Combustion Engine | IC |  | S | 0.4 | 0.8 | 0.4 | 0.4 | 0.1 | N |  |  | N | Commercial Non-CHP | 4 | X | NG
Natural Gas Internal Combustion Engine.NG | natural gas peaker | FALSE | 64315 | Walmart Stores Texas, LLC | 64962 | WAL5764 | TX | Tarrant | GEN3 | Natural Gas Internal Combustion Engine | IC |  | S | 0.4 | 0.8 | 0.4 | 0.4 | 0.1 | N |  |  | N | Commercial Non-CHP | 4 | X | NG
Natural Gas Internal Combustion Engine.NG | natural gas peaker | FALSE | 64315 | Walmart Stores Texas, LLC | 64963 | WAL6929 | TX | Bell | GEN1 | Natural Gas Internal Combustion Engine | IC |  | S | 0.4 | 0.8 | 0.4 | 0.4 | 0.1 | N |  |  | N | Commercial Non-CHP | 4 | X | NG
Natural Gas Internal Combustion Engine.NG | natural gas peaker | FALSE | 64315 | Walmart Stores Texas, LLC | 64963 | WAL6929 | TX | Bell | GEN2 | Natural Gas Internal Combustion Engine | IC |  | S | 0.4 | 0.8 | 0.4 | 0.4 | 0.1 | N |  |  | N | Commercial Non-CHP | 4 | X | NG
Natural Gas Internal Combustion Engine.NG | natural gas peaker | FALSE | 64315 | Walmart Stores Texas, LLC | 64963 | WAL6929 | TX | Bell | GEN3 | Natural Gas Internal Combustion Engine | IC |  | S | 0.4 | 0.8 | 0.4 | 0.4 | 0.1 | N |  |  | N | Commercial Non-CHP | 4 | X | NG
Solar Photovoltaic.SUN | solar PV | TRUE | 64415 | RPNY Solar 1, LLC | 64964 | Rock Island Road Solar Community Solar | NY | St Lawrence | ROCKI | Solar Photovoltaic | PV |  | S | 3.5 |  | 3.5 | 3.5 |  | N |  |  | N | IPP Non-CHP | 2 | X | SUN
Solar Photovoltaic.SUN | solar PV | TRUE | 64416 | RPNY Solar 2, LLC | 64965 | Bullis Road Solar (CSG) | NY | Erie | BULLS | Solar Photovoltaic | PV |  | S | 4.5 |  | 4.5 | 4.5 |  | N |  |  | N | IPP Non-CHP | 2 | X | SUN
Solar Photovoltaic.SUN | solar PV | TRUE | 64414 | SV CSG Gardner 1 LLC | 64967 | SV Gardner 1 (Lutz) CSG | IL | Grundy | LUTZ | Solar Photovoltaic | PV |  | S | 2 |  | 2 | 2 |  | N |  |  | N | IPP Non-CHP | 2 | X | SUN
Solar Photovoltaic.SUN | solar PV | TRUE | 60571 | AEP Onsite Partners, LLC | 64969 | Barron Solar Array | WI | Barron | BAR01 | Solar Photovoltaic | PV |  | S | 3 |  | 3 | 3 |  | N |  |  | N | IPP Non-CHP | 2 | X | SUN
Batteries.MWH | battery storage | 0 | 64417 | 59FED WHAM8 Solar, LLC | 64970 | 59 Federal Rd(CSG) | MA | Plymouth | 59FBA | Batteries | BA |  | S | 5 |  | 5 | 5 | 5 | N |  |  | N | IPP Non-CHP | 2 | X | MWH
Solar Photovoltaic.SUN | solar PV | TRUE | 64417 | 59FED WHAM8 Solar, LLC | 64970 | 59 Federal Rd(CSG) | MA | Plymouth | 59FPV | Solar Photovoltaic | PV |  | S | 5 |  | 5 | 5 |  | N |  |  | N | IPP Non-CHP | 2 | X | SUN
Solar Photovoltaic.SUN | solar PV | TRUE | 64413 | Pretzel Solar, LLC | 64971 | Pretzel CSG | IL | Stephenson | PRETZ | Solar Photovoltaic | PV |  | S | 2 |  | 2 | 2 |  | N |  |  | N | IPP Non-CHP | 2 | X | SUN
Solar Photovoltaic.SUN | solar PV | TRUE | 64412 | Prophet Solar, LLC | 64972 | Prophet CSG | IL | Whiteside | PROPH | Solar Photovoltaic | PV |  | S | 2 |  | 2 | 2 |  | N |  |  | N | IPP Non-CHP | 2 | X | SUN
Solar Photovoltaic.SUN | solar PV | TRUE | 64411 | Gala Solar, LLC | 64973 | Gala (CSG) | IL | Stephenson | GALA | Solar Photovoltaic | PV |  | S | 2 |  | 2 | 2 |  | N |  |  | N | IPP Non-CHP | 2 | X | SUN
Solar Photovoltaic.SUN | solar PV | TRUE | 60025 | Greenbacker Renewable Energy Corporation | 64975 | Park St | VT | Rutland | 628 | Solar Photovoltaic | PV |  | S | 1.8 |  | 1.8 | 1.8 |  | N |  |  | N | IPP Non-CHP | 2 | X | SUN
Solar Photovoltaic.SUN | solar PV | TRUE | 60571 | AEP Onsite Partners, LLC | 64976 | Spooner Solar Array | WI | Washburn | SPN01 | Solar Photovoltaic | PV |  | S | 2 |  | 2.1 | 2.1 |  | N |  |  | N | IPP Non-CHP | 2 | X | SUN
Solar Photovoltaic.SUN | solar PV | TRUE | 64426 | DG Connecticut III, LLC | 64977 | Torrington Solar One, LLC | CT | Litchfield | TORS1 | Solar Photovoltaic | PV |  | S | 2 | 1 | 2 | 2 |  | N |  |  | N | IPP Non-CHP | 2 | X | SUN
Solar Photovoltaic.SUN | solar PV | TRUE | 64426 | DG Connecticut III, LLC | 64978 | Bristol Solar One, LLC | CT | Hartford | BRIS1 | Solar Photovoltaic | PV |  | S | 3 |  | 3 | 3 |  | N |  |  | N | IPP Non-CHP | 2 | X | SUN
Solar Photovoltaic.SUN | solar PV | TRUE | 64426 | DG Connecticut III, LLC | 64979 | Watertown Solar One, LLC | CT | Litchfield | WTRS1 | Solar Photovoltaic | PV |  | S | 2 |  | 2 | 2 |  | N |  |  | N | IPP Non-CHP | 2 | X | SUN
Petroleum Liquids.DFO | petroleum | FALSE | 64427 | UMass Boston | 64980 | UMass Boston | MA | Suffolk | 010G | Petroleum Liquids | IC |  | S | 0.3 | 0.8 | 0.3 | 0.3 | 0 | N |  |  | N | Commercial Non-CHP | 4 | X | DFO
Petroleum Liquids.DFO | petroleum | FALSE | 64427 | UMass Boston | 64980 | UMass Boston | MA | Suffolk | 020G | Petroleum Liquids | IC |  | S | 0.4 | 0.8 | 0.4 | 0.4 | 0 | N |  |  | N | Commercial Non-CHP | 4 | X | DFO
Petroleum Liquids.DFO | petroleum | FALSE | 64427 | UMass Boston | 64980 | UMass Boston | MA | Suffolk | 030G | Petroleum Liquids | IC |  | S | 0.5 | 0.8 | 0.5 | 0.5 | 0 | N |  |  | N | Commercial Non-CHP | 4 | X | DFO
Petroleum Liquids.DFO | petroleum | FALSE | 64427 | UMass Boston | 64980 | UMass Boston | MA | Suffolk | 050G | Petroleum Liquids | IC |  | S | 0.8 | 0.8 | 0.8 | 0.8 | 0.1 | N |  |  | N | Commercial Non-CHP | 4 | X | DFO
Petroleum Liquids.DFO | petroleum | FALSE | 64427 | UMass Boston | 64980 | UMass Boston | MA | Suffolk | 060G | Petroleum Liquids | IC |  | S | 1.6 | 0.8 | 1.6 | 1.6 | 0.2 | N |  |  | N | Commercial Non-CHP | 4 | X | DFO
Petroleum Liquids.DFO | petroleum | FALSE | 64427 | UMass Boston | 64980 | UMass Boston | MA | Suffolk | 080D1 | Petroleum Liquids | IC |  | S | 0.3 | 0.8 | 0.3 | 0.3 | 0 | N |  |  | N | Commercial Non-CHP | 4 | X | DFO
Petroleum Liquids.DFO | petroleum | FALSE | 64427 | UMass Boston | 64980 | UMass Boston | MA | Suffolk | 080D2 | Petroleum Liquids | IC |  | S | 0.5 | 0.8 | 0.5 | 0.5 | 0.1 | N |  |  | N | Commercial Non-CHP | 4 | X | DFO
Petroleum Liquids.DFO | petroleum | FALSE | 64427 | UMass Boston | 64980 | UMass Boston | MA | Suffolk | 080G | Petroleum Liquids | IC |  | S | 0.4 | 0.8 | 0.4 | 0.4 | 0 | N |  |  | N | Commercial Non-CHP | 4 | X | DFO
Petroleum Liquids.DFO | petroleum | FALSE | 64427 | UMass Boston | 64980 | UMass Boston | MA | Suffolk | 090G | Petroleum Liquids | IC |  | S | 0.6 | 0.8 | 0.6 | 0.6 | 0.1 | N |  |  | N | Commercial Non-CHP | 4 | X | DFO
Petroleum Liquids.DFO | petroleum | FALSE | 64427 | UMass Boston | 64980 | UMass Boston | MA | Suffolk | 110G | Petroleum Liquids | IC |  | S | 0.2 | 0.8 | 0.2 | 0.2 | 0 | N |  |  | N | Commercial Non-CHP | 4 | X | DFO
Petroleum Liquids.DFO | petroleum | FALSE | 64427 | UMass Boston | 64980 | UMass Boston | MA | Suffolk | 120G | Petroleum Liquids | IC |  | S | 0.2 | 0.8 | 0.2 | 0.2 | 0 | N |  |  | N | Commercial Non-CHP | 4 | X | DFO
Petroleum Liquids.DFO | petroleum | FALSE | 64427 | UMass Boston | 64980 | UMass Boston | MA | Suffolk | 160G | Petroleum Liquids | IC |  | S | 0.1 | 0.8 | 0.1 | 0.1 | 0 | N |  |  | N | Commercial Non-CHP | 4 | X | DFO
Petroleum Liquids.DFO | petroleum | FALSE | 64427 | UMass Boston | 64980 | UMass Boston | MA | Suffolk | 200G | Petroleum Liquids | IC |  | S | 0.1 | 0.8 | 0.1 | 0.1 | 0 | N |  |  | N | Commercial Non-CHP | 4 | X | DFO
Batteries.MWH | battery storage | 0 | 64427 | UMass Boston | 64980 | UMass Boston | MA | Suffolk | BATT1 | Batteries | BA |  | W | 0.5 |  | 0.5 | 0.5 | 0.1 | N |  |  | N | Commercial Non-CHP | 4 | X | MWH
Petroleum Liquids.DFO | petroleum | FALSE | 64427 | UMass Boston | 64980 | UMass Boston | MA | Suffolk | RHG | Petroleum Liquids | IC |  | S | 0.5 | 0.8 | 0.5 | 0.5 | 0.1 | N |  |  | N | Commercial Non-CHP | 4 | X | DFO
Solar Photovoltaic.SUN | solar PV | FALSE | 64427 | UMass Boston | 64980 | UMass Boston | MA | Suffolk | SOL1 | Solar Photovoltaic | PV |  | W | 0.2 |  | 0.2 | 0.2 |  | N |  |  | N | Commercial Non-CHP | 4 | X | SUN
Solar Photovoltaic.SUN | solar PV | FALSE | 64427 | UMass Boston | 64980 | UMass Boston | MA | Suffolk | SOL2 | Solar Photovoltaic | PV |  | W | 0.5 |  | 0.5 | 0.5 |  | N |  |  | N | Commercial Non-CHP | 4 | X | SUN
Petroleum Liquids.DFO | petroleum | FALSE | 64427 | UMass Boston | 64980 | UMass Boston | MA | Suffolk | WG | Petroleum Liquids | IC |  | S | 0.4 | 0.8 | 0.4 | 0.4 | 0 | N |  |  | N | Commercial Non-CHP | 4 | X | DFO
Solar Photovoltaic.SUN | solar PV | TRUE | 64428 | Evergy, Inc. | 64982 | West Plains Solar I | MO | Howell | WPS1 | Solar Photovoltaic | PV |  | S | 8 |  | 8 | 8 |  | N |  |  | N | IPP Non-CHP | 2 | X | SUN
Petroleum Liquids.DFO | petroleum | FALSE | 64429 | North Wales Diesel | 64983 | North Wales Diesel | PA | Montgomery | GEN1 | Petroleum Liquids | IC |  | S | 1.8 | 0.8 | 1.5 | 1.5 | 0.8 | N |  |  | N | Commercial Non-CHP | 4 | X | DFO
Petroleum Liquids.DFO | petroleum | FALSE | 64429 | North Wales Diesel | 64983 | North Wales Diesel | PA | Montgomery | GEN2 | Petroleum Liquids | IC |  | S | 1.8 | 0.8 | 1.5 | 1.5 | 0.8 | N |  |  | N | Commercial Non-CHP | 4 | X | DFO
Petroleum Liquids.DFO | petroleum | FALSE | 64429 | North Wales Diesel | 64983 | North Wales Diesel | PA | Montgomery | GEN3 | Petroleum Liquids | IC |  | S | 1.8 | 0.8 | 1.5 | 1.5 | 0.8 | N |  |  | N | Commercial Non-CHP | 4 | X | DFO
Petroleum Liquids.DFO | petroleum | FALSE | 64429 | North Wales Diesel | 64983 | North Wales Diesel | PA | Montgomery | GEN4 | Petroleum Liquids | IC |  | S | 1.8 | 0.8 | 1.5 | 1.5 | 0.8 | N |  |  | N | Commercial Non-CHP | 4 | X | DFO
Solar Photovoltaic.SUN | solar PV | TRUE | 12341 | MidAmerican Energy Co | 64984 | Waterloo Solar (IA) | IA | Black Hawk | WATS | Solar Photovoltaic | PV |  | S | 3 | 1 | 3 | 3 |  | N |  |  | N | Electric Utility | 1 | X | SUN
Solar Photovoltaic.SUN | solar PV | TRUE | 12341 | MidAmerican Energy Co | 64985 | Johnson County Hills Solar | IA | Johnson | JCHS | Solar Photovoltaic | PV |  | S | 3 | 1 | 3 | 3 |  | N |  |  | N | Electric Utility | 1 | X | SUN
Solar Photovoltaic.SUN | solar PV | TRUE | 12341 | MidAmerican Energy Co | 64986 | Franklin County Solar | IA | Franklin | FCS | Solar Photovoltaic | PV |  | S | 7 | 1 | 7 | 7 |  | N |  |  | N | Electric Utility | 1 | X | SUN
Solar Photovoltaic.SUN | solar PV | TRUE | 65173 | United States Solar Corporation | 64987 | USS Foley Solar LLC | MN | Benton | USSFS | Solar Photovoltaic | PV |  | W | 1 |  | 1 | 1 |  | N |  |  | N | IPP Non-CHP | 2 | X | SUN
Solar Photovoltaic.SUN | solar PV | TRUE | 65173 | United States Solar Corporation | 64988 | USS Prokosch Solar LLC | MN | Renville | USPKS | Solar Photovoltaic | PV |  | W | 1 |  | 1 | 1 |  | N |  |  | N | IPP Non-CHP | 2 | X | SUN
Solar Photovoltaic.SUN | solar PV | TRUE | 65173 | United States Solar Corporation | 64989 | USS Rosebud Solar LLC | MN | Redwood | USRBS | Solar Photovoltaic | PV |  | W | 1 |  | 1 | 1 |  | N |  |  | N | IPP Non-CHP | 2 | X | SUN
Solar Photovoltaic.SUN | solar PV | TRUE | 62915 | Madison Energy Holdings LLC | 64990 | Medin CSG | MN | Chisago | MED1 | Solar Photovoltaic | PV |  | S | 1 | 0.98 | 1 | 1 | 1 | N |  |  | N | IPP Non-CHP | 2 | X | SUN
Solar Photovoltaic.SUN | solar PV | TRUE | 62915 | Madison Energy Holdings LLC | 64991 | Johnson CSG 1 | MN | Chisago | JOHN | Solar Photovoltaic | PV |  | S | 1 | 0.98 | 1 | 1 | 1 | N |  |  | N | IPP Non-CHP | 2 | X | SUN
Solar Photovoltaic.SUN | solar PV | TRUE | 62915 | Madison Energy Holdings LLC | 64992 | Cornillie Solar CSG | MN | Chisago | CORN1 | Solar Photovoltaic | PV |  | S | 1 | 0.98 | 1 | 1 | 1 | N |  |  | N | IPP Non-CHP | 2 | X | SUN
Batteries.MWH | battery storage | 0 | 64424 | Big Beau Solar, LLC | 64993 | BigBeau Solar, LLC | CA | Kern | BB1BA | Batteries | BA |  | S | 40 |  | 40 | 40 |  | N |  |  | N | IPP Non-CHP | 2 | X | MWH
Solar Photovoltaic.SUN | solar PV | TRUE | 64424 | Big Beau Solar, LLC | 64993 | BigBeau Solar, LLC | CA | Kern | BB1PV | Solar Photovoltaic | PV |  | S | 128 |  | 128 | 128 |  | N |  |  | N | IPP Non-CHP | 2 | X | SUN
Solar Photovoltaic.SUN | solar PV | FALSE | 64746 | KP Sacramento Point West Medical Offices Solar, LLC | 64994 | Sacramento Point West Medical Offices | CA | Sacramento | 6115 | Solar Photovoltaic | PV |  | J | 1.3 |  | 1.2 | 0.8 |  | N |  |  | N | Commercial Non-CHP | 4 | X | SUN
Solar Photovoltaic.SUN | solar PV | TRUE | 60531 | Standard Solar | 65002 | SSI West Riverside Landfill LLC | CA | Riverside | WERL | Solar Photovoltaic | PV |  | S | 2.5 |  | 2.5 | 2.5 |  | N |  |  | N | IPP Non-CHP | 2 | X | SUN
Solar Photovoltaic.SUN | solar PV | TRUE | 64441 | MN CSG 2019-16 LLC | 65003 | MN CSG 2019-16 LLC | MN | Blue Earth | WOLFE | Solar Photovoltaic | PV |  | S | 1 |  | 1 | 1 |  | N |  |  | N | IPP Non-CHP | 2 | X | SUN
Solar Photovoltaic.SUN | solar PV | TRUE | 64440 | ESIL-AL-Melrose, LLC | 65005 | Albertsons at Melrose Park | IL | Cook | PV1 | Solar Photovoltaic | PV |  | S | 1.9 | 1 | 1.9 | 1.9 |  | N |  |  | N | IPP Non-CHP | 2 | X | SUN
Solar Photovoltaic.SUN | solar PV | TRUE | 20856 | Wisconsin Power & Light Co | 65009 | Bear Creek | WI | Richland | PV1 | Solar Photovoltaic | PV |  | S | 50 | 0.95 | 50 | 37 |  | N |  |  | N | Electric Utility | 1 | X | SUN
Solar Photovoltaic.SUN | solar PV | TRUE | 20856 | Wisconsin Power & Light Co | 65010 | North Rock | WI | Rock | PV1 | Solar Photovoltaic | PV |  | S | 50 | 0.95 | 50 | 36.5 |  | N |  |  | N | Electric Utility | 1 | X | SUN
Solar Photovoltaic.SUN | solar PV | TRUE | 20856 | Wisconsin Power & Light Co | 65011 | Wood County | WI | Wood | PV1 | Solar Photovoltaic | PV |  | S | 150 | 0.95 | 150 | 110.6 |  | N |  |  | N | Electric Utility | 1 | X | SUN
Solar Photovoltaic.SUN | solar PV | TRUE | 63505 | DG Illinois Solar, LLC | 65013 | Marengo Solar | IL | McHenry | MARIL | Solar Photovoltaic | PV |  | S | 2 | 1 | 2 | 2 |  | N |  |  | N | IPP Non-CHP | 2 | X | SUN
Solar Photovoltaic.SUN | solar PV | TRUE | 65500 | ASD Wallum MA Solar LLC | 65015 | ASD Wallum MA Solar LLC(CSG) | MA | Worcester | WAL1 | Solar Photovoltaic | PV |  | S | 5 |  | 5 | 5 |  | N |  |  | N | IPP Non-CHP | 2 | X | SUN
Batteries.MWH | battery storage | 0 | 65500 | ASD Wallum MA Solar LLC | 65015 | ASD Wallum MA Solar LLC(CSG) | MA | Worcester | WAL1B | Batteries | BA |  | S | 3.8 |  | 3.8 | 3.8 |  | N |  |  | N | IPP Non-CHP | 2 | X | MWH
Solar Photovoltaic.SUN | solar PV | TRUE | 64448 | Gardy's Mill Solar, LLC | 65016 | Gardy's Mill Solar | VA | Westmoreland | GMS | Solar Photovoltaic | PV |  | S | 14 |  | 14 | 14 |  | N |  |  | N | IPP Non-CHP | 2 | X | SUN
Solar Photovoltaic.SUN | solar PV | TRUE | 64447 | Briel Solar Farm, LLC | 65022 | Briel Solar Farm | VA | Henrico | BMS | Solar Photovoltaic | PV |  | S | 20 |  | 20 | 20 |  | N |  |  | N | IPP Non-CHP | 2 | X | SUN
Natural Gas Internal Combustion Engine.NG | natural gas peaker | TRUE | 64449 | Texas Microgrid, LLC | 65026 | HEB00292 | TX | Matagorda | H2921 | Natural Gas Internal Combustion Engine | IC |  | S | 0.4 | 0.8 | 0.4 | 0.4 | 0 | N |  |  | N | IPP Non-CHP | 2 | X | NG
Natural Gas Internal Combustion Engine.NG | natural gas peaker | TRUE | 64449 | Texas Microgrid, LLC | 65026 | HEB00292 | TX | Matagorda | H2922 | Natural Gas Internal Combustion Engine | IC |  | S | 0.4 | 0.8 | 0.4 | 0.4 | 0 | N |  |  | N | IPP Non-CHP | 2 | X | NG
Natural Gas Internal Combustion Engine.NG | natural gas peaker | TRUE | 64449 | Texas Microgrid, LLC | 65026 | HEB00292 | TX | Matagorda | H2923 | Natural Gas Internal Combustion Engine | IC |  | S | 0.4 | 0.8 | 0.4 | 0.4 | 0 | N |  |  | N | IPP Non-CHP | 2 | X | NG
Batteries.MWH | battery storage | 0 | 4254 | Consumers Energy Co | 65029 | Bissell Solar and Battery Generator | MI | Kent | BISBP | Batteries | BA |  | S | 0.3 |  | 0.3 | 0.3 |  | N |  |  | N | Electric Utility | 1 | X | MWH
Solar Photovoltaic.SUN | solar PV | TRUE | 4254 | Consumers Energy Co | 65029 | Bissell Solar and Battery Generator | MI | Kent | BISSP | Solar Photovoltaic | PV |  | S | 0.8 |  | 0.8 | 0.8 |  | N |  |  | N | Electric Utility | 1 | X | SUN
Solar Photovoltaic.SUN | solar PV | TRUE | 62842 | Lightsource Renewable Energy Asset Management, LLC | 65032 | Sun Mountain Solar 1 | CO | Pueblo | COSM1 | Solar Photovoltaic | PV |  | W | 200 | 0.95 | 200 | 200 |  | N |  |  | N | IPP Non-CHP | 2 | X | SUN
Conventional Hydroelectric.WAT | hydro | TRUE | 64456 | Orange Cove Irrigation District | 65033 | Kings River Syphon | CA | Fresno | UNIT1 | Conventional Hydroelectric | HY | 1 | S | 0.3 | 0.81 | 0.2 | 0.2 | 0 | N |  |  | N | IPP Non-CHP | 2 | X | WAT
Conventional Hydroelectric.WAT | hydro | TRUE | 64456 | Orange Cove Irrigation District | 65033 | Kings River Syphon | CA | Fresno | UNIT2 | Conventional Hydroelectric | HY | 2 | S | 0.3 | 0.81 | 0.2 | 0.2 | 0 | N |  |  | N | IPP Non-CHP | 2 | X | WAT
Conventional Hydroelectric.WAT | hydro | TRUE | 64456 | Orange Cove Irrigation District | 65033 | Kings River Syphon | CA | Fresno | UNIT3 | Conventional Hydroelectric | HY | 3 | S | 0.3 | 0.81 | 0.2 | 0.2 | 0 | N |  |  | N | IPP Non-CHP | 2 | X | WAT
Conventional Hydroelectric.WAT | hydro | TRUE | 64456 | Orange Cove Irrigation District | 65033 | Kings River Syphon | CA | Fresno | UNIT4 | Conventional Hydroelectric | HY | 4 | S | 0.4 | 0.82 | 0.2 | 0.2 | 0 | N |  |  | N | IPP Non-CHP | 2 | X | WAT
Solar Photovoltaic.SUN | solar PV | TRUE | 6452 | Florida Power & Light Co | 65036 | Cotton Creek Solar Energy Center | FL | Escambia | 1 | Solar Photovoltaic | PV |  | S | 74.5 |  | 74.5 | 74.5 |  | N |  |  | N | Electric Utility | 1 | X | SUN
Solar Photovoltaic.SUN | solar PV | TRUE | 6452 | Florida Power & Light Co | 65037 | Sawgrass Solar Energy Center | FL | Hendry | 1 | Solar Photovoltaic | PV |  | S | 74.5 | 0.95 | 74.5 | 74.5 |  | N |  |  | N | Electric Utility | 1 | X | SUN
Solar Photovoltaic.SUN | solar PV | TRUE | 6452 | Florida Power & Light Co | 65038 | Ghost Orchid Solar Energy Center | FL | Hendry | 1 | Solar Photovoltaic | PV |  | S | 74.5 | 0.95 | 74.5 | 74.5 |  | N |  |  | N | Electric Utility | 1 | X | SUN
Solar Photovoltaic.SUN | solar PV | TRUE | 6452 | Florida Power & Light Co | 65039 | Sundew | FL | St Lucie | 1 | Solar Photovoltaic | PV |  | S | 74.5 | 0.95 | 74.5 | 74.5 |  | N |  |  | N | Electric Utility | 1 | X | SUN
Solar Photovoltaic.SUN | solar PV | TRUE | 6452 | Florida Power & Light Co | 65040 | Immokalee | FL | Collier | 1 | Solar Photovoltaic | PV |  | S | 74.5 | 0.95 | 74.5 | 74.5 |  | N |  |  | N | Electric Utility | 1 | X | SUN
Solar Photovoltaic.SUN | solar PV | TRUE | 6452 | Florida Power & Light Co | 65041 | Elder Branch | FL | Manatee | 1 | Solar Photovoltaic | PV |  | S | 74.5 | 0.95 | 74.5 | 74.5 |  | N |  |  | N | Electric Utility | 1 | X | SUN
Solar Photovoltaic.SUN | solar PV | TRUE | 6452 | Florida Power & Light Co | 65042 | Grove | FL | Indian River | 1 | Solar Photovoltaic | PV |  | S | 74.5 | 0.95 | 74.5 | 74.5 |  | N |  |  | N | Electric Utility | 1 | X | SUN
Onshore Wind Turbine.WND | onshore wind | TRUE | 64468 | Hubbard Wind LLC | 65048 | Hubbard Wind | TX | Limestone | HW001 | Onshore Wind Turbine | WT |  | S | 300 |  | 300 | 300 | 30 | N |  |  | N | IPP Non-CHP | 2 | X | WND
Batteries.MWH | battery storage | 0 | 64459 | Blythe Mesa Solar II, LLC | 65053 | Blythe Mesa Solar II | CA | Riverside | BMSES | Batteries | BA |  | S | 112 |  | 112 | 112 |  | N |  |  | N | IPP Non-CHP | 2 | X | MWH
Solar Photovoltaic.SUN | solar PV | TRUE | 64459 | Blythe Mesa Solar II, LLC | 65053 | Blythe Mesa Solar II | CA | Riverside | IPBMS | Solar Photovoltaic | PV |  | S | 223.6 |  | 223.6 | 223.6 |  | N |  |  | N | IPP Non-CHP | 2 | X | SUN
Batteries.MWH | battery storage | 0 | 64470 | 71CFR WHAM8 Solar, LLC | 65054 | 71 Charlotte Furnace Rd Hybrid(CSG) | MA | Plymouth | 71CBA | Batteries | BA |  | S | 1 |  | 1 | 1 | 1 | N |  |  | N | IPP Non-CHP | 2 | X | MWH
Solar Photovoltaic.SUN | solar PV | TRUE | 64470 | 71CFR WHAM8 Solar, LLC | 65054 | 71 Charlotte Furnace Rd Hybrid(CSG) | MA | Plymouth | 71CPV | Solar Photovoltaic | PV |  | S | 1 |  | 1 | 1 |  | N |  |  | N | IPP Non-CHP | 2 | X | SUN
Batteries.MWH | battery storage | 0 | 64471 | 77F2M WHAM8 Solar, LLC | 65055 | 77 Farm to Market Rd Hybrid(CSG) | MA | Plymouth | 77FBA | Batteries | BA |  | S | 2.2 |  | 2.2 | 2.2 | 2.2 | N |  |  | N | IPP Non-CHP | 2 | X | MWH
Solar Photovoltaic.SUN | solar PV | TRUE | 64471 | 77F2M WHAM8 Solar, LLC | 65055 | 77 Farm to Market Rd Hybrid(CSG) | MA | Plymouth | 77FPV | Solar Photovoltaic | PV |  | S | 5 |  | 5 | 5 |  | N |  |  | N | IPP Non-CHP | 2 | X | SUN
Batteries.MWH | battery storage | 0 | 64472 | 160TIH WHAM8 Solar, LLC | 65056 | 160 Tihonet Rd Hybrid(CSG) | MA | Plymouth | 160BA | Batteries | BA |  | S | 3.3 |  | 3.3 | 3.3 | 3.3 | N |  |  | N | IPP Non-CHP | 2 | X | MWH
Solar Photovoltaic.SUN | solar PV | TRUE | 64472 | 160TIH WHAM8 Solar, LLC | 65056 | 160 Tihonet Rd Hybrid(CSG) | MA | Plymouth | 160PV | Solar Photovoltaic | PV |  | S | 5 |  | 5 | 5 |  | N |  |  | N | IPP Non-CHP | 2 | X | SUN
Batteries.MWH | battery storage | 0 | 64473 | 299F2M WHAM8 Solar, LLC | 65057 | 299 Farm to Market Rd Hybrid(CSG) | MA | Plymouth | 299BA | Batteries | BA |  | S | 2.3 |  | 2.3 | 2.3 | 2.3 | N |  |  | N | IPP Non-CHP | 2 | X | MWH
Solar Photovoltaic.SUN | solar PV | TRUE | 64473 | 299F2M WHAM8 Solar, LLC | 65057 | 299 Farm to Market Rd Hybrid(CSG) | MA | Plymouth | 299PV | Solar Photovoltaic | PV |  | S | 3 |  | 3 | 3 |  | N |  |  | N | IPP Non-CHP | 2 | X | SUN
Onshore Wind Turbine.WND | onshore wind | TRUE | 64461 | Niyol Wind, LLC | 65059 | Niyol Wind, LLC | CO | Logan | WNIYO | Onshore Wind Turbine | WT |  | S | 205.6 | 0.9 | 205 | 205 | 0 | N |  |  | N | IPP Non-CHP | 2 | X | WND
Solar Photovoltaic.SUN | solar PV | TRUE | 9234 | Indiana Municipal Power Agency | 65068 | Walkerton | IN | St Joseph | WALK | Solar Photovoltaic | PV |  | S | 1.1 |  | 1.1 | 0.8 |  | N |  |  | N | Electric Utility | 1 | X | SUN
Solar Photovoltaic.SUN | solar PV | TRUE | 9234 | Indiana Municipal Power Agency | 65069 | Linton | IN | Greene | LINT | Solar Photovoltaic | PV |  | S | 5.4 |  | 5.4 | 4.3 |  | N |  |  | N | Electric Utility | 1 | X | SUN
Solar Photovoltaic.SUN | solar PV | FALSE | 60947 | Tesla Inc. | 65071 | Buffalo NY GigaFactory | NY | Erie | PV1 | Solar Photovoltaic | PV |  | S | 2 |  | 2 | 2 |  | N |  |  | N | Industrial Non-CHP | 6 | X | SUN
Solar Photovoltaic.SUN | solar PV | FALSE | 60947 | Tesla Inc. | 65072 | Fremont CA AutoFactory | CA | Alameda | RF67 | Solar Photovoltaic | PV |  | S | 0.3 |  | 0.3 | 0.3 |  | N |  |  | N | Industrial Non-CHP | 6 | X | SUN
Solar Photovoltaic.SUN | solar PV | TRUE | 64482 | Everson Garden LLC | 65075 | Everson Garden | MN | Waseca | CGS | Solar Photovoltaic | PV |  | S | 1 | 1 | 1 | 1 |  | N |  |  | N | IPP Non-CHP | 2 | X | SUN
Solar Photovoltaic.SUN | solar PV | TRUE | 59254 | NuGen Capital Management | 65083 | Halifax Solar | MA | Plymouth | PV1 | Solar Photovoltaic | PV |  | S | 2.5 |  | 2.5 | 2.5 |  | N |  |  | N | IPP Non-CHP | 2 | X | SUN
Solar Photovoltaic.SUN | solar PV | TRUE | 64487 | Coolangatta Solar LLC | 65084 | Pitkin County Solar | CO | Pitkin | PTKN | Solar Photovoltaic | PV |  | W | 5 | 0.85 | 5 | 5 |  | N |  |  | N | IPP Non-CHP | 2 | X | SUN
Solar Photovoltaic.SUN | solar PV | TRUE | 59254 | NuGen Capital Management | 65085 | 580 River Solar | MA | Worcester | PV1 | Solar Photovoltaic | PV |  | S | 3.1 |  | 3.1 | 3.1 |  | N |  |  | N | IPP Non-CHP | 2 | X | SUN
Solar Photovoltaic.SUN | solar PV | TRUE | 9234 | Indiana Municipal Power Agency | 65086 | Bremen | IN | Marshall | BREM | Solar Photovoltaic | PV |  | S | 6.8 |  | 6.8 | 5.4 |  | N |  |  | N | Electric Utility | 1 | X | SUN
Solar Photovoltaic.SUN | solar PV | TRUE | 60025 | Greenbacker Renewable Energy Corporation | 65087 | Shamrock Solar LLC | WI | Jackson | 554 | Solar Photovoltaic | PV |  | S | 3 |  | 3 | 3 |  | N |  |  | N | IPP Non-CHP | 2 | X | SUN
Solar Photovoltaic.SUN | solar PV | TRUE | 60025 | Greenbacker Renewable Energy Corporation | 65088 | Stromland Solar | WI | Buffalo | 510 | Solar Photovoltaic | PV |  | S | 3 |  | 3 | 3 |  | N |  |  | N | IPP Non-CHP | 2 | X | SUN
Solar Photovoltaic.SUN | solar PV | TRUE | 64485 | Ameresco San Joaquin Solar LLC | 65089 | Foothill Sanitary Landfill - Solar Array | CA | San Joaquin | 05452 | Solar Photovoltaic | PV | 1 | S | 3.6 |  | 3.5 | 2.4 |  | N |  |  | N | IPP Non-CHP | 2 | X | SUN
Solar Photovoltaic.SUN | solar PV | TRUE | 60025 | Greenbacker Renewable Energy Corporation | 65091 | IGS KSBD | CA | San Bernardino | 293 | Solar Photovoltaic | PV |  | S | 4.3 |  | 4.3 | 4.3 |  | N |  |  | N | IPP Non-CHP | 2 | X | SUN
Solar Photovoltaic.SUN | solar PV | TRUE | 60025 | Greenbacker Renewable Energy Corporation | 65092 | 115 G Fisher | MA | Plymouth | 634 | Solar Photovoltaic | PV |  | S | 1 | 1 | 1 | 1 |  | N |  |  | N | IPP Non-CHP | 2 | X | SUN
Solar Photovoltaic.SUN | solar PV | TRUE | 60025 | Greenbacker Renewable Energy Corporation | 65093 | 154 D Fisher | MA | Plymouth | 633 | Solar Photovoltaic | PV |  | S | 1 | 1 | 1 | 1 |  | N |  |  | N | IPP Non-CHP | 2 | X | SUN
Solar Photovoltaic.SUN | solar PV | TRUE | 60025 | Greenbacker Renewable Energy Corporation | 65094 | Jackson Legler Solar 1 LLC | NJ | Ocean | 314 | Solar Photovoltaic | PV |  | S | 2.9 |  | 2.9 | 2.9 |  | N |  |  | N | IPP Non-CHP | 2 | X | SUN
Solar Photovoltaic.SUN | solar PV | TRUE | 60025 | Greenbacker Renewable Energy Corporation | 65095 | Mt Arlington Solar 1 LLC | NJ | Morris | 196 | Solar Photovoltaic | PV |  | S | 1.6 |  | 1.6 | 1.6 |  | N |  |  | N | IPP Non-CHP | 2 | X | SUN
Batteries.MWH | battery storage | 0 | 64486 | DG Nebraska Energy Storage, LLC | 65098 | South Sioux City Energy Storage | NE | Dakota | SSCES | Batteries | BA |  | S | 1.5 |  | 1.5 | 1.5 | 0.5 | N |  |  | N | IPP Non-CHP | 2 | X | MWH
Solar Photovoltaic.SUN | solar PV | TRUE | 64493 | Jicarilla Solar 2 LLC | 65103 | Jicarilla Solar 2 | NM | Rio Arriba | JICS2 | Solar Photovoltaic | PV |  | S | 50 | 0.95 | 50 | 50 | 50 | N |  |  | N | IPP Non-CHP | 2 | X | SUN
Solar Photovoltaic.SUN | solar PV | TRUE | 64502 | Ridgeback Solar, LLC | 65110 | Ridgeback | NC | Randolph | RID | Solar Photovoltaic | PV |  | S | 2 |  | 2 | 2 |  | N |  |  | N | IPP Non-CHP | 2 | X | SUN
Solar Photovoltaic.SUN | solar PV | TRUE | 64501 | Thunderhead Solar, LLC | 65111 | Thunderhead | NC | Randolph | THU | Solar Photovoltaic | PV |  | S | 2.6 |  | 2.6 | 2.6 |  | N |  |  | N | IPP Non-CHP | 2 | X | SUN
Solar Photovoltaic.SUN | solar PV | TRUE | 64500 | Norridgewock River Road Solar, LLC | 65112 | River Road | ME | Somerset | RIV | Solar Photovoltaic | PV |  | S | 5 |  | 5 | 5 |  | N |  |  | N | IPP Non-CHP | 2 | X | SUN
Batteries.MWH | battery storage | 0 | 64420 | 196TRE WHAM8 Solar, LLC | 65114 | 196 Tremont St(CSG) | MA | Plymouth | 196BA | Batteries | BA |  | S | 1.5 |  | 1.5 | 1.5 | 1.5 | N |  |  | N | IPP Non-CHP | 2 | X | MWH
Solar Photovoltaic.SUN | solar PV | TRUE | 64420 | 196TRE WHAM8 Solar, LLC | 65114 | 196 Tremont St(CSG) | MA | Plymouth | 196PV | Solar Photovoltaic | PV |  | S | 1.5 |  | 1.5 | 1.5 |  | N |  |  | N | IPP Non-CHP | 2 | X | SUN
Solar Photovoltaic.SUN | solar PV | TRUE | 61944 | MN8 Energy LLC | 65122 | NY8 - Branscomb Solar | NY | Rensselaer | GEN1 | Solar Photovoltaic | PV |  | S | 20 | 1 | 20 | 20 |  | N |  |  | N | IPP Non-CHP | 2 | X | SUN
Solar Photovoltaic.SUN | solar PV | TRUE | 61944 | MN8 Energy LLC | 65124 | NY8 - Regan Solar | NY | Montgomery | GEN1 | Solar Photovoltaic | PV |  | S | 20 | 1 | 20 | 20 |  | N |  |  | N | IPP Non-CHP | 2 | X | SUN
Solar Photovoltaic.SUN | solar PV | TRUE | 61944 | MN8 Energy LLC | 65125 | NY8 - Puckett Solar | NY | Broome | GEN1 | Solar Photovoltaic | PV |  | S | 20 | 1 | 20 | 20 |  | N |  |  | N | IPP Non-CHP | 2 | X | SUN
Solar Photovoltaic.SUN | solar PV | TRUE | 61012 | AES Distributed Energy | 65127 | AES Belleville Solar LLC | IL | St Clair | BELL | Solar Photovoltaic | PV |  | S | 9.9 |  | 9.9 | 9.9 |  | N |  |  | N | IPP Non-CHP | 2 | X | SUN
Onshore Wind Turbine.WND | onshore wind | TRUE | 49893 | Invenergy Services LLC | 65129 | Jayhawk Wind Energy Center | KS | Crawford | 65010 | Onshore Wind Turbine | WT |  | J | 197.4 |  | 197.4 | 197.4 | 0 | N |  |  | N | IPP Non-CHP | 2 | X | WND
Solar Photovoltaic.SUN | solar PV | TRUE | 60947 | Tesla Inc. | 65130 | City of Bowie | MD | Prince Georges | PV1 | Solar Photovoltaic | PV |  | W | 2 |  | 2 | 2 |  | N |  |  | N | IPP Non-CHP | 2 | X | SUN
Solar Photovoltaic.SUN | solar PV | TRUE | 60947 | Tesla Inc. | 65131 | Fremont - Kato Rd | CA | Alameda | PV1 | Solar Photovoltaic | PV |  | S | 0.5 |  | 0.5 | 0.5 |  | N |  |  | N | IPP Non-CHP | 2 | X | SUN
Solar Photovoltaic.SUN | solar PV | TRUE | 60947 | Tesla Inc. | 65131 | Fremont - Kato Rd | CA | Alameda | PV2 | Solar Photovoltaic | PV |  | S | 0.9 |  | 0.9 | 0.9 |  | N |  |  | N | IPP Non-CHP | 2 | X | SUN
Batteries.MWH | battery storage | 0 | 65155 | The Greater Light USA LLC | 65132 | University of the Pacific | CA | San Joaquin | BA1 | Batteries | BA |  | S | 1 |  | 1 | 1 |  | N |  |  | N | IPP Non-CHP | 2 | X | MWH
Solar Photovoltaic.SUN | solar PV | TRUE | 65155 | The Greater Light USA LLC | 65132 | University of the Pacific | CA | San Joaquin | PV1 | Solar Photovoltaic | PV |  | S | 4.5 |  | 4.5 | 4.5 |  | N |  |  | N | IPP Non-CHP | 2 | X | SUN
Solar Photovoltaic.SUN | solar PV | TRUE | 64516 | Azimuth 180 Solar Electric, LLC | 65133 | Benning Road | DC | District of Columbia | BENRD | Solar Photovoltaic | PV |  | S | 0.8 |  | 0.8 | 0.8 |  | N |  |  | N | IPP Non-CHP | 2 | X | SUN
Solar Photovoltaic.SUN | solar PV | TRUE | 60025 | Greenbacker Renewable Energy Corporation | 65135 | ER Bone Hill Solar, LLC | VT | Washington | 288 | Solar Photovoltaic | PV |  | S | 1.2 |  | 1.2 | 1.2 |  | N |  |  | N | IPP Non-CHP | 2 | X | SUN
Batteries.MWH | battery storage | 0 | 64513 | RE Crimson LLC | 65140 | Crimson | CA | Riverside | SWSH1 | Batteries | BA |  | J | 200 |  | 200 | 200 |  | N |  |  | N | IPP Non-CHP | 2 | X | MWH
Batteries.MWH | battery storage | 0 | 64513 | RE Crimson LLC | 65140 | Crimson | CA | Riverside | SWSH2 | Batteries | BA |  | J | 150 |  | 150 | 150 |  | N |  |  | N | IPP Non-CHP | 2 | X | MWH
Onshore Wind Turbine.WND | onshore wind | TRUE | 62870 | Heritage Sustainable Energy. LLC | 65143 | Big Turtle Wind Farm 2 | MI | Huron | BTWF2 | Onshore Wind Turbine | WT |  | S | 29.4 |  | 29.4 | 29.4 | 0.4 | N |  |  | N | IPP Non-CHP | 2 | X | WND
Solar Photovoltaic.SUN | solar PV | TRUE | 58135 | Ecos Energy LLC | 65152 | Clinton Solar | CT | New London | CLINT | Solar Photovoltaic | PV |  | S | 1 | 0.99 | 1 | 1 |  | N |  |  | N | IPP Non-CHP | 2 | X | SUN
Solar Photovoltaic.SUN | solar PV | TRUE | 56769 | Consolidated Edison Development Inc. | 65153 | UMass PV Lot 49 | MA | Hampshire | U49PV | Solar Photovoltaic | PV |  | S | 0.8 |  | 0.9 | 0.5 |  | N |  |  | N | IPP Non-CHP | 2 | X | SUN
Batteries.MWH | battery storage | 0 | 56769 | Consolidated Edison Development Inc. | 65154 | UMass PV Lot 22 | MA | Hampshire | U22ES | Batteries | BA |  | S | 2 |  | 2 | 1.2 | 2 | N |  |  | N | IPP Non-CHP | 2 | X | MWH
Solar Photovoltaic.SUN | solar PV | TRUE | 56769 | Consolidated Edison Development Inc. | 65154 | UMass PV Lot 22 | MA | Hampshire | U22PV | Solar Photovoltaic | PV |  | S | 2.1 |  | 2.1 | 1.2 |  | N |  |  | N | IPP Non-CHP | 2 | X | SUN
Onshore Wind Turbine.WND | onshore wind | TRUE | 64533 | Lacy Creek Wind, LLC | 65162 | Lacy Creek Wind Energy Center | TX | Sterling | LCW1 | Onshore Wind Turbine | WT |  | S | 301.3 |  | 301.3 | 301.3 | 0 | N |  |  | N | IPP Non-CHP | 2 | X | WND
Solar Photovoltaic.SUN | solar PV | TRUE | 64516 | Azimuth 180 Solar Electric, LLC | 65163 | Orioles Community Solar | NY | Greene | ORIOL | Solar Photovoltaic | PV |  | S | 5.6 |  | 5.6 | 5.6 |  | N |  |  | N | IPP Non-CHP | 2 |  | SUN
Solar Photovoltaic.SUN | solar PV | TRUE | 60025 | Greenbacker Renewable Energy Corporation | 65166 | ER Center Road Solar, LLC | VT | Caledonia | 287 | Solar Photovoltaic | PV |  | S | 2.1 |  | 2.1 | 2.1 |  | N |  |  | N | IPP Non-CHP | 2 | X | SUN
Solar Photovoltaic.SUN | solar PV | TRUE | 60025 | Greenbacker Renewable Energy Corporation | 65167 | Hudson County Solar | NJ | Hudson | 470 | Solar Photovoltaic | PV |  | S | 1.2 |  | 1.2 | 1.2 |  | N |  |  | N | IPP Non-CHP | 2 | X | SUN
Solar Photovoltaic.SUN | solar PV | TRUE | 59213 | Maas Energy Works | 65168 | Five H Farms Solar Array | CA | Merced | FHF | Solar Photovoltaic | PV |  | S | 1 | 0.86 | 1.1 | 1.1 |  | N |  |  | N | IPP Non-CHP | 2 | X | SUN
Solar Photovoltaic.SUN | solar PV | FALSE | 59213 | Maas Energy Works | 65169 | Van der Kooi Dairy Solary Array | CA | Fresno | VDK | Solar Photovoltaic | PV |  | S | 1 | 0.86 | 1.5 | 1.5 |  | N |  |  | N | Industrial Non-CHP | 6 | X | SUN
Batteries.MWH | battery storage | 0 | 64534 | Cranberry Highway Solar, LLC | 65174 | Cranberry Highway Solar LLC | MA | Plymouth | BA1 | Batteries | BA |  | S | 2 |  | 2 | 2 | 0 | N |  |  | N | IPP Non-CHP | 2 | X | MWH
Solar Photovoltaic.SUN | solar PV | TRUE | 64534 | Cranberry Highway Solar, LLC | 65174 | Cranberry Highway Solar LLC | MA | Plymouth | PV1 | Solar Photovoltaic | PV |  | S | 2.2 |  | 2.2 | 2.2 | 0 | N |  |  | N | IPP Non-CHP | 2 | X | SUN
Solar Photovoltaic.SUN | solar PV | TRUE | 64535 | ENGIE 2019 ProjectCo MA-1, LLC | 65175 | ENGIE 2019 ProjectCo-MA1, LLC | MA | Hampden | PV1 | Solar Photovoltaic | PV |  | S | 4.5 |  | 5 | 5 |  | N |  |  | N | IPP Non-CHP | 2 | X | SUN
Solar Photovoltaic.SUN | solar PV | TRUE | 60025 | Greenbacker Renewable Energy Corporation | 65176 | WW-DC Solar 1, LLC | DC | District of Columbia | 654 | Solar Photovoltaic | PV |  | S | 1.2 |  | 1.2 | 1.2 |  | N |  |  | N | IPP Non-CHP | 2 | X | SUN
Solar Photovoltaic.SUN | solar PV | FALSE | 64538 | Donaghy Sales Inc. | 65177 | Donaghy-Stockton | CA | San Joaquin | DSPV1 | Solar Photovoltaic | PV |  | S | 1.1 |  | 1.1 | 0.7 |  | N |  |  | N | Commercial Non-CHP | 4 | X | SUN
Solar Photovoltaic.SUN | solar PV | TRUE | 60531 | Standard Solar | 65178 | Mtn. Solar 4 (CSG) | CO | Jefferson | MTNS4 | Solar Photovoltaic | PV |  | S | 1.5 |  | 1.5 | 1.5 |  | N |  |  | N | IPP Non-CHP | 2 | X | SUN
Solar Photovoltaic.SUN | solar PV | TRUE | 58970 | Ecoplexus, Inc | 65182 | CSP Los Angeles | CA | Los Angeles | CSLPA | Solar Photovoltaic | PV |  | S | 2.3 |  | 2.3 | 2.3 |  | N |  |  | N | IPP Non-CHP | 2 | X | SUN
Solar Photovoltaic.SUN | solar PV | TRUE | 60025 | Greenbacker Renewable Energy Corporation | 65183 | Norton LLC | MA | Bristol | 671 | Solar Photovoltaic | PV |  | S | 3.3 |  | 3.3 | 3.3 |  | N |  |  | N | IPP Non-CHP | 2 | X | SUN
Solar Photovoltaic.SUN | solar PV | TRUE | 60025 | Greenbacker Renewable Energy Corporation | 65184 | Holliston LLC | MA | Middlesex | 674 | Solar Photovoltaic | PV |  | S | 1.5 |  | 1.5 | 1.5 |  | N |  |  | N | IPP Non-CHP | 2 | X | SUN
Solar Photovoltaic.SUN | solar PV | TRUE | 61944 | MN8 Energy LLC | 65185 | Broadway 3 - Tucson Phase I | AZ | Pima | GEN1 | Solar Photovoltaic | PV |  | S | 1 |  | 1 | 1 |  | N |  |  | N | IPP Non-CHP | 2 | X | SUN
Solar Photovoltaic.SUN | solar PV | TRUE | 61944 | MN8 Energy LLC | 65186 | Broadway 3 - UC Merced 1 | CA | Merced | GEN1 | Solar Photovoltaic | PV |  | S | 1 |  | 1 | 1 |  | N |  |  | N | IPP Non-CHP | 2 | X | SUN
Solar Photovoltaic.SUN | solar PV | TRUE | 61944 | MN8 Energy LLC | 65187 | Broadway 3 - UCSB Lot 38 | CA | Santa Barbara | GEN1 | Solar Photovoltaic | PV |  | S | 1.8 |  | 1 | 1 |  | N |  |  | N | IPP Non-CHP | 2 | X | SUN
Solar Photovoltaic.SUN | solar PV | TRUE | 61944 | MN8 Energy LLC | 65188 | Broadway 4 - Target Shafter | CA | Kern | GEN1 | Solar Photovoltaic | PV |  | S | 1.6 |  | 1.6 | 1.6 |  | N |  |  | N | IPP Non-CHP | 2 | X | SUN
Solar Photovoltaic.SUN | solar PV | TRUE | 64539 | CHF-Davis I, LLC | 65189 | West Village Solar - Array 1Community Solar | CA | Yolo | WVSA1 | Solar Photovoltaic | PV |  | S | 1.2 | 1 | 1 | 0.7 |  | N |  |  | N | IPP Non-CHP | 2 | X | SUN
Solar Photovoltaic.SUN | solar PV | TRUE | 64539 | CHF-Davis I, LLC | 65190 | West Village Solar - Array 2 Community Solar | CA | Yolo | WVSA2 | Solar Photovoltaic | PV |  | S | 1.3 | 1 | 1 | 0.9 |  | N |  |  | N | IPP Non-CHP | 2 | X | SUN
Other Natural Gas.NG | natural gas peaker | TRUE | 56778 | Bloom Energy 2009 PPA | 65191 | University of San Diego | CA | San Diego | USD00 | Other Natural Gas | FC |  | S | 1 |  | 1 | 1 | 1 | N |  |  | N | IPP Non-CHP | 2 | X | NG
Other Natural Gas.NG | natural gas peaker | TRUE | 57128 | Bloom Energy | 65192 | AT&T San Diego | CA | San Diego | ATT41 | Other Natural Gas | FC |  | S | 1 |  | 1 | 1 | 1 | N |  |  | N | IPP Non-CHP | 2 | X | NG
Other Natural Gas.NG | natural gas peaker | TRUE | 56778 | Bloom Energy 2009 PPA | 65193 | CalTech - Pasadena (PPA) | CA | Los Angeles | CLT05 | Other Natural Gas | FC |  | S | 1 |  | 1 | 1 | 1 | N |  |  | N | IPP Non-CHP | 2 | X | NG
Other Natural Gas.NG | natural gas peaker | TRUE | 56778 | Bloom Energy 2009 PPA | 65194 | AT&T Middletown | NJ | Monmouth | ATT39 | Other Natural Gas | FC |  | S | 2 |  | 2 | 2 | 2 | N |  |  | N | IPP Non-CHP | 2 | X | NG
Other Natural Gas.NG | natural gas peaker | TRUE | 57128 | Bloom Energy | 65196 | SCC - San Jose | CA | Santa Clara | SCC02 | Other Natural Gas | FC |  | S | 1 |  | 1 | 1 | 1 | N |  |  | N | IPP Non-CHP | 2 | X | NG
Other Natural Gas.NG | natural gas peaker | TRUE | 57128 | Bloom Energy | 65197 | Medtronic - New Haven 2 | CT | New Haven | MDC04 | Other Natural Gas | FC |  | S | 2.2 |  | 2.2 | 2.2 | 2.2 | N |  |  | N | IPP Non-CHP | 2 | X | NG
Other Natural Gas.NG | natural gas peaker | TRUE | 57128 | Bloom Energy | 65198 | Medtronic - New Haven | CT | New Haven | MDC02 | Other Natural Gas | FC |  | S | 2.3 |  | 2.3 | 2.3 | 2.3 | N |  |  | N | IPP Non-CHP | 2 | X | NG
Other Natural Gas.NG | natural gas peaker | TRUE | 57128 | Bloom Energy | 65199 | Keysight - Santa Rosa | CA | Sonoma | KST00 | Other Natural Gas | FC |  | S | 4.5 |  | 4.5 | 4.5 | 4.5 | N |  |  | N | IPP Non-CHP | 2 | X | NG
Other Natural Gas.NG | natural gas peaker | TRUE | 57128 | Bloom Energy | 65200 | DirecTV - Los Angeles | CA | Los Angeles | DTV02 | Other Natural Gas | FC |  | S | 1 |  | 1 | 1 | 1 | N |  |  | N | IPP Non-CHP | 2 | X | NG
Other Natural Gas.NG | natural gas peaker | TRUE | 57128 | Bloom Energy | 65201 | Certain Solar - Staten Island | NY | Richmond | CTS0A | Other Natural Gas | FC |  | S | 2 |  | 2 | 2 | 2 | N |  |  | N | IPP Non-CHP | 2 | X | NG
Other Natural Gas.NG | natural gas peaker | TRUE | 57128 | Bloom Energy | 65201 | Certain Solar - Staten Island | NY | Richmond | CTS0B | Other Natural Gas | FC |  | S | 1.5 |  | 1.5 | 1.5 | 1.5 | N |  |  | N | IPP Non-CHP | 2 | X | NG
Other Natural Gas.NG | natural gas peaker | TRUE | 57128 | Bloom Energy | 65201 | Certain Solar - Staten Island | NY | Richmond | CTS0C | Other Natural Gas | FC |  | S | 2 |  | 2 | 2 | 2 | N |  |  | N | IPP Non-CHP | 2 | X | NG
Other Natural Gas.NG | natural gas peaker | TRUE | 57128 | Bloom Energy | 65201 | Certain Solar - Staten Island | NY | Richmond | CTS0D | Other Natural Gas | FC |  | S | 2 |  | 2 | 2 | 2 | N |  |  | N | IPP Non-CHP | 2 | X | NG
Other Natural Gas.NG | natural gas peaker | TRUE | 57128 | Bloom Energy | 65202 | CalTech - Pasadena | CA | Los Angeles | CLT05 | Other Natural Gas | FC |  | S | 1 |  | 1 | 1 | 1 | N |  |  | N | IPP Non-CHP | 2 | X | NG
Other Natural Gas.NG | natural gas peaker | TRUE | 57128 | Bloom Energy | 65203 | Beckton Dickenson - San Jose | CA | Santa Clara | BDB01 | Other Natural Gas | FC |  | S | 1 |  | 1 | 1 | 1 | N |  |  | N | IPP Non-CHP | 2 | X | NG
Other Natural Gas.NG | natural gas peaker | TRUE | 57128 | Bloom Energy | 65204 | AT&T - Redwood City | CA | San Mateo | ATT95 | Other Natural Gas | FC |  | S | 1 |  | 1 | 1 | 1 | N |  |  | N | IPP Non-CHP | 2 | X | NG
Other Natural Gas.NG | natural gas peaker | TRUE | 57128 | Bloom Energy | 65205 | AT&T - Gardena | CA | Los Angeles | ATT26 | Other Natural Gas | FC |  | S | 1 |  | 1 | 1 | 1 | N |  |  | N | IPP Non-CHP | 2 | X | NG
Other Natural Gas.NG | natural gas peaker | TRUE | 57128 | Bloom Energy | 65206 | AT&T - Hawthorne | CA | Los Angeles | ATT58 | Other Natural Gas | FC |  | S | 1 |  | 1 | 1 | 1 | N |  |  | N | IPP Non-CHP | 2 | X | NG
Other Natural Gas.NG | natural gas peaker | TRUE | 57128 | Bloom Energy | 65208 | AT&T - Hayward | CA | Alameda | ATA17 | Other Natural Gas | FC |  | S | 1 |  | 1 | 1 | 1 | N |  |  | N | IPP Non-CHP | 2 | X | NG
Other Natural Gas.NG | natural gas peaker | TRUE | 57128 | Bloom Energy | 65209 | Equinix - Billerica | MA | Middlesex | EQX53 | Other Natural Gas | FC |  | S | 1.9 |  | 1.9 | 1.9 | 1.9 | N |  |  | N | IPP Non-CHP | 2 | X | NG
Other Natural Gas.NG | natural gas peaker | TRUE | 57128 | Bloom Energy | 65210 | Enloe Medical - Chico | CA | Butte | ENL00 | Other Natural Gas | FC |  | S | 1.7 |  | 1.7 | 1.7 | 1.7 | N |  |  | N | IPP Non-CHP | 2 | X | NG
Other Natural Gas.NG | natural gas peaker | TRUE | 57128 | Bloom Energy | 65211 | Comcast - Universal City | CA | Los Angeles | CMC04 | Other Natural Gas | FC |  | S | 1 |  | 1 | 1 | 1 | N |  |  | N | IPP Non-CHP | 2 | X | NG
Other Natural Gas.NG | natural gas peaker | TRUE | 57128 | Bloom Energy | 65212 | Altice - Hicksville | NY | Nassau | ATC04 | Other Natural Gas | FC |  | S | 2 |  | 2 | 2 | 2 | N |  |  | N | IPP Non-CHP | 2 | X | NG
Other Natural Gas.NG | natural gas peaker | TRUE | 57128 | Bloom Energy | 65213 | Altice - Parsippany | NJ | Morris | ATC03 | Other Natural Gas | FC |  | S | 2 |  | 2 | 2 | 2 | N |  |  | N | IPP Non-CHP | 2 | X | NG
Solar Photovoltaic.SUN | solar PV | TRUE | 60025 | Greenbacker Renewable Energy Corporation | 65216 | Woburn | MA | Middlesex | 673 | Solar Photovoltaic | PV |  | S | 1.3 |  | 1.3 | 1.3 |  | N |  |  | N | IPP Non-CHP | 2 | X | SUN
Batteries.MWH | battery storage | 0 | 61012 | AES Distributed Energy | 65217 | South Goshen Community Solar | NY | Orange | BESS | Batteries | BA |  | S | 4.5 |  | 4.5 | 4.5 |  | N |  |  | N | IPP Non-CHP | 2 | X | MWH
Solar Photovoltaic.SUN | solar PV | TRUE | 61012 | AES Distributed Energy | 65217 | South Goshen Community Solar | NY | Orange | SGOSH | Solar Photovoltaic | PV |  | S | 5 |  | 5 | 5 |  | N |  |  | N | IPP Non-CHP | 2 | X | SUN
Solar Photovoltaic.SUN | solar PV | TRUE | 63244 | KSI II Consolidated, LLC | 65222 | County Road 17 (CSG) | NY | Chenango | AFTON | Solar Photovoltaic | PV |  | S | 3.3 |  | 3.3 | 3.3 | 3.3 | N |  |  | N | IPP Non-CHP | 2 | X | SUN
Solar Photovoltaic.SUN | solar PV | TRUE | 60025 | Greenbacker Renewable Energy Corporation | 65227 | Ameresco Danville Solar, LLC | IL | Vermilion | 401 | Solar Photovoltaic | PV |  | S | 2 |  | 2 | 2 |  | N |  |  | N | IPP Non-CHP | 2 | X | SUN
Solar Photovoltaic.SUN | solar PV | TRUE | 64556 | TLS Capital, Inc | 65228 | Red Prairie Solar | OR | Yamhill | RP21 | Solar Photovoltaic | PV |  | W | 2.2 |  | 2.2 | 2.2 |  | N |  |  | N | IPP Non-CHP | 2 | X | SUN
Solar Photovoltaic.SUN | solar PV | FALSE | 64558 | OK Produce | 65229 | OK Produce Fresno Carport | CA | Fresno | OKPVC | Solar Photovoltaic | PV |  | S | 2 |  | 2 | 1.3 |  | N |  |  | N | Commercial Non-CHP | 4 | X | SUN
Solar Photovoltaic.SUN | solar PV | TRUE | 64546 | Truman Solar, LLC | 65230 | Truman Solar | MO | Boone | TMS | Solar Photovoltaic | PV |  | S | 10 |  | 10 | 10 |  | N |  |  | N | IPP Non-CHP | 2 | X | SUN
Solar Photovoltaic.SUN | solar PV | TRUE | 61944 | MN8 Energy LLC | 65232 | Chambers 3 - Lewis County | NY | Lewis | GEN1 | Solar Photovoltaic | PV |  | S | 2 |  | 2 | 2 |  | N |  |  | N | IPP Non-CHP | 2 | X | SUN
Solar Photovoltaic.SUN | solar PV | TRUE | 61944 | MN8 Energy LLC | 65233 | Chambers 3 - Erie County Alden | NY | Erie | GEN1 | Solar Photovoltaic | PV |  | S | 2 |  | 2 | 2 |  | N |  |  | N | IPP Non-CHP | 2 | X | SUN
Solar Photovoltaic.SUN | solar PV | TRUE | 64550 | UXI CSG Venture 2 8302 LLC | 65235 | Venture 2 - 1B | CO | Adams | 75024 | Solar Photovoltaic | PV |  | S | 1.5 |  | 1.5 | 1.5 |  | N |  |  | N | IPP Non-CHP | 2 | X | SUN
Solar Photovoltaic.SUN | solar PV | TRUE | 64551 | UXI CSG Venture 3 8303 LLC | 65236 | Venture 3 - 1C | CO | Adams | 75021 | Solar Photovoltaic | PV |  | S | 1.5 | 0.81 | 1.5 | 1.5 |  | N |  |  | N | IPP Non-CHP | 2 | X | SUN
Solar Photovoltaic.SUN | solar PV | TRUE | 64552 | UXI CSG Venture 4 8304 LLC | 65237 | Venture 4 - 1D | CO | Adams | 75023 | Solar Photovoltaic | PV |  | S | 1.5 | 0.81 | 1.5 | 1.5 | 1.5 | N |  |  | N | IPP Non-CHP | 2 | X | SUN
Solar Photovoltaic.SUN | solar PV | TRUE | 61944 | MN8 Energy LLC | 65238 | Chambers 4 - Eastvale LGB3 | CA | Riverside | GEN1 | Solar Photovoltaic | PV |  | S | 2.4 |  | 2.4 | 2.4 |  | N |  |  | N | IPP Non-CHP | 2 | X | SUN
Solar Photovoltaic.SUN | solar PV | TRUE | 64560 | Charlemont MA, LLC | 65242 | Charlemont A | MA | Franklin | CMS | Solar Photovoltaic | PV |  | S | 2.5 |  | 2.5 | 2.5 |  | N |  |  | N | IPP Non-CHP | 2 | X | SUN
Batteries.MWH | battery storage | 0 | 64560 | Charlemont MA, LLC | 65242 | Charlemont A | MA | Franklin | CMSB | Batteries | BA |  | S | 2.5 |  | 2.5 | 2.5 | 0 | N |  |  | N | IPP Non-CHP | 2 | X | MWH
Solar Photovoltaic.SUN | solar PV | TRUE | 61944 | MN8 Energy LLC | 65251 | Chambers 4 - Redland LGB4 | CA | San Bernardino | GEN1 | Solar Photovoltaic | PV |  | S | 1.9 |  | 1.9 | 1.9 |  | N |  |  | N | IPP Non-CHP | 2 | X | SUN
Solar Photovoltaic.SUN | solar PV | TRUE | 61944 | MN8 Energy LLC | 65252 | Chambers 4 - Riverside LGB6 | CA | Riverside | GEN1 | Solar Photovoltaic | PV |  | S | 2.4 |  | 2.4 | 2.4 |  | N |  |  | N | IPP Non-CHP | 2 | X | SUN
Solar Photovoltaic.SUN | solar PV | TRUE | 61944 | MN8 Energy LLC | 65253 | Chambers 4 - Rialto LGB8 | CA | San Bernardino | GEN1 | Solar Photovoltaic | PV |  | S | 2.2 |  | 2.2 | 2.2 |  | N |  |  | N | IPP Non-CHP | 2 | X | SUN
Solar Photovoltaic.SUN | solar PV | TRUE | 61944 | MN8 Energy LLC | 65254 | Chambers 4 - Sacramento SMF1 | CA | Sacramento | GEN1 | Solar Photovoltaic | PV |  | S | 2.7 |  | 2.7 | 2.7 |  | N |  |  | N | IPP Non-CHP | 2 | X | SUN
Solar Photovoltaic.SUN | solar PV | TRUE | 61944 | MN8 Energy LLC | 65255 | Chambers 4 - Eastvale DCA2 | CA | Riverside | GEN1 | Solar Photovoltaic | PV |  | S | 1.5 |  | 1.5 | 1.5 |  | N |  |  | N | IPP Non-CHP | 2 | X | SUN
Solar Photovoltaic.SUN | solar PV | TRUE | 61944 | MN8 Energy LLC | 65256 | Chambers 4 - San Bernardino SNA7 | CA | San Bernardino | GEN1 | Solar Photovoltaic | PV |  | S | 2 |  | 2 | 2 |  | N |  |  | N | IPP Non-CHP | 2 | X | SUN
Solar Photovoltaic.SUN | solar PV | TRUE | 62915 | Madison Energy Holdings LLC | 65257 | Lineage MS | MS | Rankin | LMS01 | Solar Photovoltaic | PV |  | S | 1.2 |  | 1.2 | 1.2 |  | N |  |  | N | IPP Non-CHP | 2 | X | SUN
Solar Photovoltaic.SUN | solar PV | TRUE | 62915 | Madison Energy Holdings LLC | 65258 | Wapakoneta-Pratt | OH | Auglaize | WKP01 | Solar Photovoltaic | PV |  | S | 13.5 |  | 13.5 | 13.5 |  | N |  |  | N | IPP Non-CHP | 2 | X | SUN
Batteries.MWH | battery storage | 0 | 64564 | Byrd Ranch Storage LLC | 65259 | Byrd Ranch Storage | TX | Brazoria | P1 | Batteries | BA |  | S | 50 |  | 50 | 50 | -17 | N |  |  | N | IPP Non-CHP | 2 | X | MWH
Natural Gas Internal Combustion Engine.NG | natural gas peaker | TRUE | 64449 | Texas Microgrid, LLC | 65261 | HEB00020 | TX | Harris | H0201 | Natural Gas Internal Combustion Engine | IC |  | S | 0.4 | 0.8 | 0.4 | 0.4 | 0 | N |  |  | N | IPP Non-CHP | 2 | X | NG
Natural Gas Internal Combustion Engine.NG | natural gas peaker | TRUE | 64449 | Texas Microgrid, LLC | 65261 | HEB00020 | TX | Harris | H0202 | Natural Gas Internal Combustion Engine | IC |  | S | 0.4 | 0.8 | 0.4 | 0.4 | 0 | N |  |  | N | IPP Non-CHP | 2 | X | NG
Natural Gas Internal Combustion Engine.NG | natural gas peaker | TRUE | 64449 | Texas Microgrid, LLC | 65261 | HEB00020 | TX | Harris | H0203 | Natural Gas Internal Combustion Engine | IC |  | S | 0.4 | 0.8 | 0.4 | 0.4 | 0 | N |  |  | N | IPP Non-CHP | 2 | X | NG
Natural Gas Internal Combustion Engine.NG | natural gas peaker | TRUE | 64449 | Texas Microgrid, LLC | 65262 | HEB00028 | TX | Galveston | H0281 | Natural Gas Internal Combustion Engine | IC |  | S | 0.4 | 0.8 | 0.4 | 0.4 | 0 | N |  |  | N | IPP Non-CHP | 2 | X | NG
Natural Gas Internal Combustion Engine.NG | natural gas peaker | TRUE | 64449 | Texas Microgrid, LLC | 65262 | HEB00028 | TX | Galveston | H0282 | Natural Gas Internal Combustion Engine | IC |  | S | 0.4 | 0.8 | 0.4 | 0.4 | 0 | N |  |  | N | IPP Non-CHP | 2 | X | NG
Natural Gas Internal Combustion Engine.NG | natural gas peaker | TRUE | 64449 | Texas Microgrid, LLC | 65262 | HEB00028 | TX | Galveston | H0283 | Natural Gas Internal Combustion Engine | IC |  | S | 0.4 | 0.8 | 0.4 | 0.4 | 0 | N |  |  | N | IPP Non-CHP | 2 | X | NG
Natural Gas Internal Combustion Engine.NG | natural gas peaker | TRUE | 64449 | Texas Microgrid, LLC | 65263 | HEB00038 | TX | Hidalgo | H0381 | Natural Gas Internal Combustion Engine | IC |  | S | 0.4 | 0.8 | 0.4 | 0.4 | 0 | N |  |  | N | IPP Non-CHP | 2 | X | NG
Natural Gas Internal Combustion Engine.NG | natural gas peaker | TRUE | 64449 | Texas Microgrid, LLC | 65263 | HEB00038 | TX | Hidalgo | H0382 | Natural Gas Internal Combustion Engine | IC |  | S | 0.4 | 0.8 | 0.4 | 0.4 | 0 | N |  |  | N | IPP Non-CHP | 2 | X | NG
Natural Gas Internal Combustion Engine.NG | natural gas peaker | TRUE | 64449 | Texas Microgrid, LLC | 65263 | HEB00038 | TX | Hidalgo | H0383 | Natural Gas Internal Combustion Engine | IC |  | S | 0.4 | 0.8 | 0.4 | 0.4 | 0 | N |  |  | N | IPP Non-CHP | 2 | X | NG
Natural Gas Internal Combustion Engine.NG | natural gas peaker | TRUE | 64449 | Texas Microgrid, LLC | 65264 | HEB00054 | TX | Harris | H0541 | Natural Gas Internal Combustion Engine | IC |  | S | 0.4 | 0.8 | 0.4 | 0.4 | 0 | N |  |  | N | IPP Non-CHP | 2 | X | NG
Natural Gas Internal Combustion Engine.NG | natural gas peaker | TRUE | 64449 | Texas Microgrid, LLC | 65264 | HEB00054 | TX | Harris | H0542 | Natural Gas Internal Combustion Engine | IC |  | S | 0.4 | 0.8 | 0.4 | 0.4 | 0 | N |  |  | N | IPP Non-CHP | 2 | X | NG
Natural Gas Internal Combustion Engine.NG | natural gas peaker | TRUE | 64449 | Texas Microgrid, LLC | 65264 | HEB00054 | TX | Harris | H0543 | Natural Gas Internal Combustion Engine | IC |  | S | 0.4 | 0.8 | 0.4 | 0.4 | 0 | N |  |  | N | IPP Non-CHP | 2 | X | NG
Natural Gas Internal Combustion Engine.NG | natural gas peaker | TRUE | 64449 | Texas Microgrid, LLC | 65265 | HEB00057 | TX | Nueces | H0571 | Natural Gas Internal Combustion Engine | IC |  | S | 0.4 | 0.8 | 0.4 | 0.4 | 0 | N |  |  | N | IPP Non-CHP | 2 | X | NG
Natural Gas Internal Combustion Engine.NG | natural gas peaker | TRUE | 64449 | Texas Microgrid, LLC | 65265 | HEB00057 | TX | Nueces | H0572 | Natural Gas Internal Combustion Engine | IC |  | S | 0.4 | 0.8 | 0.4 | 0.4 | 0 | N |  |  | N | IPP Non-CHP | 2 | X | NG
Natural Gas Internal Combustion Engine.NG | natural gas peaker | TRUE | 64449 | Texas Microgrid, LLC | 65265 | HEB00057 | TX | Nueces | H0573 | Natural Gas Internal Combustion Engine | IC |  | S | 0.4 | 0.8 | 0.4 | 0.4 | 0 | N |  |  | N | IPP Non-CHP | 2 | X | NG
Natural Gas Internal Combustion Engine.NG | natural gas peaker | TRUE | 64449 | Texas Microgrid, LLC | 65266 | HEB00070 | TX | Taylor | H0701 | Natural Gas Internal Combustion Engine | IC |  | S | 0.4 | 0.8 | 0.4 | 0.4 | 0 | N |  |  | N | IPP Non-CHP | 2 | X | NG
Natural Gas Internal Combustion Engine.NG | natural gas peaker | TRUE | 64449 | Texas Microgrid, LLC | 65266 | HEB00070 | TX | Taylor | H0702 | Natural Gas Internal Combustion Engine | IC |  | S | 0.4 | 0.8 | 0.4 | 0.4 | 0 | N |  |  | N | IPP Non-CHP | 2 | X | NG
Natural Gas Internal Combustion Engine.NG | natural gas peaker | TRUE | 64449 | Texas Microgrid, LLC | 65266 | HEB00070 | TX | Taylor | H0703 | Natural Gas Internal Combustion Engine | IC |  | S | 0.4 | 0.8 | 0.4 | 0.4 | 0 | N |  |  | N | IPP Non-CHP | 2 | X | NG
Natural Gas Internal Combustion Engine.NG | natural gas peaker | TRUE | 64449 | Texas Microgrid, LLC | 65267 | HEB00099 | TX | Harris | H0991 | Natural Gas Internal Combustion Engine | IC |  | S | 0.4 | 0.8 | 0.4 | 0.4 | 0 | N |  |  | N | IPP Non-CHP | 2 | X | NG
Natural Gas Internal Combustion Engine.NG | natural gas peaker | TRUE | 64449 | Texas Microgrid, LLC | 65267 | HEB00099 | TX | Harris | H0992 | Natural Gas Internal Combustion Engine | IC |  | S | 0.4 | 0.8 | 0.4 | 0.4 | 0 | N |  |  | N | IPP Non-CHP | 2 | X | NG
Natural Gas Internal Combustion Engine.NG | natural gas peaker | TRUE | 64449 | Texas Microgrid, LLC | 65267 | HEB00099 | TX | Harris | H0993 | Natural Gas Internal Combustion Engine | IC |  | S | 0.4 | 0.8 | 0.4 | 0.4 | 0 | N |  |  | N | IPP Non-CHP | 2 | X | NG
Natural Gas Internal Combustion Engine.NG | natural gas peaker | TRUE | 64449 | Texas Microgrid, LLC | 65268 | HEB00109 | TX | Harris | H1091 | Natural Gas Internal Combustion Engine | IC |  | S | 0.4 | 0.8 | 0.4 | 0.4 | 0 | N |  |  | N | IPP Non-CHP | 2 | X | NG
Natural Gas Internal Combustion Engine.NG | natural gas peaker | TRUE | 64449 | Texas Microgrid, LLC | 65268 | HEB00109 | TX | Harris | H1092 | Natural Gas Internal Combustion Engine | IC |  | S | 0.4 | 0.8 | 0.4 | 0.4 | 0 | N |  |  | N | IPP Non-CHP | 2 | X | NG
Natural Gas Internal Combustion Engine.NG | natural gas peaker | TRUE | 64449 | Texas Microgrid, LLC | 65268 | HEB00109 | TX | Harris | H1093 | Natural Gas Internal Combustion Engine | IC |  | S | 0.4 | 0.8 | 0.4 | 0.4 | 0 | N |  |  | N | IPP Non-CHP | 2 | X | NG
Natural Gas Internal Combustion Engine.NG | natural gas peaker | TRUE | 64449 | Texas Microgrid, LLC | 65269 | HEB00110 | TX | Fort Bend | H1101 | Natural Gas Internal Combustion Engine | IC |  | S | 0.4 | 0.8 | 0.4 | 0.4 | 0 | N |  |  | N | IPP Non-CHP | 2 | X | NG
Natural Gas Internal Combustion Engine.NG | natural gas peaker | TRUE | 64449 | Texas Microgrid, LLC | 65269 | HEB00110 | TX | Fort Bend | H1102 | Natural Gas Internal Combustion Engine | IC |  | S | 0.4 | 0.8 | 0.4 | 0.4 | 0 | N |  |  | N | IPP Non-CHP | 2 | X | NG
Natural Gas Internal Combustion Engine.NG | natural gas peaker | TRUE | 64449 | Texas Microgrid, LLC | 65269 | HEB00110 | TX | Fort Bend | H1103 | Natural Gas Internal Combustion Engine | IC |  | S | 0.4 | 0.8 | 0.4 | 0.4 | 0 | N |  |  | N | IPP Non-CHP | 2 | X | NG
Solar Photovoltaic.SUN | solar PV | TRUE | 64568 | BT Noble Solar, LLC | 65271 | Noble Solar | TX | Denton | NBSLR | Solar Photovoltaic | PV |  | S | 275 | 1 | 275 | 275 | 0 | N |  |  | N | IPP Non-CHP | 2 | X | SUN
Batteries.MWH | battery storage | 0 | 64568 | BT Noble Solar, LLC | 65271 | Noble Solar | TX | Denton | NBSTG | Batteries | BA |  | S | 125 | 1 | 125 | 125 | 0 | N |  |  | N | IPP Non-CHP | 2 | X | MWH
Natural Gas Internal Combustion Engine.NG | natural gas peaker | TRUE | 64449 | Texas Microgrid, LLC | 65274 | HEB00182 | TX | Bell | H1821 | Natural Gas Internal Combustion Engine | IC |  | S | 0.4 | 0.8 | 0.4 | 0.4 | 0 | N |  |  | N | IPP Non-CHP | 2 | X | NG
Natural Gas Internal Combustion Engine.NG | natural gas peaker | TRUE | 64449 | Texas Microgrid, LLC | 65274 | HEB00182 | TX | Bell | H1822 | Natural Gas Internal Combustion Engine | IC |  | S | 0.4 | 0.8 | 0.4 | 0.4 | 0 | N |  |  | N | IPP Non-CHP | 2 | X | NG
Natural Gas Internal Combustion Engine.NG | natural gas peaker | TRUE | 64449 | Texas Microgrid, LLC | 65274 | HEB00182 | TX | Bell | H1823 | Natural Gas Internal Combustion Engine | IC |  | S | 0.4 | 0.8 | 0.4 | 0.4 | 0 | N |  |  | N | IPP Non-CHP | 2 | X | NG
Solar Photovoltaic.SUN | solar PV | TRUE | 65173 | United States Solar Corporation | 65276 | USS Peach Solar LLC | MN | Blue Earth | USSPS | Solar Photovoltaic | PV |  | W | 1 |  | 1 | 1 | 1 | N |  |  | N | IPP Non-CHP | 2 | X | SUN
Solar Photovoltaic.SUN | solar PV | FALSE | 63689 | Wonderful Renewable Energy, LLC. | 65277 | Wonderful Huller & Shellling | CA | Kern | WHS01 | Solar Photovoltaic | PV |  | W | 1.5 |  | 1.5 | 0.7 |  | N |  |  | N | Industrial Non-CHP | 6 | X | SUN
Solar Photovoltaic.SUN | solar PV | FALSE | 63689 | Wonderful Renewable Energy, LLC. | 65278 | Wonderful Lost Hills | CA | Kern | WLH01 | Solar Photovoltaic | PV |  | W | 17.1 |  | 16.7 | 13 |  | N |  |  | N | Industrial Non-CHP | 6 | X | SUN
Solar Photovoltaic.SUN | solar PV | TRUE | 64561 | Fairhaven MA 1, LLC | 65279 | Fairhaven E | MA | Franklin | FHS | Solar Photovoltaic | PV |  | S | 2 |  | 2 | 2 |  | N |  |  | N | IPP Non-CHP | 2 | X | SUN
Solar Photovoltaic.SUN | solar PV | TRUE | 60268 | Hartz Solar, LLC | 65280 | 601 Doremus CDG | NJ | Essex | 1 | Solar Photovoltaic | PV |  | S | 1.5 |  | 1.5 | 1.1 |  | N |  |  | N | IPP Non-CHP | 2 | X | SUN
Solar Photovoltaic.SUN | solar PV | TRUE | 64572 | Hampstead Solar, LLC | 65281 | Bomber CSG | MD | Carroll | BOMB | Solar Photovoltaic | PV |  | S | 6 |  | 6 | 6 |  | N |  |  | N | IPP Non-CHP | 2 | X | SUN
Petroleum Liquids.DFO | petroleum | TRUE | 12653 | Lanyard Power Holdings, LLC | 65285 | Chalk Point Steam | MD | Prince Georges | GT1 | Petroleum Liquids | GT |  | W | 16 | 0.85 | 18 | 20 | 5 | N |  |  | N | IPP Non-CHP | 2 | X | DFO
Solar Photovoltaic.SUN | solar PV | TRUE | 58135 | Ecos Energy LLC | 65287 | Barrow Solar | CT | Tolland | BARRO | Solar Photovoltaic | PV |  | S | 2 |  | 2 | 2 |  | N |  |  | N | IPP Non-CHP | 2 | X | SUN
Solar Photovoltaic.SUN | solar PV | TRUE | 60268 | Hartz Solar, LLC | 65289 | 5601 Westside CDG | NJ | Hudson | 1 | Solar Photovoltaic | PV |  | S | 1.5 |  | 1.5 | 1.1 |  | N |  |  | N | IPP Non-CHP | 2 | X | SUN
Conventional Hydroelectric.WAT | hydro | TRUE | 57280 | Eagle Creek Renewable Energy, LLC | 65294 | Indian River Hydro | MA | Hampden | 1 | Conventional Hydroelectric | HY |  | W | 0.7 | 0.8 | 0.7 | 0.7 | 0.1 | N |  |  | N | IPP Non-CHP | 2 | X | WAT
Conventional Hydroelectric.WAT | hydro | TRUE | 57280 | Eagle Creek Renewable Energy, LLC | 65294 | Indian River Hydro | MA | Hampden | 2 | Conventional Hydroelectric | HY |  | W | 0.7 | 0.8 | 0.7 | 0.7 | 0.1 | N |  |  | N | IPP Non-CHP | 2 | X | WAT
Natural Gas Internal Combustion Engine.NG | natural gas peaker | TRUE | 13809 | NorthWestern Energy - (SD) | 65295 | Bob Glanzer Generating Station | SD | Beadle | HG1 | Natural Gas Internal Combustion Engine | IC |  | S | 11.5 | 0.85 | 9.2 | 9.2 | 4.8 | N |  |  | N | Electric Utility | 1 | X | NG
Natural Gas Internal Combustion Engine.NG | natural gas peaker | TRUE | 13809 | NorthWestern Energy - (SD) | 65295 | Bob Glanzer Generating Station | SD | Beadle | HG2 | Natural Gas Internal Combustion Engine | IC |  | S | 11.5 | 0.85 | 9.2 | 9.2 | 4.8 | N |  |  | N | Electric Utility | 1 | X | NG
Natural Gas Internal Combustion Engine.NG | natural gas peaker | TRUE | 13809 | NorthWestern Energy - (SD) | 65295 | Bob Glanzer Generating Station | SD | Beadle | HG3 | Natural Gas Internal Combustion Engine | IC |  | S | 11.5 | 0.85 | 9.2 | 9.2 | 4.8 | N |  |  | N | Electric Utility | 1 | X | NG
Natural Gas Internal Combustion Engine.NG | natural gas peaker | TRUE | 13809 | NorthWestern Energy - (SD) | 65295 | Bob Glanzer Generating Station | SD | Beadle | HG4 | Natural Gas Internal Combustion Engine | IC |  | S | 11.5 | 0.85 | 9.2 | 9.2 | 4.8 | N |  |  | N | Electric Utility | 1 | X | NG
Natural Gas Internal Combustion Engine.NG | natural gas peaker | TRUE | 13809 | NorthWestern Energy - (SD) | 65295 | Bob Glanzer Generating Station | SD | Beadle | HG5 | Natural Gas Internal Combustion Engine | IC |  | S | 11.5 | 0.85 | 9.2 | 9.2 | 4.8 | N |  |  | N | Electric Utility | 1 | X | NG
Natural Gas Internal Combustion Engine.NG | natural gas peaker | TRUE | 13809 | NorthWestern Energy - (SD) | 65295 | Bob Glanzer Generating Station | SD | Beadle | HG6 | Natural Gas Internal Combustion Engine | IC |  | S | 11.5 | 0.85 | 9.2 | 9.2 | 4.8 | N |  |  | N | Electric Utility | 1 | X | NG
Solar Photovoltaic.SUN | solar PV | TRUE | 64602 | DOCCS Midstate | 65297 | DOCCS Midstate | NY | Oneida | 81722 | Solar Photovoltaic | PV |  | S | 3.8 |  | 3.8 | 3.8 |  | N |  |  | N | IPP Non-CHP | 2 | X | SUN
Solar Photovoltaic.SUN | solar PV | TRUE | 64603 | DOCCS Eastern | 65298 | DOCCS Eastern | NY | Ulster | 81724 | Solar Photovoltaic | PV |  | S | 5 |  | 5 | 5 |  | N |  |  | N | IPP Non-CHP | 2 | X | SUN
Solar Photovoltaic.SUN | solar PV | TRUE | 64604 | DOCCS Wende | 65299 | DOCCS Wende | NY | Erie | 81721 | Solar Photovoltaic | PV |  | S | 5 |  | 5 | 5 | 5 | N |  |  | N | IPP Non-CHP | 2 | X | SUN
Solar Photovoltaic.SUN | solar PV | TRUE | 64605 | DOCCS Greenhaven | 65300 | DOCCS Greenhaven | NY | Dutchess | 81723 | Solar Photovoltaic | PV |  | S | 3.7 |  | 3.7 | 3.7 |  | N |  |  | N | IPP Non-CHP | 2 | X | SUN
Solar Photovoltaic.SUN | solar PV | TRUE | 64608 | Sun Valley Solar LLC | 65303 | Sun Valley Solar Project | TX | Hill | SUNS | Solar Photovoltaic | PV |  | S | 250 | 0.95 | 250 | 250 | 0 | N |  |  | N | IPP Non-CHP | 2 | X | SUN
Solar Photovoltaic.SUN | solar PV | TRUE | 64609 | ENGIE Solidago Solar LLC | 65304 | ENGIE Solidago Solar Project - Hybrid | DE | New Castle | SOLAR | Solar Photovoltaic | PV |  | S | 50 | 0.95 | 50 | 50 | 1 | N |  |  | N | IPP Non-CHP | 2 | X | SUN
Onshore Wind Turbine.WND | onshore wind | TRUE | 64611 | Limestone Wind Project, LLC | 65306 | Limestone Wind Project | TX | Navarro | LIMEW | Onshore Wind Turbine | WT |  | S | 299.2 | 0.95 | 299.2 | 299.2 | 1 | N |  |  | N | IPP Non-CHP | 2 | X | WND
Solar Photovoltaic.SUN | solar PV | TRUE | 64612 | Sunnybrook Farm Solar, LLC | 65307 | Sunnybrook Solar Project - Hybrid | VA | Halifax | SUNS | Solar Photovoltaic | PV |  | S | 51 | 0.95 | 51 | 51 | 1 | N |  |  | N | IPP Non-CHP | 2 | X | SUN
Solar Photovoltaic.SUN | solar PV | TRUE | 64577 | Caden Energix Wytheville LLC | 65314 | Caden Energix Wytheville LLC | VA | Wythe | ENX19 | Solar Photovoltaic | PV |  | S | 20 |  | 20 | 20 |  | N |  |  | N | IPP Non-CHP | 2 | X | SUN
Solar Photovoltaic.SUN | solar PV | TRUE | 58468 | Dominion Renewable Energy | 65319 | Maplewood Solar | VA | Pittsylvania | MAPL | Solar Photovoltaic | PV |  | S | 120 |  | 120 | 120 |  | N |  |  | N | Electric Utility | 1 | X | SUN
Solar Photovoltaic.SUN | solar PV | TRUE | 58468 | Dominion Renewable Energy | 65321 | Rochambeau Solar | VA | James City | RBSO | Solar Photovoltaic | PV |  | S | 19.9 |  | 19.9 | 19.9 |  | N |  |  | N | Electric Utility | 1 | X | SUN
Solar Photovoltaic.SUN | solar PV | TRUE | 58468 | Dominion Renewable Energy | 65322 | Fort Powhatan Solar | VA | Prince George | FTPW | Solar Photovoltaic | PV |  | S | 150 |  | 150 | 150 |  | N |  |  | N | Electric Utility | 1 | X | SUN
Solar Photovoltaic.SUN | solar PV | TRUE | 58468 | Dominion Renewable Energy | 65323 | Bedford Solar | VA | Chesapeake City | BEDF | Solar Photovoltaic | PV |  | S | 70 |  | 70 | 70 |  | N |  |  | N | Electric Utility | 1 | X | SUN
Solar Photovoltaic.SUN | solar PV | TRUE | 64641 | ICFTS MD Solar, LLC | 65324 | Hollins Ferry CSG | MD | Baltimore City | HOLL | Solar Photovoltaic | PV |  | S | 1.5 |  | 1.5 | 1.5 |  | N |  |  | N | IPP Non-CHP | 2 | X | SUN
Solar Photovoltaic.SUN | solar PV | TRUE | 56990 | NJR Clean Energy Ventures Corporation | 65329 | Mount Laurel Solar | NJ | Burlington | LAURL | Solar Photovoltaic | PV |  | W | 2.5 |  | 2.5 | 2.5 |  | N |  |  | N | IPP Non-CHP | 2 | X | SUN
Solar Photovoltaic.SUN | solar PV | TRUE | 64640 | 8500 Balboa PV, LLC | 65330 | 8500 Balboa PV, LLC | CA | Los Angeles | BALB1 | Solar Photovoltaic | PV |  | S | 2.4 |  | 2.4 | 2.4 |  | N |  |  | N | IPP Non-CHP | 2 | X | SUN
Solar Photovoltaic.SUN | solar PV | TRUE | 64639 | 20333 Normandie PV, LLC | 65331 | 20333 Normandie PV, LLC | CA | Los Angeles | NORMA | Solar Photovoltaic | PV |  | S | 2.6 |  | 2.6 | 2.4 |  | N |  |  | N | IPP Non-CHP | 2 | X | SUN
Solar Photovoltaic.SUN | solar PV | TRUE | 61060 | Cypress Creek Renewables | 65333 | Shakes Solar | TX | Dimmit | 785 | Solar Photovoltaic | PV |  | S | 200 |  | 200 | 200 |  | N |  |  | N | IPP Non-CHP | 2 | X | SUN
Onshore Wind Turbine.WND | onshore wind | TRUE | 64655 | Appaloosa Run Wind, LLC | 65335 | Appaloosa Run Wind | TX | Upton | WAPPA | Onshore Wind Turbine | WT |  | S | 171.8 |  | 171.8 | 171.8 | 0 | N |  |  | N | IPP Non-CHP | 2 | X | WND
Solar Photovoltaic.SUN | solar PV | TRUE | 64872 | Distributed Solar Development, LLC | 65339 | MD - CS - Potomac Edison Co - GA25 TPE (Community Solar) | MD | Garrett | 19002 | Solar Photovoltaic | PV |  | S | 2 |  | 2 | 2 |  | N |  |  | N | IPP Non-CHP | 2 | X | SUN
Solar Photovoltaic.SUN | solar PV | TRUE | 64872 | Distributed Solar Development, LLC | 65340 | MD - CS - BGE - PR24 TPE | MD | Prince Georges | 19003 | Solar Photovoltaic | PV |  | S | 2 |  | 2 | 2 |  | N |  |  | N | IPP Non-CHP | 2 | X | SUN
Solar Photovoltaic.SUN | solar PV | TRUE | 64676 | Macbeth Solar, LLC | 65346 | Macbeth Solar | MI | Muskegon | MCB20 | Solar Photovoltaic | PV |  | S | 20 |  | 20 | 20 | 0 | N |  |  | N | IPP Non-CHP | 2 | X | SUN
Solar Photovoltaic.SUN | solar PV | TRUE | 64677 | Lyons Road Solar, LLC | 65347 | Lyons Road | MI | Shiawassee | LYON1 | Solar Photovoltaic | PV |  | S | 20 |  | 20 | 20 |  | N |  |  | N | IPP Non-CHP | 2 | X | SUN
Solar Photovoltaic.SUN | solar PV | TRUE | 64684 | Mulligan Solar | 65349 | Mulligan Solar, LLC | IL | Logan | MLGAN | Solar Photovoltaic | PV |  | S | 70 |  | 70 | 70 |  | N |  |  | N | IPP Non-CHP | 2 | X | SUN
Onshore Wind Turbine.WND | onshore wind | TRUE | 64683 | Ford Ridge | 65350 | Ford County Wind Farm LLC | IL | Ford | FORDC | Onshore Wind Turbine | WT |  | S | 121.3 |  | 121.3 | 121.3 | 1 | N |  |  | N | IPP Non-CHP | 2 | X | WND
Solar Photovoltaic.SUN | solar PV | FALSE | 61204 | Today's Power, Inc. | 65351 | General Dynamics | AR | Ouachita | GD | Solar Photovoltaic | PV |  | S | 2 |  | 2 | 2 |  | N |  |  | N | Industrial Non-CHP | 6 | X | SUN
Solar Photovoltaic.SUN | solar PV | TRUE | 58135 | Ecos Energy LLC | 65352 | MacKinnon Solar | VT | Rutland | MACKN | Solar Photovoltaic | PV |  | S | 2.2 | 0.99 | 2.2 | 2.2 |  | N |  |  | N | IPP Non-CHP | 2 | X | SUN
Solar Photovoltaic.SUN | solar PV | TRUE | 58135 | Ecos Energy LLC | 65353 | McHenry Solar | CT | Windham | MCHEN | Solar Photovoltaic | PV |  | S | 1 | 0.99 | 1.2 | 1.2 |  | N |  |  | N | IPP Non-CHP | 2 | X | SUN
Solar Photovoltaic.SUN | solar PV | TRUE | 60531 | Standard Solar | 65357 | OER Monarch CSG | MD | Prince Georges | OERMN | Solar Photovoltaic | PV |  | S | 2 |  | 2 | 2 |  | N |  |  | N | IPP Non-CHP | 2 | X | SUN
Solar Photovoltaic.SUN | solar PV | TRUE | 60531 | Standard Solar | 65358 | OER Patuxent CSG | MD | Anne Arundel | PATUX | Solar Photovoltaic | PV |  | S | 2.8 |  | 2 | 2 |  | N |  |  | N | IPP Non-CHP | 2 | X | SUN
Solar Photovoltaic.SUN | solar PV | TRUE | 60531 | Standard Solar | 65359 | Shepherds Mill CSG | MD | Carroll | SHEPM | Solar Photovoltaic | PV |  | S | 2 |  | 2 | 2 |  | N |  |  | N | IPP Non-CHP | 2 | X | SUN
Other Natural Gas.NG | natural gas peaker | TRUE | 57128 | Bloom Energy | 65360 | AT&T - San Diego Trade Street | CA | San Diego | ATA02 | Other Natural Gas | FC |  | S | 1 |  | 1 | 1 | 1 | N |  |  | N | IPP Non-CHP | 2 | X | NG
Other Natural Gas.NG | natural gas peaker | TRUE | 57128 | Bloom Energy | 65361 | CalTech - Pasadena Wilson Ave | CA | Los Angeles | CLT30 | Other Natural Gas | FC |  | S | 1 |  | 1 | 1 | 1 | N |  |  | N | IPP Non-CHP | 2 | X | NG
Solar Photovoltaic.SUN | solar PV | FALSE | 64698 | Renewable Solar, Inc | 65364 | Danell Bros Inc | CA | Kings | 12585 | Solar Photovoltaic | PV |  | W | 2.6 |  | 2.6 | 2.6 | 0 | N |  |  | N | Industrial Non-CHP | 6 | X | SUN
Natural Gas Steam Turbine.NG | natural gas steam turbine | FALSE | 64697 | POET Bioprocessing- Mitchell | 65367 | POET Bioprocessing- Mitchell | SD | Davison | 1 | Natural Gas Steam Turbine | ST |  | S | 3.9 | 0.9 | 3.9 | 3.9 | 0.5 | N |  |  | Y | Industrial CHP | 7 | T | NG
Solar Photovoltaic.SUN | solar PV | TRUE | 64686 | Linden Hawk Rise Solar LLC | 65368 | Linden Hawk Rise Solar CSG | NJ | Union | LINDN | Solar Photovoltaic | PV |  | S | 4 |  | 4 | 4 |  | N |  |  | N | IPP Non-CHP | 2 | X | SUN
Solar Photovoltaic.SUN | solar PV | TRUE | 64687 | BWC Maces Pond LLC | 65370 | BWC Maces Pond LLC | ME | Knox | RCKPT | Solar Photovoltaic | PV |  | S | 3.5 |  | 3.5 | 3.5 |  | N |  |  | N | IPP Non-CHP | 2 | X | SUN
Natural Gas Fired Combustion Turbine.NG | natural gas peaker | TRUE | 63082 | ProEnergy Services | 65372 | Mark One Power Station | TX | Brazoria | CTG-1 | Natural Gas Fired Combustion Turbine | GT |  | S | 60.5 | 0.85 | 44.6 | 49.8 | 22.5 | N |  |  | N | IPP Non-CHP | 2 | X | NG
Natural Gas Fired Combustion Turbine.NG | natural gas peaker | TRUE | 63082 | ProEnergy Services | 65372 | Mark One Power Station | TX | Brazoria | CTG-2 | Natural Gas Fired Combustion Turbine | GT |  | S | 60.5 | 0.85 | 44.6 | 49.8 | 22.5 | N |  |  | N | IPP Non-CHP | 2 | X | NG
Natural Gas Fired Combustion Turbine.NG | natural gas peaker | TRUE | 63082 | ProEnergy Services | 65372 | Mark One Power Station | TX | Brazoria | CTG-3 | Natural Gas Fired Combustion Turbine | GT |  | S | 60.5 | 0.85 | 44.6 | 49.8 | 22.5 | N |  |  | N | IPP Non-CHP | 2 | X | NG
Natural Gas Fired Combustion Turbine.NG | natural gas peaker | TRUE | 63082 | ProEnergy Services | 65372 | Mark One Power Station | TX | Brazoria | CTG-4 | Natural Gas Fired Combustion Turbine | GT |  | S | 60.5 | 0.85 | 44.6 | 49.8 | 22.5 | N |  |  | N | IPP Non-CHP | 2 | X | NG
Natural Gas Fired Combustion Turbine.NG | natural gas peaker | TRUE | 63082 | ProEnergy Services | 65372 | Mark One Power Station | TX | Brazoria | CTG-5 | Natural Gas Fired Combustion Turbine | GT |  | S | 60.5 | 0.85 | 44.6 | 49.8 | 22.5 | N |  |  | N | IPP Non-CHP | 2 | X | NG
Natural Gas Fired Combustion Turbine.NG | natural gas peaker | TRUE | 63082 | ProEnergy Services | 65372 | Mark One Power Station | TX | Brazoria | CTG-6 | Natural Gas Fired Combustion Turbine | GT |  | S | 60.5 | 0.85 | 44.6 | 49.8 | 22.5 | N |  |  | N | IPP Non-CHP | 2 | X | NG
Solar Photovoltaic.SUN | solar PV | TRUE | 64703 | SR Snipesville II, LLC | 65376 | SR Snipesville II | GA | Jeff Davis | SNIP2 | Solar Photovoltaic | PV |  | S | 107 |  | 107 | 107 |  | N |  |  | N | IPP Non-CHP | 2 | X | SUN
Solar Photovoltaic.SUN | solar PV | TRUE | 64700 | OYA Robinson Road, LLC | 65378 | OYA Robinson Road | NY | Jefferson | NY002 | Solar Photovoltaic | PV |  | S | 5 |  | 5 | 5 |  | N |  |  | N | IPP Non-CHP | 2 | X | SUN
Solar Photovoltaic.SUN | solar PV | TRUE | 64699 | OYA State Route 122, LLC | 65379 | OYA State Route 122 | NY | Franklin | NY001 | Solar Photovoltaic | PV |  | S | 4.5 |  | 4.5 | 4.5 |  | N |  |  | N | IPP Non-CHP | 2 | X | SUN
Natural Gas Internal Combustion Engine.NG | natural gas peaker | TRUE | 40230 | Deseret Generation & Tran Coop | 65380 | Solomon Generating Facility | UT | Washington | 3 | Natural Gas Internal Combustion Engine | IC |  | S | 14.9 | 0.8 | 14.9 | 14.9 | 1.2 | N |  |  | N | Electric Utility | 1 | X | NG
Solar Photovoltaic.SUN | solar PV | TRUE | 64722 | Allie L.L.C. | 65381 | Allie L.L.C. | MN | Renville | PAPE | Solar Photovoltaic | PV |  | S | 1 | 1 | 1 | 1 | 1 | N |  |  | N | IPP Non-CHP | 2 | X | SUN
Batteries.MWH | battery storage | 0 | 64724 | Lincoln Solar Star, LLC | 65382 | Lincoln WWTF Hybrid | CA | Placer | ESS | Batteries | BA |  | W | 1 | 1 | 1 | 1 | 0 | N |  |  | N | IPP Non-CHP | 2 | X | MWH
Solar Photovoltaic.SUN | solar PV | TRUE | 64724 | Lincoln Solar Star, LLC | 65382 | Lincoln WWTF Hybrid | CA | Placer | PV | Solar Photovoltaic | PV |  | W | 3 |  | 2.8 | 2.3 |  | N |  |  | N | IPP Non-CHP | 2 | X | SUN
Solar Photovoltaic.SUN | solar PV | TRUE | 64725 | Bodega Avenue Solar LLC | 65383 | Bodega Avenue Solar LLC | CA | Sonoma | 003-A | Solar Photovoltaic | PV |  | S | 1 |  | 1 | 1 |  | N |  |  | N | IPP Non-CHP | 2 | X | SUN
Solar Photovoltaic.SUN | solar PV | TRUE | 64725 | Bodega Avenue Solar LLC | 65383 | Bodega Avenue Solar LLC | CA | Sonoma | 003-B | Solar Photovoltaic | PV |  | S | 1 |  | 1 | 1 |  | N |  |  | N | IPP Non-CHP | 2 | X | SUN
Solar Photovoltaic.SUN | solar PV | FALSE | 64747 | KP Rancho Cordova Medical Offices Solar, LLC | 65384 | Rancho Cordova Medical Offices | CA | Sacramento | 7101 | Solar Photovoltaic | PV |  | J | 1.1 | 1 | 1 | 0.8 |  | N |  |  | N | Commercial Non-CHP | 4 | X | SUN
Solar Photovoltaic.SUN | solar PV | TRUE | 56990 | NJR Clean Energy Ventures Corporation | 65385 | Airport Road Solar (CSG) | NY | Orange | AIRPT | Solar Photovoltaic | PV |  | W | 3.4 |  | 3.4 | 3.4 |  | N |  |  | N | IPP Non-CHP | 2 | X | SUN
Solar Photovoltaic.SUN | solar PV | TRUE | 56990 | NJR Clean Energy Ventures Corporation | 65387 | Holland Solar Farm | NJ | Hunterdon | HOLND | Solar Photovoltaic | PV |  | W | 6.7 |  | 6.7 | 6.7 |  | N |  |  | N | IPP Non-CHP | 2 | X | SUN
Solar Photovoltaic.SUN | solar PV | TRUE | 64729 | Midway Green Solar, LLC | 65389 | Midway Green Solar | SC | Union | MIDGS | Solar Photovoltaic | PV |  | S | 12.8 |  | 12.8 | 12.8 |  | N |  |  | N | IPP Non-CHP | 2 | X | SUN
Onshore Wind Turbine.WND | onshore wind | TRUE | 65411 | Duke Energy Renewables Services | 65390 | Ledyard Windpower, LLC | IA | Kossuth | LDYRD | Onshore Wind Turbine | WT |  | W | 207 |  | 200 | 200 | 3 | N |  |  | N | IPP Non-CHP | 2 | X | WND
Solar Photovoltaic.SUN | solar PV | TRUE | 64743 | PPM Solar LLC | 65391 | Beloit Solar LLC | KS | Mitchell | BS1 | Solar Photovoltaic | PV |  | S | 2 | 1 | 2 | 2 | 0 | N |  |  | N | IPP Non-CHP | 2 | X | SUN
Solar Photovoltaic.SUN | solar PV | TRUE | 12341 | MidAmerican Energy Co | 65393 | Neal Energy Center Solar | IA | Woodbury | NECS | Solar Photovoltaic | PV |  | S | 4 | 1 | 4 | 4 |  | N |  |  | N | Electric Utility | 1 | X | SUN
Conventional Hydroelectric.WAT | hydro | TRUE | 64726 | Rivers Electric, LLC | 65399 | Mill Pond Hydro | NY | Greene | U1 | Conventional Hydroelectric | HY |  | S | 0.5 | 1 | 0.5 | 0.5 | 0.5 | N |  |  | N | IPP Non-CHP | 2 | X | WAT
Conventional Hydroelectric.WAT | hydro | TRUE | 64726 | Rivers Electric, LLC | 65399 | Mill Pond Hydro | NY | Greene | U2 | Conventional Hydroelectric | HY |  | S | 0.5 | 1 | 0.5 | 0.5 | 0.5 | N | 6 | 2027 | N | IPP Non-CHP | 2 | X | WAT
Natural Gas Fired Combustion Turbine.NG | natural gas peaker | TRUE | 15470 | Duke Energy Indiana, LLC | 65400 | Purdue CHP | IN | Tippecanoe | PUCHP | Natural Gas Fired Combustion Turbine | GT |  | S | 13.3 | 0.9 | 13.5 | 17.2 | 9 | N |  |  | Y | Electric Utility | 1 | T | NG
Natural Gas Fired Combined Cycle.NG | natural gas combined cycle | FALSE | 64730 | Flint Hills Resources Pine Bend, LLC | 65405 | Flint Hills Resources Pine Bend, LLC | MN | Dakota | CTG | Natural Gas Fired Combined Cycle | CT | CHP1 | S | 60.5 | 0.85 | 39.6 | 42 | 21 | N |  |  | Y | Industrial CHP | 7 | T | NG
Natural Gas Fired Combined Cycle.NG | natural gas combined cycle | FALSE | 64730 | Flint Hills Resources Pine Bend, LLC | 65405 | Flint Hills Resources Pine Bend, LLC | MN | Dakota | STG | Natural Gas Fired Combined Cycle | CA | CHP1 | S | 12.9 | 0.85 | 10.3 | 7.9 | 3 | N |  |  | Y | Industrial CHP | 7 | T | NG
Solar Photovoltaic.SUN | solar PV | TRUE | 10171 | Kentucky Utilities Co | 65406 | LGE-KU Solar Share Facility Simpsonville | KY | Shelby | SSP | Solar Photovoltaic | PV |  | J | 2.1 |  | 1.7 | 1.7 |  | Y |  |  | N | Electric Utility | 1 | X | SUN
Batteries.MWH | battery storage | 0 | 64754 | Gilead Sciences Inc. | 65408 | Gilead Oceanside Solar Project | CA | San Diego | GOSSB | Batteries | BA |  | S | 0.7 |  | 0.7 | 0.7 | 0.3 | N |  |  | N | IPP Non-CHP | 2 | X | MWH
Solar Photovoltaic.SUN | solar PV | TRUE | 64754 | Gilead Sciences Inc. | 65408 | Gilead Oceanside Solar Project | CA | San Diego | GOSSP | Solar Photovoltaic | PV |  | S | 1.5 |  | 1.4 | 0.9 |  | N |  |  | N | IPP Non-CHP | 2 | X | SUN
Solar Photovoltaic.SUN | solar PV | TRUE | 64755 | Gilead Sciences Inc. Foster City | 65409 | Gilead Foster City Solar Project | CA | San Mateo | GFCS1 | Solar Photovoltaic | PV |  | S | 0.9 | 1 | 0.9 | 0.1 |  | N |  |  | N | IPP Non-CHP | 2 | X | SUN
Solar Photovoltaic.SUN | solar PV | TRUE | 64755 | Gilead Sciences Inc. Foster City | 65409 | Gilead Foster City Solar Project | CA | San Mateo | GFCS2 | Solar Photovoltaic | PV |  | S | 0.2 | 1 | 0.1 |  |  | N |  |  | N | IPP Non-CHP | 2 | X | SUN
Batteries.MWH | battery storage | 0 | 64755 | Gilead Sciences Inc. Foster City | 65409 | Gilead Foster City Solar Project | CA | San Mateo | GFCSB | Batteries | BA |  | S | 0.5 | 1 | 0.5 | 0.5 | 0.1 | N |  |  | N | IPP Non-CHP | 2 | X | MWH
Solar Photovoltaic.SUN | solar PV | TRUE | 61677 | Sol Systems | 65411 | Airport 009239 SCS Lexington, LLC | NE | Dawson | 20215 | Solar Photovoltaic | PV |  | S | 1 |  | 1 | 1 |  | N |  |  | N | IPP Non-CHP | 2 | X | SUN
Solar Photovoltaic.SUN | solar PV | TRUE | 61677 | Sol Systems | 65412 | Northern Cardinal Solar SCS IL 1, LLC | IL | Champaign | 20213 | Solar Photovoltaic | PV |  | S | 10 |  | 10 | 10 |  | N |  |  | N | IPP Non-CHP | 2 | X | SUN
Solar Photovoltaic.SUN | solar PV | TRUE | 61677 | Sol Systems | 65413 | SCS West Fairchild 011958 Danville, LLC | IL | Vermilion | 20217 | Solar Photovoltaic | PV |  | S | 1.6 |  | 1.6 | 1.6 |  | N |  |  | N | IPP Non-CHP | 2 | X | SUN
Solar Photovoltaic.SUN | solar PV | TRUE | 61677 | Sol Systems | 65414 | SCS Plainfield 011755 Naperville, LLC | IL | DuPage | 20212 | Solar Photovoltaic | PV |  | S | 1 |  | 1 | 1 |  | N |  |  | N | IPP Non-CHP | 2 | X | SUN
Solar Photovoltaic.SUN | solar PV | TRUE | 61677 | Sol Systems | 65415 | SCS Galena 012589 Peoria, LLC | IL | Peoria | 20218 | Solar Photovoltaic | PV |  | S | 2 |  | 2 | 2 |  | N |  |  | N | IPP Non-CHP | 2 | X | SUN
Solar Photovoltaic.SUN | solar PV | TRUE | 61677 | Sol Systems | 65416 | Monroe 009452 SCS Cozad, LLC | NE | Dawson | 20214 | Solar Photovoltaic | PV |  | S | 2 |  | 2 | 2 |  | N |  |  | N | IPP Non-CHP | 2 | X | SUN
Solar Photovoltaic.SUN | solar PV | TRUE | 61677 | Sol Systems | 65417 | SCS COUNTY 012631 Champaign, LLC | IL | Champaign | 20216 | Solar Photovoltaic | PV |  | S | 2 |  | 2 | 2 |  | N |  |  | N | IPP Non-CHP | 2 | X | SUN
Solar Photovoltaic.SUN | solar PV | TRUE | 61677 | Sol Systems | 65418 | SCS Randolph 012175 Somerset, LLC | NJ | Somerset | 20211 | Solar Photovoltaic | PV |  | S | 2.3 |  | 2.3 | 2.3 |  | N |  |  | N | IPP Non-CHP | 2 | X | SUN
Solar Photovoltaic.SUN | solar PV | TRUE | 64765 | OYA Wayside Drive LLC | 65434 | OYA Wayside Drive | NY | Jefferson | NY003 | Solar Photovoltaic | PV |  | S | 5 |  | 5 | 5 |  | N |  |  | N | IPP Non-CHP | 2 | X | SUN
Solar Photovoltaic.SUN | solar PV | TRUE | 64766 | OYA Pulaski LLC | 65435 | OYA Pulaski | NY | Oswego | NY004 | Solar Photovoltaic | PV |  | S | 3.5 |  | 3.5 | 3.5 |  | N |  |  | N | IPP Non-CHP | 2 | X | SUN
Solar Photovoltaic.SUN | solar PV | TRUE | 64767 | OYA Main Street LLC | 65436 | OYA Main Street | NY | Livingston | NY006 | Solar Photovoltaic | PV |  | S | 5 |  | 5 | 5 |  | N |  |  | N | IPP Non-CHP | 2 | X | SUN
Batteries.MWH | battery storage | 0 | 65173 | United States Solar Corporation | 65441 | USS Itasca Clean Energy Solar LLC | MN | Itasca | ITCBT | Batteries | BA |  | W | 1 |  | 1 | 1 |  | N |  |  | N | IPP Non-CHP | 2 | X | MWH
Solar Photovoltaic.SUN | solar PV | TRUE | 65173 | United States Solar Corporation | 65441 | USS Itasca Clean Energy Solar LLC | MN | Itasca | USSTC | Solar Photovoltaic | PV |  | W | 1 |  | 1 | 1 |  | N |  |  | N | IPP Non-CHP | 2 | X | SUN
Solar Photovoltaic.SUN | solar PV | TRUE | 65173 | United States Solar Corporation | 65444 | USS Verbena Solar LLC | MN | McLeod | USSVS | Solar Photovoltaic | PV |  | W | 1 |  | 1 | 1 | 1 | N |  |  | N | IPP Non-CHP | 2 | X | SUN
Solar Photovoltaic.SUN | solar PV | TRUE | 62856 | Forefront Power, LLC | 65447 | CA-Ventura Co CCD-Oxnard College Canopy | CA | Ventura | 19032 | Solar Photovoltaic | PV |  | S | 1.5 |  | 1.5 | 1.5 |  | N |  |  | N | IPP Non-CHP | 2 | X | SUN
Solar Photovoltaic.SUN | solar PV | TRUE | 61227 | Nautilus Solar Solutions | 65448 | SolarClub 10 LLC | MN | Wright | SC 10 | Solar Photovoltaic | PV |  | S | 1 |  | 1 | 1 |  | N |  |  | N | IPP Non-CHP | 2 | X | SUN
Solar Photovoltaic.SUN | solar PV | TRUE | 61227 | Nautilus Solar Solutions | 65449 | SolarClub 15 LLC | MN | Sherburne | SC 15 | Solar Photovoltaic | PV |  | S | 1 |  | 1 | 1 |  | N |  |  | N | IPP Non-CHP | 2 | X | SUN
Solar Photovoltaic.SUN | solar PV | TRUE | 62856 | Forefront Power, LLC | 65450 | NY - PANYNJ - LaGuardia - Rooftop | NY | Queens | 18002 | Solar Photovoltaic | PV |  | S | 1 |  | 1 | 1 |  | N |  |  | N | IPP Non-CHP | 2 | X | SUN
Solar Photovoltaic.SUN | solar PV | TRUE | 61227 | Nautilus Solar Solutions | 65451 | SolarClub 20 LLC | MN | Wabasha | SC 20 | Solar Photovoltaic | PV |  | S | 1 | 1 | 1 | 1 |  | N |  |  | N | IPP Non-CHP | 2 | X | SUN
Solar Photovoltaic.SUN | solar PV | TRUE | 61227 | Nautilus Solar Solutions | 65452 | SolarClub 23 LLC | MN | Houston | SC 23 | Solar Photovoltaic | PV |  | S | 1 | 1 | 1 | 1 |  | N |  |  | N | IPP Non-CHP | 2 | X | SUN
Solar Photovoltaic.SUN | solar PV | TRUE | 61227 | Nautilus Solar Solutions | 65453 | SolarClub 28 LLC | MN | Blue Earth | SC 28 | Solar Photovoltaic | PV |  | S | 1 | 1 | 1 | 1 |  | N |  |  | N | IPP Non-CHP | 2 | X | SUN
Solar Photovoltaic.SUN | solar PV | TRUE | 61227 | Nautilus Solar Solutions | 65455 | SolarClub 35 LLC | MN | Blue Earth | SC 35 | Solar Photovoltaic | PV |  | S | 1 | 1 | 1 | 1 |  | N |  |  | N | IPP Non-CHP | 2 | X | SUN
Solar Photovoltaic.SUN | solar PV | TRUE | 64768 | OYA Church Road A LLC | 65459 | OYA Church Road | NY | Onondaga | NY005 | Solar Photovoltaic | PV |  | S | 5 |  | 5 | 5 |  | N |  |  | N | IPP Non-CHP | 2 | X | SUN
Solar Photovoltaic.SUN | solar PV | TRUE | 62915 | Madison Energy Holdings LLC | 65460 | Hartland Solar | ME | Somerset | HART1 | Solar Photovoltaic | PV |  | S | 4 |  | 4 | 4 |  | N |  |  | N | IPP Non-CHP | 2 | X | SUN
Solar Photovoltaic.SUN | solar PV | TRUE | 62915 | Madison Energy Holdings LLC | 65461 | Unity Solar | ME | Waldo | UNITY | Solar Photovoltaic | PV |  | S | 5 |  | 5 | 5 |  | N |  |  | N | IPP Non-CHP | 2 | X | SUN
Solar Photovoltaic.SUN | solar PV | TRUE | 64731 | County of Kern | 65464 | Laredo Detention Facility - Solar 2, 3 | CA | Kern | LDF2 | Solar Photovoltaic | PV |  | S | 3.1 |  | 3 | 2.3 |  | N |  |  | N | Electric Utility | 1 | X | SUN
Solar Photovoltaic.SUN | solar PV | TRUE | 64731 | County of Kern | 65464 | Laredo Detention Facility - Solar 2, 3 | CA | Kern | LDF3 | Solar Photovoltaic | PV |  | S | 2.1 |  | 2.1 | 1.7 |  | N |  |  | N | Electric Utility | 1 | X | SUN
Solar Photovoltaic.SUN | solar PV | TRUE | 15477 | Public Service Elec & Gas Co | 65465 | Cinnaminson Landfill Solar | NJ | Burlington | CINN | Solar Photovoltaic | PV |  | S | 10 |  | 10 | 10 |  | N |  |  | N | Electric Utility | 1 | X | SUN
Solar Photovoltaic.SUN | solar PV | TRUE | 15477 | Public Service Elec & Gas Co | 65466 | Kinsley II Landfill Solar System | NJ | Gloucester | KINS2 | Solar Photovoltaic | PV |  | S | 2 |  | 2 | 2 |  | N |  |  | N | Electric Utility | 1 | X | SUN
Solar Photovoltaic.SUN | solar PV | TRUE | 15477 | Public Service Elec & Gas Co | 65467 | Pennsauken Brownfield Solar | NJ | Camden | PENN | Solar Photovoltaic | PV |  | S | 12 |  | 12 | 12 |  | N |  |  | N | Electric Utility | 1 | X | SUN
Solar Photovoltaic.SUN | solar PV | TRUE | 15477 | Public Service Elec & Gas Co | 65468 | Highland Park Borough Solar | NJ | Middlesex | HIGH | Solar Photovoltaic | PV |  | S | 0.5 |  | 0.5 | 0.5 |  | N |  |  | N | Electric Utility | 1 | X | SUN
Batteries.MWH | battery storage | 0 | 15477 | Public Service Elec & Gas Co | 65468 | Highland Park Borough Solar | NJ | Middlesex | HPBA | Batteries | BA |  | S | 0.6 |  | 0.6 | 0.6 | 0.5 | N |  |  | N | Electric Utility | 1 | X | MWH
Batteries.MWH | battery storage | 0 | 64785 | Sealed Air Corporation | 65469 | Sealed Air Madera Solar Project | CA | Madera | SAMBA | Batteries | BA |  | S | 0.8 |  | 0.8 | 0.8 |  | N |  |  | N | Industrial Non-CHP | 6 | X | MWH
Solar Photovoltaic.SUN | solar PV | FALSE | 64785 | Sealed Air Corporation | 65469 | Sealed Air Madera Solar Project | CA | Madera | SAMSP | Solar Photovoltaic | PV |  | S | 3 |  | 3 | 2.3 |  | N |  |  | N | Industrial Non-CHP | 6 | X | SUN
Solar Photovoltaic.SUN | solar PV | TRUE | 64779 | Cummins, Inc. | 65470 | Cummins Whitakers PV Arrays | NC | Nash | CWPVA | Solar Photovoltaic | PV |  | S | 3.3 |  | 2.9 | 2.7 | 3.3 | N |  |  | N | IPP Non-CHP | 2 | X | SUN
Batteries.MWH | battery storage | 0 | 13407 | Nevada Power Co | 65472 | Chukar Battery Energy Storage System | NV | Storey | CHUK1 | Batteries | BA |  | S | 10 |  | 10 | 10 | 1 | N |  |  | N | Electric Utility | 1 | X | MWH
Solar Photovoltaic.SUN | solar PV | TRUE | 64790 | GD Johnson Scituate I, LLC | 65473 | GD Johnson Scituate I, LLC | RI | Providence | GDJSI | Solar Photovoltaic | PV |  | S | 4.3 | 1 | 4.3 | 4.3 |  | N |  |  | N | IPP Non-CHP | 2 | X | SUN
Solar Photovoltaic.SUN | solar PV | TRUE | 64791 | GDIM 1, LLC | 65474 | GDIM 1, LLC | RI | Providence | GDIM1 | Solar Photovoltaic | PV |  | S | 9.6 | 1 | 9.6 | 9.6 |  | N |  |  | N | IPP Non-CHP | 2 | X | SUN
Solar Photovoltaic.SUN | solar PV | TRUE | 64792 | GDIM 2, LLC | 65475 | GDIM 2, LLC | RI | Providence | GDIM2 | Solar Photovoltaic | PV |  | S | 9.6 |  | 9.6 | 9.6 |  | N |  |  | N | IPP Non-CHP | 2 | X | SUN
Solar Photovoltaic.SUN | solar PV | TRUE | 64793 | GDIM 3, LLC | 65476 | GDIM 3, LLC | RI | Providence | GDIM3 | Solar Photovoltaic | PV |  | S | 9.6 | 1 | 9.6 | 9.6 |  | N |  |  | N | IPP Non-CHP | 2 | X | SUN
Solar Photovoltaic.SUN | solar PV | TRUE | 64794 | GDIM 4, LLC | 65477 | GDIM 4, LLC | RI | Providence | GDIM4 | Solar Photovoltaic | PV |  | S | 9.6 | 1 | 9.6 | 9.6 |  | N |  |  | N | IPP Non-CHP | 2 | X | SUN
Onshore Wind Turbine.WND | onshore wind | TRUE | 64795 | Green Providence WInd I, LLC | 65478 | Green Providence Wind I, LLC | RI | Providence | GPWI | Onshore Wind Turbine | WT |  | S | 1.5 | 1 | 1.5 | 1.5 | 1.5 | N |  |  | N | IPP Non-CHP | 2 | X | WND
Onshore Wind Turbine.WND | onshore wind | TRUE | 64796 | Green Providence Wind II, LLC | 65479 | Green Providence Wind II, LLC | RI | Providence | GPWII | Onshore Wind Turbine | WT |  | S | 3 | 1 | 3 | 3 | 3 | N |  |  | N | IPP Non-CHP | 2 | X | WND
Solar Photovoltaic.SUN | solar PV | TRUE | 63640 | Safari Energy, LLC | 65481 | Wilkinson DeFore | GA | Wilkinson | WD | Solar Photovoltaic | PV |  | S | 3 |  | 3 | 3 |  | N |  |  | N | IPP Non-CHP | 2 | X | SUN
Onshore Wind Turbine.WND | onshore wind | FALSE | 64806 | Western Plains Wind, LLC | 65484 | Western Plains Wind | KS | Logan | WPW1 | Onshore Wind Turbine | WT |  | S | 2.7 |  | 2.7 | 2.7 | 1.3 | N |  |  | N | Industrial Non-CHP | 6 | X | WND
Solar Photovoltaic.SUN | solar PV | TRUE | 63226 | CalCom Energy | 65485 | Graniterock Quarry | CA | San Benito | GRWQ | Solar Photovoltaic | PV |  | W | 4.4 | 1 | 4.4 | 4.1 |  | N |  |  | N | IPP Non-CHP | 2 | X | SUN
Solar Photovoltaic.SUN | solar PV | TRUE | 62719 | Green Street Power Partners | 65487 | Washington Avenue Solar, LLC | NY | Schenectady | WASH | Solar Photovoltaic | PV |  | S | 4.6 |  | 4.6 | 4.6 |  | N |  |  | N | IPP Non-CHP | 2 | X | SUN
Natural Gas Internal Combustion Engine.NG | natural gas peaker | FALSE | 64807 | Herrema Dairy, LLC | 65494 | Herrema Dairy | IN | Jasper | HER1 | Natural Gas Internal Combustion Engine | IC |  | S | 1.5 | 0.8 | 0.8 | 0.8 | 0.3 | N |  |  | N | Industrial Non-CHP | 6 | X | NG
Solar Photovoltaic.SUN | solar PV | TRUE | 64331 | DTE Sustainable Generation | 65497 | Garden 1 Solar Park | MI | Delta | GRDS1 | Solar Photovoltaic | PV |  | S | 1.1 |  | 1.1 | 1.1 |  | N |  |  | N | IPP Non-CHP | 2 | X | SUN
Solar Photovoltaic.SUN | solar PV | TRUE | 64331 | DTE Sustainable Generation | 65498 | Garden 2 Solar Park | MI | Delta | GRDS2 | Solar Photovoltaic | PV |  | S | 1.4 |  | 1.4 | 1.4 |  | N |  |  | N | IPP Non-CHP | 2 | X | SUN
Batteries.MWH | battery storage | 0 | 64809 | Doc Brown LLC | 65499 | Danville BESS 1 | VA | Danville City | 90909 | Batteries | BA |  | S | 10.5 | 1 | 10.5 | 10.5 | 10 | N |  |  | N | IPP Non-CHP | 2 | X | MWH
Solar Photovoltaic.SUN | solar PV | TRUE | 64778 | Strata Manager, LLC | 65502 | Beaker | NC | Pitt | BEAKR | Solar Photovoltaic | PV |  | W | 5 |  | 5 | 5 |  | N |  |  | N | IPP Non-CHP | 2 | X | SUN
Solar Photovoltaic.SUN | solar PV | TRUE | 64778 | Strata Manager, LLC | 65503 | Belafonte | NC | Duplin | BELAF | Solar Photovoltaic | PV |  | W | 3.4 |  | 3.4 | 3.4 |  | N |  |  | N | IPP Non-CHP | 2 | X | SUN
Solar Photovoltaic.SUN | solar PV | TRUE | 64778 | Strata Manager, LLC | 65505 | Gilead | NC | Montgomery | GILEA | Solar Photovoltaic | PV |  | W | 3.5 |  | 3.5 | 3.5 |  | N |  |  | N | IPP Non-CHP | 2 | X | SUN
Solar Photovoltaic.SUN | solar PV | TRUE | 64778 | Strata Manager, LLC | 65506 | Gladstone Farm | NC | Moore | GLADS | Solar Photovoltaic | PV |  | W | 5 |  | 5 | 5 |  | N |  |  | N | IPP Non-CHP | 2 | X | SUN
Solar Photovoltaic.SUN | solar PV | TRUE | 64811 | 42nd Road Solar LLC | 65508 | Mendota Rich Dev CSG | IL | LaSalle | MEND | Solar Photovoltaic | PV |  | S | 2 |  | 2 | 2 |  | N |  |  | N | IPP Non-CHP | 2 | X | SUN
Solar Photovoltaic.SUN | solar PV | FALSE | 17164 | Sierra Pacific Industries | 65510 | Sierra Pacific Chinese Camp | CA | Tuolumne | GEN 1 | Solar Photovoltaic | PV |  | S | 3.6 | 0.8 | 3.6 | 3.6 |  | N |  |  | N | Industrial Non-CHP | 6 | X | SUN
Natural Gas Fired Combustion Turbine.NG | natural gas peaker | FALSE | 64837 | Kansas Ethanol, LLC | 65512 | Kansas Ethanol, LLC | KS | Rice | KSET | Natural Gas Fired Combustion Turbine | GT | KSET | S | 13.5 | 0.8 | 11.9 | 13.5 | 10.5 | N |  |  | Y | Industrial CHP | 7 | T | NG
Solar Photovoltaic.SUN | solar PV | TRUE | 64839 | Dodge Renewables 1, LLC | 65515 | Dodge Renewables 1 | MN | Dodge | 11049 | Solar Photovoltaic | PV |  | S | 1 |  | 1 | 0.8 |  | N |  |  | N | IPP Non-CHP | 2 | X | SUN
Solar Photovoltaic.SUN | solar PV | TRUE | 64840 | Dodge Renewables 2, LLC | 65516 | Dodge Renewables 2 | MN | Dodge | 11083 | Solar Photovoltaic | PV |  | S | 1 |  | 0.8 | 0.8 |  | N |  |  | N | IPP Non-CHP | 2 | X | SUN
Other Waste Biomass.AB | biomass | TRUE | 64841 | ACC Renewable Resources | 65517 | Abel Road Bioenergy | CA | Colusa | BMORC | Other Waste Biomass | OT |  | S | 4 | 0.9 | 3 | 3 | 0.5 | N |  |  | N | IPP Non-CHP | 2 | X | AB
Solar Photovoltaic.SUN | solar PV | TRUE | 60970 | SunShare Management | 65520 | Vasquez V CSG | CO | Weld | VASQV | Solar Photovoltaic | PV |  | S | 4 |  | 4 | 4 |  | N |  |  | N | IPP Non-CHP | 2 | X | SUN
Solar Photovoltaic.SUN | solar PV | TRUE | 64802 | Longbow Solar, LLC | 65521 | Longbow Solar, LLC | TX | Brazoria | LBSOL | Solar Photovoltaic | PV |  | J | 78.1 | 1 | 78.1 | 78.1 |  | N |  |  | N | IPP Non-CHP | 2 | X | SUN
Solar Photovoltaic.SUN | solar PV | TRUE | 62856 | Forefront Power, LLC | 65528 | CA - Fresno County - Juvenile Hall | CA | Fresno | 17031 | Solar Photovoltaic | PV |  | S | 2.8 |  | 2.8 | 2.8 |  | N |  |  | N | IPP Non-CHP | 2 | X | SUN
Batteries.MWH | battery storage | 0 | 20856 | Wisconsin Power & Light Co | 65530 | Portage Industrial Battery | WI | Columbia | BESS1 | Batteries | BA |  | S | 5 |  | 5 | 5 | 0.1 | N |  |  | N | Electric Utility | 1 | X | MWH
Solar Photovoltaic.SUN | solar PV | TRUE | 64848 | Maine DG Solar Baldwin, LLC | 65532 | Baldwin | ME | Cumberland | BALD | Solar Photovoltaic | PV |  | S | 5 |  | 5 | 5 |  | N |  |  | N | IPP Non-CHP | 2 | X | SUN
Solar Photovoltaic.SUN | solar PV | TRUE | 64849 | Maine DG Solar Augusta, LLC | 65533 | Augusta | ME | Kennebec | AUGU | Solar Photovoltaic | PV |  | S | 2.5 |  | 2.5 | 2.5 |  | N |  |  | N | IPP Non-CHP | 2 | X | SUN
Solar Photovoltaic.SUN | solar PV | TRUE | 64850 | Maine DG Solar Monmouth, LLC | 65534 | Monmouth | ME | Kennebec | MON | Solar Photovoltaic | PV |  | S | 5 |  | 5 | 5 |  | N |  |  | N | IPP Non-CHP | 2 | X | SUN
Petroleum Liquids.DFO | petroleum | TRUE | 64812 | Power Depot Group A, LLC | 65535 | Bakke | TX | Andrews | BAK1 | Petroleum Liquids | IC |  | S | 0.6 | 0.8 | 0.5 | 0.6 | 0.1 | N |  |  | N | IPP Non-CHP | 2 | X | DFO
Petroleum Liquids.DFO | petroleum | TRUE | 64812 | Power Depot Group A, LLC | 65535 | Bakke | TX | Andrews | BAK10 | Petroleum Liquids | IC |  | S | 0.6 | 0.8 | 0.5 | 0.6 | 0.1 | N |  |  | N | IPP Non-CHP | 2 | X | DFO
Petroleum Liquids.DFO | petroleum | TRUE | 64812 | Power Depot Group A, LLC | 65535 | Bakke | TX | Andrews | BAK11 | Petroleum Liquids | IC |  | S | 0.6 | 0.8 | 0.5 | 0.6 | 0.1 | N |  |  | N | IPP Non-CHP | 2 | X | DFO
Petroleum Liquids.DFO | petroleum | TRUE | 64812 | Power Depot Group A, LLC | 65535 | Bakke | TX | Andrews | BAK12 | Petroleum Liquids | IC |  | S | 0.6 | 0.8 | 0.5 | 0.6 | 0.1 | N |  |  | N | IPP Non-CHP | 2 | X | DFO
Petroleum Liquids.DFO | petroleum | TRUE | 64812 | Power Depot Group A, LLC | 65535 | Bakke | TX | Andrews | BAK13 | Petroleum Liquids | IC |  | S | 0.6 | 0.8 | 0.5 | 0.6 | 0.1 | N |  |  | N | IPP Non-CHP | 2 | X | DFO
Petroleum Liquids.DFO | petroleum | TRUE | 64812 | Power Depot Group A, LLC | 65535 | Bakke | TX | Andrews | BAK14 | Petroleum Liquids | IC |  | S | 0.6 | 0.8 | 0.5 | 0.6 | 0.1 | N |  |  | N | IPP Non-CHP | 2 | X | DFO
Petroleum Liquids.DFO | petroleum | TRUE | 64812 | Power Depot Group A, LLC | 65535 | Bakke | TX | Andrews | BAK15 | Petroleum Liquids | IC |  | S | 0.6 | 0.8 | 0.5 | 0.6 | 0.1 | N |  |  | N | IPP Non-CHP | 2 | X | DFO
Petroleum Liquids.DFO | petroleum | TRUE | 64812 | Power Depot Group A, LLC | 65535 | Bakke | TX | Andrews | BAK2 | Petroleum Liquids | IC |  | S | 0.6 | 0.8 | 0.5 | 0.6 | 0.1 | N |  |  | N | IPP Non-CHP | 2 | X | DFO
Petroleum Liquids.DFO | petroleum | TRUE | 64812 | Power Depot Group A, LLC | 65535 | Bakke | TX | Andrews | BAK3 | Petroleum Liquids | IC |  | S | 0.6 | 0.8 | 0.5 | 0.6 | 0.1 | N |  |  | N | IPP Non-CHP | 2 | X | DFO
Petroleum Liquids.DFO | petroleum | TRUE | 64812 | Power Depot Group A, LLC | 65535 | Bakke | TX | Andrews | BAK4 | Petroleum Liquids | IC |  | S | 0.6 | 0.8 | 0.5 | 0.6 | 0.1 | N |  |  | N | IPP Non-CHP | 2 | X | DFO
Petroleum Liquids.DFO | petroleum | TRUE | 64812 | Power Depot Group A, LLC | 65535 | Bakke | TX | Andrews | BAK5 | Petroleum Liquids | IC |  | S | 0.6 | 0.8 | 0.5 | 0.6 | 0.1 | N |  |  | N | IPP Non-CHP | 2 | X | DFO
Petroleum Liquids.DFO | petroleum | TRUE | 64812 | Power Depot Group A, LLC | 65535 | Bakke | TX | Andrews | BAK6 | Petroleum Liquids | IC |  | S | 0.6 | 0.8 | 0.5 | 0.6 | 0.1 | N |  |  | N | IPP Non-CHP | 2 | X | DFO
Petroleum Liquids.DFO | petroleum | TRUE | 64812 | Power Depot Group A, LLC | 65535 | Bakke | TX | Andrews | BAK7 | Petroleum Liquids | IC |  | S | 0.6 | 0.8 | 0.5 | 0.6 | 0.1 | N |  |  | N | IPP Non-CHP | 2 | X | DFO
Petroleum Liquids.DFO | petroleum | TRUE | 64812 | Power Depot Group A, LLC | 65535 | Bakke | TX | Andrews | BAK8 | Petroleum Liquids | IC |  | S | 0.6 | 0.8 | 0.5 | 0.6 | 0.1 | N |  |  | N | IPP Non-CHP | 2 | X | DFO
Petroleum Liquids.DFO | petroleum | TRUE | 64812 | Power Depot Group A, LLC | 65535 | Bakke | TX | Andrews | BAK9 | Petroleum Liquids | IC |  | S | 0.6 | 0.8 | 0.5 | 0.6 | 0.1 | N |  |  | N | IPP Non-CHP | 2 | X | DFO
Petroleum Liquids.DFO | petroleum | TRUE | 64812 | Power Depot Group A, LLC | 65536 | Citrus City | TX | Hidalgo | CC1 | Petroleum Liquids | IC |  | S | 0.6 | 0.8 | 0.5 | 0.6 | 0.1 | N |  |  | N | IPP Non-CHP | 2 | X | DFO
Petroleum Liquids.DFO | petroleum | TRUE | 64812 | Power Depot Group A, LLC | 65536 | Citrus City | TX | Hidalgo | CC10 | Petroleum Liquids | IC |  | S | 0.6 | 0.8 | 0.5 | 0.6 | 0.1 | N |  |  | N | IPP Non-CHP | 2 | X | DFO
Petroleum Liquids.DFO | petroleum | TRUE | 64812 | Power Depot Group A, LLC | 65536 | Citrus City | TX | Hidalgo | CC11 | Petroleum Liquids | IC |  | S | 0.6 | 0.8 | 0.5 | 0.6 | 0.1 | N |  |  | N | IPP Non-CHP | 2 | X | DFO
Petroleum Liquids.DFO | petroleum | TRUE | 64812 | Power Depot Group A, LLC | 65536 | Citrus City | TX | Hidalgo | CC12 | Petroleum Liquids | IC |  | S | 0.6 | 0.8 | 0.5 | 0.6 | 0.1 | N |  |  | N | IPP Non-CHP | 2 | X | DFO
Petroleum Liquids.DFO | petroleum | TRUE | 64812 | Power Depot Group A, LLC | 65536 | Citrus City | TX | Hidalgo | CC13 | Petroleum Liquids | IC |  | S | 0.6 | 0.8 | 0.5 | 0.6 | 0.1 | N |  |  | N | IPP Non-CHP | 2 | X | DFO
Petroleum Liquids.DFO | petroleum | TRUE | 64812 | Power Depot Group A, LLC | 65536 | Citrus City | TX | Hidalgo | CC14 | Petroleum Liquids | IC |  | S | 0.6 | 0.8 | 0.5 | 0.6 | 0.1 | N |  |  | N | IPP Non-CHP | 2 | X | DFO
Petroleum Liquids.DFO | petroleum | TRUE | 64812 | Power Depot Group A, LLC | 65536 | Citrus City | TX | Hidalgo | CC15 | Petroleum Liquids | IC |  | S | 0.6 | 0.8 | 0.5 | 0.6 | 0.1 | N |  |  | N | IPP Non-CHP | 2 | X | DFO
Petroleum Liquids.DFO | petroleum | TRUE | 64812 | Power Depot Group A, LLC | 65536 | Citrus City | TX | Hidalgo | CC2 | Petroleum Liquids | IC |  | S | 0.6 | 0.8 | 0.5 | 0.6 | 0.1 | N |  |  | N | IPP Non-CHP | 2 | X | DFO
Petroleum Liquids.DFO | petroleum | TRUE | 64812 | Power Depot Group A, LLC | 65536 | Citrus City | TX | Hidalgo | CC3 | Petroleum Liquids | IC |  | S | 0.6 | 0.8 | 0.5 | 0.6 | 0.1 | N |  |  | N | IPP Non-CHP | 2 | X | DFO
Petroleum Liquids.DFO | petroleum | TRUE | 64812 | Power Depot Group A, LLC | 65536 | Citrus City | TX | Hidalgo | CC4 | Petroleum Liquids | IC |  | S | 0.6 | 0.8 | 0.5 | 0.6 | 0.1 | N |  |  | N | IPP Non-CHP | 2 | X | DFO
Petroleum Liquids.DFO | petroleum | TRUE | 64812 | Power Depot Group A, LLC | 65536 | Citrus City | TX | Hidalgo | CC5 | Petroleum Liquids | IC |  | S | 0.6 | 0.8 | 0.5 | 0.6 | 0.1 | N |  |  | N | IPP Non-CHP | 2 | X | DFO
Petroleum Liquids.DFO | petroleum | TRUE | 64812 | Power Depot Group A, LLC | 65536 | Citrus City | TX | Hidalgo | CC6 | Petroleum Liquids | IC |  | S | 0.6 | 0.8 | 0.5 | 0.6 | 0.1 | N |  |  | N | IPP Non-CHP | 2 | X | DFO
Petroleum Liquids.DFO | petroleum | TRUE | 64812 | Power Depot Group A, LLC | 65536 | Citrus City | TX | Hidalgo | CC7 | Petroleum Liquids | IC |  | S | 0.6 | 0.8 | 0.5 | 0.6 | 0.1 | N |  |  | N | IPP Non-CHP | 2 | X | DFO
Petroleum Liquids.DFO | petroleum | TRUE | 64812 | Power Depot Group A, LLC | 65536 | Citrus City | TX | Hidalgo | CC8 | Petroleum Liquids | IC |  | S | 0.6 | 0.8 | 0.5 | 0.6 | 0.1 | N |  |  | N | IPP Non-CHP | 2 | X | DFO
Petroleum Liquids.DFO | petroleum | TRUE | 64812 | Power Depot Group A, LLC | 65536 | Citrus City | TX | Hidalgo | CC9 | Petroleum Liquids | IC |  | S | 0.6 | 0.8 | 0.5 | 0.6 | 0.1 | N |  |  | N | IPP Non-CHP | 2 | X | DFO
Petroleum Liquids.DFO | petroleum | TRUE | 64812 | Power Depot Group A, LLC | 65537 | Clara | TX | Harris | CLA1 | Petroleum Liquids | IC |  | S | 0.6 | 0.8 | 0.5 | 0.6 | 0.1 | N |  |  | N | IPP Non-CHP | 2 | X | DFO
Petroleum Liquids.DFO | petroleum | TRUE | 64812 | Power Depot Group A, LLC | 65537 | Clara | TX | Harris | CLA10 | Petroleum Liquids | IC |  | S | 0.6 | 0.8 | 0.5 | 0.6 | 0.1 | N |  |  | N | IPP Non-CHP | 2 | X | DFO
Petroleum Liquids.DFO | petroleum | TRUE | 64812 | Power Depot Group A, LLC | 65537 | Clara | TX | Harris | CLA11 | Petroleum Liquids | IC |  | S | 0.6 | 0.8 | 0.5 | 0.6 | 0.1 | N |  |  | N | IPP Non-CHP | 2 | X | DFO
Petroleum Liquids.DFO | petroleum | TRUE | 64812 | Power Depot Group A, LLC | 65537 | Clara | TX | Harris | CLA12 | Petroleum Liquids | IC |  | S | 0.6 | 0.8 | 0.5 | 0.6 | 0.1 | N |  |  | N | IPP Non-CHP | 2 | X | DFO
Petroleum Liquids.DFO | petroleum | TRUE | 64812 | Power Depot Group A, LLC | 65537 | Clara | TX | Harris | CLA13 | Petroleum Liquids | IC |  | S | 0.6 | 0.8 | 0.5 | 0.6 | 0.1 | N |  |  | N | IPP Non-CHP | 2 | X | DFO
Petroleum Liquids.DFO | petroleum | TRUE | 64812 | Power Depot Group A, LLC | 65537 | Clara | TX | Harris | CLA14 | Petroleum Liquids | IC |  | S | 0.6 | 0.8 | 0.5 | 0.6 | 0.1 | N |  |  | N | IPP Non-CHP | 2 | X | DFO
Petroleum Liquids.DFO | petroleum | TRUE | 64812 | Power Depot Group A, LLC | 65537 | Clara | TX | Harris | CLA15 | Petroleum Liquids | IC |  | S | 0.6 | 0.8 | 0.5 | 0.6 | 0.1 | N |  |  | N | IPP Non-CHP | 2 | X | DFO
Petroleum Liquids.DFO | petroleum | TRUE | 64812 | Power Depot Group A, LLC | 65537 | Clara | TX | Harris | CLA2 | Petroleum Liquids | IC |  | S | 0.6 | 0.8 | 0.5 | 0.6 | 0.1 | N |  |  | N | IPP Non-CHP | 2 | X | DFO
Petroleum Liquids.DFO | petroleum | TRUE | 64812 | Power Depot Group A, LLC | 65537 | Clara | TX | Harris | CLA3 | Petroleum Liquids | IC |  | S | 0.6 | 0.8 | 0.5 | 0.6 | 0.1 | N |  |  | N | IPP Non-CHP | 2 | X | DFO
Petroleum Liquids.DFO | petroleum | TRUE | 64812 | Power Depot Group A, LLC | 65537 | Clara | TX | Harris | CLA4 | Petroleum Liquids | IC |  | S | 0.6 | 0.8 | 0.5 | 0.6 | 0.1 | N |  |  | N | IPP Non-CHP | 2 | X | DFO
Petroleum Liquids.DFO | petroleum | TRUE | 64812 | Power Depot Group A, LLC | 65537 | Clara | TX | Harris | CLA5 | Petroleum Liquids | IC |  | S | 0.6 | 0.8 | 0.5 | 0.6 | 0.1 | N |  |  | N | IPP Non-CHP | 2 | X | DFO
Petroleum Liquids.DFO | petroleum | TRUE | 64812 | Power Depot Group A, LLC | 65537 | Clara | TX | Harris | CLA6 | Petroleum Liquids | IC |  | S | 0.6 | 0.8 | 0.5 | 0.6 | 0.1 | N |  |  | N | IPP Non-CHP | 2 | X | DFO
Petroleum Liquids.DFO | petroleum | TRUE | 64812 | Power Depot Group A, LLC | 65537 | Clara | TX | Harris | CLA7 | Petroleum Liquids | IC |  | S | 0.6 | 0.8 | 0.5 | 0.6 | 0.1 | N |  |  | N | IPP Non-CHP | 2 | X | DFO
Petroleum Liquids.DFO | petroleum | TRUE | 64812 | Power Depot Group A, LLC | 65537 | Clara | TX | Harris | CLA8 | Petroleum Liquids | IC |  | S | 0.6 | 0.8 | 0.5 | 0.6 | 0.1 | N |  |  | N | IPP Non-CHP | 2 | X | DFO
Petroleum Liquids.DFO | petroleum | TRUE | 64812 | Power Depot Group A, LLC | 65537 | Clara | TX | Harris | CLA9 | Petroleum Liquids | IC |  | S | 0.6 | 0.8 | 0.5 | 0.6 | 0.1 | N |  |  | N | IPP Non-CHP | 2 | X | DFO
Petroleum Liquids.DFO | petroleum | TRUE | 64812 | Power Depot Group A, LLC | 65538 | Cutten | TX | Harris | CUT1 | Petroleum Liquids | IC |  | S | 0.6 | 0.8 | 0.5 | 0.6 | 0.1 | N |  |  | N | IPP Non-CHP | 2 | X | DFO
Petroleum Liquids.DFO | petroleum | TRUE | 64812 | Power Depot Group A, LLC | 65538 | Cutten | TX | Harris | CUT10 | Petroleum Liquids | IC |  | S | 0.6 | 0.8 | 0.5 | 0.6 | 0.1 | N |  |  | N | IPP Non-CHP | 2 | X | DFO
Petroleum Liquids.DFO | petroleum | TRUE | 64812 | Power Depot Group A, LLC | 65538 | Cutten | TX | Harris | CUT11 | Petroleum Liquids | IC |  | S | 0.6 | 0.8 | 0.5 | 0.6 | 0.1 | N |  |  | N | IPP Non-CHP | 2 | X | DFO
Petroleum Liquids.DFO | petroleum | TRUE | 64812 | Power Depot Group A, LLC | 65538 | Cutten | TX | Harris | CUT12 | Petroleum Liquids | IC |  | S | 0.6 | 0.8 | 0.5 | 0.6 | 0.1 | N |  |  | N | IPP Non-CHP | 2 | X | DFO
Petroleum Liquids.DFO | petroleum | TRUE | 64812 | Power Depot Group A, LLC | 65538 | Cutten | TX | Harris | CUT13 | Petroleum Liquids | IC |  | S | 0.6 | 0.8 | 0.5 | 0.6 | 0.1 | N |  |  | N | IPP Non-CHP | 2 | X | DFO
Petroleum Liquids.DFO | petroleum | TRUE | 64812 | Power Depot Group A, LLC | 65538 | Cutten | TX | Harris | CUT14 | Petroleum Liquids | IC |  | S | 0.6 | 0.8 | 0.5 | 0.6 | 0.1 | N |  |  | N | IPP Non-CHP | 2 | X | DFO
Petroleum Liquids.DFO | petroleum | TRUE | 64812 | Power Depot Group A, LLC | 65538 | Cutten | TX | Harris | CUT15 | Petroleum Liquids | IC |  | S | 0.6 | 0.8 | 0.5 | 0.6 | 0.1 | N |  |  | N | IPP Non-CHP | 2 | X | DFO
Petroleum Liquids.DFO | petroleum | TRUE | 64812 | Power Depot Group A, LLC | 65538 | Cutten | TX | Harris | CUT2 | Petroleum Liquids | IC |  | S | 0.6 | 0.8 | 0.5 | 0.6 | 0.1 | N |  |  | N | IPP Non-CHP | 2 | X | DFO
Petroleum Liquids.DFO | petroleum | TRUE | 64812 | Power Depot Group A, LLC | 65538 | Cutten | TX | Harris | CUT3 | Petroleum Liquids | IC |  | S | 0.6 | 0.8 | 0.5 | 0.6 | 0.1 | N |  |  | N | IPP Non-CHP | 2 | X | DFO
Petroleum Liquids.DFO | petroleum | TRUE | 64812 | Power Depot Group A, LLC | 65538 | Cutten | TX | Harris | CUT4 | Petroleum Liquids | IC |  | S | 0.6 | 0.8 | 0.5 | 0.6 | 0.1 | N |  |  | N | IPP Non-CHP | 2 | X | DFO
Petroleum Liquids.DFO | petroleum | TRUE | 64812 | Power Depot Group A, LLC | 65538 | Cutten | TX | Harris | CUT5 | Petroleum Liquids | IC |  | S | 0.6 | 0.8 | 0.5 | 0.6 | 0.1 | N |  |  | N | IPP Non-CHP | 2 | X | DFO
Petroleum Liquids.DFO | petroleum | TRUE | 64812 | Power Depot Group A, LLC | 65538 | Cutten | TX | Harris | CUT6 | Petroleum Liquids | IC |  | S | 0.6 | 0.8 | 0.5 | 0.6 | 0.1 | N |  |  | N | IPP Non-CHP | 2 | X | DFO
Petroleum Liquids.DFO | petroleum | TRUE | 64812 | Power Depot Group A, LLC | 65538 | Cutten | TX | Harris | CUT7 | Petroleum Liquids | IC |  | S | 0.6 | 0.8 | 0.5 | 0.6 | 0.1 | N |  |  | N | IPP Non-CHP | 2 | X | DFO
Petroleum Liquids.DFO | petroleum | TRUE | 64812 | Power Depot Group A, LLC | 65538 | Cutten | TX | Harris | CUT8 | Petroleum Liquids | IC |  | S | 0.6 | 0.8 | 0.5 | 0.6 | 0.1 | N |  |  | N | IPP Non-CHP | 2 | X | DFO
Petroleum Liquids.DFO | petroleum | TRUE | 64812 | Power Depot Group A, LLC | 65538 | Cutten | TX | Harris | CUT9 | Petroleum Liquids | IC |  | S | 0.6 | 0.8 | 0.5 | 0.6 | 0.1 | N |  |  | N | IPP Non-CHP | 2 | X | DFO
Petroleum Liquids.DFO | petroleum | TRUE | 64812 | Power Depot Group A, LLC | 65539 | E. Porte Ct. | TX | Cameron | EPC1 | Petroleum Liquids | IC |  | S | 0.6 | 0.8 | 0.5 | 0.6 | 0.1 | N |  |  | N | IPP Non-CHP | 2 | X | DFO
Petroleum Liquids.DFO | petroleum | TRUE | 64812 | Power Depot Group A, LLC | 65539 | E. Porte Ct. | TX | Cameron | EPC10 | Petroleum Liquids | IC |  | S | 0.6 | 0.8 | 0.5 | 0.6 | 0.1 | N |  |  | N | IPP Non-CHP | 2 | X | DFO
Petroleum Liquids.DFO | petroleum | TRUE | 64812 | Power Depot Group A, LLC | 65539 | E. Porte Ct. | TX | Cameron | EPC11 | Petroleum Liquids | IC |  | S | 0.6 | 0.8 | 0.5 | 0.6 | 0.1 | N |  |  | N | IPP Non-CHP | 2 | X | DFO
Petroleum Liquids.DFO | petroleum | TRUE | 64812 | Power Depot Group A, LLC | 65539 | E. Porte Ct. | TX | Cameron | EPC12 | Petroleum Liquids | IC |  | S | 0.6 | 0.8 | 0.5 | 0.6 | 0.1 | N |  |  | N | IPP Non-CHP | 2 | X | DFO
Petroleum Liquids.DFO | petroleum | TRUE | 64812 | Power Depot Group A, LLC | 65539 | E. Porte Ct. | TX | Cameron | EPC13 | Petroleum Liquids | IC |  | S | 0.6 | 0.8 | 0.5 | 0.6 | 0.1 | N |  |  | N | IPP Non-CHP | 2 | X | DFO
Petroleum Liquids.DFO | petroleum | TRUE | 64812 | Power Depot Group A, LLC | 65539 | E. Porte Ct. | TX | Cameron | EPC14 | Petroleum Liquids | IC |  | S | 0.6 | 0.8 | 0.5 | 0.6 | 0.1 | N |  |  | N | IPP Non-CHP | 2 | X | DFO
Petroleum Liquids.DFO | petroleum | TRUE | 64812 | Power Depot Group A, LLC | 65539 | E. Porte Ct. | TX | Cameron | EPC15 | Petroleum Liquids | IC |  | S | 0.6 | 0.8 | 0.5 | 0.6 | 0.1 | N |  |  | N | IPP Non-CHP | 2 | X | DFO
Petroleum Liquids.DFO | petroleum | TRUE | 64812 | Power Depot Group A, LLC | 65539 | E. Porte Ct. | TX | Cameron | EPC2 | Petroleum Liquids | IC |  | S | 0.6 | 0.8 | 0.5 | 0.6 | 0.1 | N |  |  | N | IPP Non-CHP | 2 | X | DFO
Petroleum Liquids.DFO | petroleum | TRUE | 64812 | Power Depot Group A, LLC | 65539 | E. Porte Ct. | TX | Cameron | EPC3 | Petroleum Liquids | IC |  | S | 0.6 | 0.8 | 0.5 | 0.6 | 0.1 | N |  |  | N | IPP Non-CHP | 2 | X | DFO
Petroleum Liquids.DFO | petroleum | TRUE | 64812 | Power Depot Group A, LLC | 65539 | E. Porte Ct. | TX | Cameron | EPC4 | Petroleum Liquids | IC |  | S | 0.6 | 0.8 | 0.5 | 0.6 | 0.1 | N |  |  | N | IPP Non-CHP | 2 | X | DFO
Petroleum Liquids.DFO | petroleum | TRUE | 64812 | Power Depot Group A, LLC | 65539 | E. Porte Ct. | TX | Cameron | EPC5 | Petroleum Liquids | IC |  | S | 0.6 | 0.8 | 0.5 | 0.6 | 0.1 | N |  |  | N | IPP Non-CHP | 2 | X | DFO
Petroleum Liquids.DFO | petroleum | TRUE | 64812 | Power Depot Group A, LLC | 65539 | E. Porte Ct. | TX | Cameron | EPC6 | Petroleum Liquids | IC |  | S | 0.6 | 0.8 | 0.5 | 0.6 | 0.1 | N |  |  | N | IPP Non-CHP | 2 | X | DFO
Petroleum Liquids.DFO | petroleum | TRUE | 64812 | Power Depot Group A, LLC | 65539 | E. Porte Ct. | TX | Cameron | EPC7 | Petroleum Liquids | IC |  | S | 0.6 | 0.8 | 0.5 | 0.6 | 0.1 | N |  |  | N | IPP Non-CHP | 2 | X | DFO
Petroleum Liquids.DFO | petroleum | TRUE | 64812 | Power Depot Group A, LLC | 65539 | E. Porte Ct. | TX | Cameron | EPC8 | Petroleum Liquids | IC |  | S | 0.6 | 0.8 | 0.5 | 0.6 | 0.1 | N |  |  | N | IPP Non-CHP | 2 | X | DFO
Petroleum Liquids.DFO | petroleum | TRUE | 64812 | Power Depot Group A, LLC | 65539 | E. Porte Ct. | TX | Cameron | EPC9 | Petroleum Liquids | IC |  | S | 0.6 | 0.8 | 0.5 | 0.6 | 0.1 | N |  |  | N | IPP Non-CHP | 2 | X | DFO
Petroleum Liquids.DFO | petroleum | TRUE | 64812 | Power Depot Group A, LLC | 65540 | Frankel | TX | Andrews | FRA1 | Petroleum Liquids | IC |  | S | 0.6 | 0.8 | 0.5 | 0.6 | 0.1 | N |  |  | N | IPP Non-CHP | 2 | X | DFO
Petroleum Liquids.DFO | petroleum | TRUE | 64812 | Power Depot Group A, LLC | 65540 | Frankel | TX | Andrews | FRA10 | Petroleum Liquids | IC |  | S | 0.6 | 0.8 | 0.5 | 0.6 | 0.1 | N |  |  | N | IPP Non-CHP | 2 | X | DFO
Petroleum Liquids.DFO | petroleum | TRUE | 64812 | Power Depot Group A, LLC | 65540 | Frankel | TX | Andrews | FRA11 | Petroleum Liquids | IC |  | S | 0.6 | 0.8 | 0.5 | 0.6 | 0.1 | N |  |  | N | IPP Non-CHP | 2 | X | DFO
Petroleum Liquids.DFO | petroleum | TRUE | 64812 | Power Depot Group A, LLC | 65540 | Frankel | TX | Andrews | FRA12 | Petroleum Liquids | IC |  | S | 0.6 | 0.8 | 0.5 | 0.6 | 0.1 | N |  |  | N | IPP Non-CHP | 2 | X | DFO
Petroleum Liquids.DFO | petroleum | TRUE | 64812 | Power Depot Group A, LLC | 65540 | Frankel | TX | Andrews | FRA13 | Petroleum Liquids | IC |  | S | 0.6 | 0.8 | 0.5 | 0.6 | 0.1 | N |  |  | N | IPP Non-CHP | 2 | X | DFO
Petroleum Liquids.DFO | petroleum | TRUE | 64812 | Power Depot Group A, LLC | 65540 | Frankel | TX | Andrews | FRA14 | Petroleum Liquids | IC |  | S | 0.6 | 0.8 | 0.5 | 0.6 | 0.1 | N |  |  | N | IPP Non-CHP | 2 | X | DFO
Petroleum Liquids.DFO | petroleum | TRUE | 64812 | Power Depot Group A, LLC | 65540 | Frankel | TX | Andrews | FRA15 | Petroleum Liquids | IC |  | S | 0.6 | 0.8 | 0.5 | 0.6 | 0.1 | N |  |  | N | IPP Non-CHP | 2 | X | DFO
Petroleum Liquids.DFO | petroleum | TRUE | 64812 | Power Depot Group A, LLC | 65540 | Frankel | TX | Andrews | FRA2 | Petroleum Liquids | IC |  | S | 0.6 | 0.8 | 0.5 | 0.6 | 0.1 | N |  |  | N | IPP Non-CHP | 2 | X | DFO
Petroleum Liquids.DFO | petroleum | TRUE | 64812 | Power Depot Group A, LLC | 65540 | Frankel | TX | Andrews | FRA3 | Petroleum Liquids | IC |  | S | 0.6 | 0.8 | 0.5 | 0.6 | 0.1 | N |  |  | N | IPP Non-CHP | 2 | X | DFO
Petroleum Liquids.DFO | petroleum | TRUE | 64812 | Power Depot Group A, LLC | 65540 | Frankel | TX | Andrews | FRA4 | Petroleum Liquids | IC |  | S | 0.6 | 0.8 | 0.5 | 0.6 | 0.1 | N |  |  | N | IPP Non-CHP | 2 | X | DFO
Petroleum Liquids.DFO | petroleum | TRUE | 64812 | Power Depot Group A, LLC | 65540 | Frankel | TX | Andrews | FRA5 | Petroleum Liquids | IC |  | S | 0.6 | 0.8 | 0.5 | 0.6 | 0.1 | N |  |  | N | IPP Non-CHP | 2 | X | DFO
Petroleum Liquids.DFO | petroleum | TRUE | 64812 | Power Depot Group A, LLC | 65540 | Frankel | TX | Andrews | FRA6 | Petroleum Liquids | IC |  | S | 0.6 | 0.8 | 0.5 | 0.6 | 0.1 | N |  |  | N | IPP Non-CHP | 2 | X | DFO
Petroleum Liquids.DFO | petroleum | TRUE | 64812 | Power Depot Group A, LLC | 65540 | Frankel | TX | Andrews | FRA7 | Petroleum Liquids | IC |  | S | 0.6 | 0.8 | 0.5 | 0.6 | 0.1 | N |  |  | N | IPP Non-CHP | 2 | X | DFO
Petroleum Liquids.DFO | petroleum | TRUE | 64812 | Power Depot Group A, LLC | 65540 | Frankel | TX | Andrews | FRA8 | Petroleum Liquids | IC |  | S | 0.6 | 0.8 | 0.5 | 0.6 | 0.1 | N |  |  | N | IPP Non-CHP | 2 | X | DFO
Petroleum Liquids.DFO | petroleum | TRUE | 64812 | Power Depot Group A, LLC | 65540 | Frankel | TX | Andrews | FRA9 | Petroleum Liquids | IC |  | S | 0.6 | 0.8 | 0.5 | 0.6 | 0.1 | N |  |  | N | IPP Non-CHP | 2 | X | DFO
Petroleum Liquids.DFO | petroleum | TRUE | 64812 | Power Depot Group A, LLC | 65541 | GCWA | TX | Galveston | IPS1 | Petroleum Liquids | IC |  | S | 0.6 | 0.8 | 0.6 | 0.6 | 0.1 | N |  |  | N | IPP Non-CHP | 2 | X | DFO
Petroleum Liquids.DFO | petroleum | TRUE | 64812 | Power Depot Group A, LLC | 65541 | GCWA | TX | Galveston | IPS2 | Petroleum Liquids | IC |  | S | 0.6 | 0.8 | 0.6 | 0.6 | 0.1 | N |  |  | N | IPP Non-CHP | 2 | X | DFO
Petroleum Liquids.DFO | petroleum | TRUE | 64812 | Power Depot Group A, LLC | 65541 | GCWA | TX | Galveston | IPS3 | Petroleum Liquids | IC |  | S | 0.6 | 0.8 | 0.6 | 0.6 | 0.1 | N |  |  | N | IPP Non-CHP | 2 | X | DFO
Petroleum Liquids.DFO | petroleum | TRUE | 64812 | Power Depot Group A, LLC | 65541 | GCWA | TX | Galveston | IPS4 | Petroleum Liquids | IC |  | S | 0.6 | 0.8 | 0.6 | 0.6 | 0.1 | N |  |  | N | IPP Non-CHP | 2 | X | DFO
Petroleum Liquids.DFO | petroleum | TRUE | 64812 | Power Depot Group A, LLC | 65541 | GCWA | TX | Galveston | IPS5 | Petroleum Liquids | IC |  | S | 0.6 | 0.8 | 0.6 | 0.6 | 0.1 | N |  |  | N | IPP Non-CHP | 2 | X | DFO
Petroleum Liquids.DFO | petroleum | TRUE | 64812 | Power Depot Group A, LLC | 65541 | GCWA | TX | Galveston | IPS6 | Petroleum Liquids | IC |  | S | 0.6 | 0.8 | 0.6 | 0.6 | 0.1 | N |  |  | N | IPP Non-CHP | 2 | X | DFO
Petroleum Liquids.DFO | petroleum | TRUE | 64812 | Power Depot Group A, LLC | 65541 | GCWA | TX | Galveston | IPS7 | Petroleum Liquids | IC |  | S | 0.6 | 0.8 | 0.6 | 0.6 | 0.1 | N |  |  | N | IPP Non-CHP | 2 | X | DFO
Petroleum Liquids.DFO | petroleum | TRUE | 64812 | Power Depot Group A, LLC | 65541 | GCWA | TX | Galveston | IPS8 | Petroleum Liquids | IC |  | S | 0.6 | 0.8 | 0.6 | 0.6 | 0.1 | N |  |  | N | IPP Non-CHP | 2 | X | DFO
Petroleum Liquids.DFO | petroleum | TRUE | 64812 | Power Depot Group A, LLC | 65541 | GCWA | TX | Galveston | MUN1 | Petroleum Liquids | IC |  | S | 0.6 | 0.8 | 0.6 | 0.6 | 0.1 | N |  |  | N | IPP Non-CHP | 2 | X | DFO
Petroleum Liquids.DFO | petroleum | TRUE | 64812 | Power Depot Group A, LLC | 65541 | GCWA | TX | Galveston | MUN2 | Petroleum Liquids | IC |  | S | 0.6 | 0.8 | 0.6 | 0.6 | 0.1 | N |  |  | N | IPP Non-CHP | 2 | X | DFO
Petroleum Liquids.DFO | petroleum | TRUE | 64812 | Power Depot Group A, LLC | 65541 | GCWA | TX | Galveston | MUN3 | Petroleum Liquids | IC |  | S | 0.6 | 0.8 | 0.6 | 0.6 | 0.1 | N |  |  | N | IPP Non-CHP | 2 | X | DFO
Petroleum Liquids.DFO | petroleum | TRUE | 64812 | Power Depot Group A, LLC | 65541 | GCWA | TX | Galveston | MUN4 | Petroleum Liquids | IC |  | S | 0.6 | 0.8 | 0.6 | 0.6 | 0.1 | N |  |  | N | IPP Non-CHP | 2 | X | DFO
Petroleum Liquids.DFO | petroleum | TRUE | 64812 | Power Depot Group A, LLC | 65542 | Goldsmith | TX | Ector | GS1 | Petroleum Liquids | IC |  | S | 0.6 | 0.8 | 0.5 | 0.6 | 0.1 | N |  |  | N | IPP Non-CHP | 2 | X | DFO
Petroleum Liquids.DFO | petroleum | TRUE | 64812 | Power Depot Group A, LLC | 65542 | Goldsmith | TX | Ector | GS10 | Petroleum Liquids | IC |  | S | 0.6 | 0.8 | 0.5 | 0.6 | 0.1 | N |  |  | N | IPP Non-CHP | 2 | X | DFO
Petroleum Liquids.DFO | petroleum | TRUE | 64812 | Power Depot Group A, LLC | 65542 | Goldsmith | TX | Ector | GS11 | Petroleum Liquids | IC |  | S | 0.6 | 0.8 | 0.5 | 0.6 | 0.1 | N |  |  | N | IPP Non-CHP | 2 | X | DFO
Petroleum Liquids.DFO | petroleum | TRUE | 64812 | Power Depot Group A, LLC | 65542 | Goldsmith | TX | Ector | GS12 | Petroleum Liquids | IC |  | S | 0.6 | 0.8 | 0.5 | 0.6 | 0.1 | N |  |  | N | IPP Non-CHP | 2 | X | DFO
Petroleum Liquids.DFO | petroleum | TRUE | 64812 | Power Depot Group A, LLC | 65542 | Goldsmith | TX | Ector | GS13 | Petroleum Liquids | IC |  | S | 0.6 | 0.8 | 0.5 | 0.6 | 0.1 | N |  |  | N | IPP Non-CHP | 2 | X | DFO
Petroleum Liquids.DFO | petroleum | TRUE | 64812 | Power Depot Group A, LLC | 65542 | Goldsmith | TX | Ector | GS14 | Petroleum Liquids | IC |  | S | 0.6 | 0.8 | 0.5 | 0.6 | 0.1 | N |  |  | N | IPP Non-CHP | 2 | X | DFO
Petroleum Liquids.DFO | petroleum | TRUE | 64812 | Power Depot Group A, LLC | 65542 | Goldsmith | TX | Ector | GS15 | Petroleum Liquids | IC |  | S | 0.6 | 0.8 | 0.5 | 0.6 | 0.1 | N |  |  | N | IPP Non-CHP | 2 | X | DFO
Petroleum Liquids.DFO | petroleum | TRUE | 64812 | Power Depot Group A, LLC | 65542 | Goldsmith | TX | Ector | GS2 | Petroleum Liquids | IC |  | S | 0.6 | 0.8 | 0.5 | 0.6 | 0.1 | N |  |  | N | IPP Non-CHP | 2 | X | DFO
Petroleum Liquids.DFO | petroleum | TRUE | 64812 | Power Depot Group A, LLC | 65542 | Goldsmith | TX | Ector | GS3 | Petroleum Liquids | IC |  | S | 0.6 | 0.8 | 0.5 | 0.6 | 0.1 | N |  |  | N | IPP Non-CHP | 2 | X | DFO
Petroleum Liquids.DFO | petroleum | TRUE | 64812 | Power Depot Group A, LLC | 65542 | Goldsmith | TX | Ector | GS4 | Petroleum Liquids | IC |  | S | 0.6 | 0.8 | 0.5 | 0.6 | 0.1 | N |  |  | N | IPP Non-CHP | 2 | X | DFO
Petroleum Liquids.DFO | petroleum | TRUE | 64812 | Power Depot Group A, LLC | 65542 | Goldsmith | TX | Ector | GS5 | Petroleum Liquids | IC |  | S | 0.6 | 0.8 | 0.5 | 0.6 | 0.1 | N |  |  | N | IPP Non-CHP | 2 | X | DFO
Petroleum Liquids.DFO | petroleum | TRUE | 64812 | Power Depot Group A, LLC | 65542 | Goldsmith | TX | Ector | GS6 | Petroleum Liquids | IC |  | S | 0.6 | 0.8 | 0.5 | 0.6 | 0.1 | N |  |  | N | IPP Non-CHP | 2 | X | DFO
Petroleum Liquids.DFO | petroleum | TRUE | 64812 | Power Depot Group A, LLC | 65542 | Goldsmith | TX | Ector | GS7 | Petroleum Liquids | IC |  | S | 0.6 | 0.8 | 0.5 | 0.6 | 0.1 | N |  |  | N | IPP Non-CHP | 2 | X | DFO
Petroleum Liquids.DFO | petroleum | TRUE | 64812 | Power Depot Group A, LLC | 65542 | Goldsmith | TX | Ector | GS8 | Petroleum Liquids | IC |  | S | 0.6 | 0.8 | 0.5 | 0.6 | 0.1 | N |  |  | N | IPP Non-CHP | 2 | X | DFO
Petroleum Liquids.DFO | petroleum | TRUE | 64812 | Power Depot Group A, LLC | 65542 | Goldsmith | TX | Ector | GS9 | Petroleum Liquids | IC |  | S | 0.6 | 0.8 | 0.5 | 0.6 | 0.1 | N |  |  | N | IPP Non-CHP | 2 | X | DFO
Petroleum Liquids.DFO | petroleum | TRUE | 64812 | Power Depot Group A, LLC | 65543 | Mckeever | TX | Fort Bend | MK1 | Petroleum Liquids | IC |  | S | 0.6 | 0.8 | 0.5 | 0.6 | 0.1 | N |  |  | N | IPP Non-CHP | 2 | X | DFO
Petroleum Liquids.DFO | petroleum | TRUE | 64812 | Power Depot Group A, LLC | 65543 | Mckeever | TX | Fort Bend | MK10 | Petroleum Liquids | IC |  | S | 0.6 | 0.8 | 0.5 | 0.6 | 0.1 | N |  |  | N | IPP Non-CHP | 2 | X | DFO
Petroleum Liquids.DFO | petroleum | TRUE | 64812 | Power Depot Group A, LLC | 65543 | Mckeever | TX | Fort Bend | MK11 | Petroleum Liquids | IC |  | S | 0.6 | 0.8 | 0.5 | 0.6 | 0.1 | N |  |  | N | IPP Non-CHP | 2 | X | DFO
Petroleum Liquids.DFO | petroleum | TRUE | 64812 | Power Depot Group A, LLC | 65543 | Mckeever | TX | Fort Bend | MK12 | Petroleum Liquids | IC |  | S | 0.6 | 0.8 | 0.5 | 0.6 | 0.1 | N |  |  | N | IPP Non-CHP | 2 | X | DFO
Petroleum Liquids.DFO | petroleum | TRUE | 64812 | Power Depot Group A, LLC | 65543 | Mckeever | TX | Fort Bend | MK13 | Petroleum Liquids | IC |  | S | 0.6 | 0.8 | 0.5 | 0.6 | 0.1 | N |  |  | N | IPP Non-CHP | 2 | X | DFO
Petroleum Liquids.DFO | petroleum | TRUE | 64812 | Power Depot Group A, LLC | 65543 | Mckeever | TX | Fort Bend | MK14 | Petroleum Liquids | IC |  | S | 0.6 | 0.8 | 0.5 | 0.6 | 0.1 | N |  |  | N | IPP Non-CHP | 2 | X | DFO
Petroleum Liquids.DFO | petroleum | TRUE | 64812 | Power Depot Group A, LLC | 65543 | Mckeever | TX | Fort Bend | MK15 | Petroleum Liquids | IC |  | S | 0.6 | 0.8 | 0.5 | 0.6 | 0.1 | N |  |  | N | IPP Non-CHP | 2 | X | DFO
Petroleum Liquids.DFO | petroleum | TRUE | 64812 | Power Depot Group A, LLC | 65543 | Mckeever | TX | Fort Bend | MK2 | Petroleum Liquids | IC |  | S | 0.6 | 0.8 | 0.5 | 0.6 | 0.1 | N |  |  | N | IPP Non-CHP | 2 | X | DFO
Petroleum Liquids.DFO | petroleum | TRUE | 64812 | Power Depot Group A, LLC | 65543 | Mckeever | TX | Fort Bend | MK3 | Petroleum Liquids | IC |  | S | 0.6 | 0.8 | 0.5 | 0.6 | 0.1 | N |  |  | N | IPP Non-CHP | 2 | X | DFO
Petroleum Liquids.DFO | petroleum | TRUE | 64812 | Power Depot Group A, LLC | 65543 | Mckeever | TX | Fort Bend | MK4 | Petroleum Liquids | IC |  | S | 0.6 | 0.8 | 0.5 | 0.6 | 0.1 | N |  |  | N | IPP Non-CHP | 2 | X | DFO
Petroleum Liquids.DFO | petroleum | TRUE | 64812 | Power Depot Group A, LLC | 65543 | Mckeever | TX | Fort Bend | MK5 | Petroleum Liquids | IC |  | S | 0.6 | 0.8 | 0.5 | 0.6 | 0.1 | N |  |  | N | IPP Non-CHP | 2 | X | DFO
Petroleum Liquids.DFO | petroleum | TRUE | 64812 | Power Depot Group A, LLC | 65543 | Mckeever | TX | Fort Bend | MK6 | Petroleum Liquids | IC |  | S | 0.6 | 0.8 | 0.5 | 0.6 | 0.1 | N |  |  | N | IPP Non-CHP | 2 | X | DFO
Petroleum Liquids.DFO | petroleum | TRUE | 64812 | Power Depot Group A, LLC | 65543 | Mckeever | TX | Fort Bend | MK7 | Petroleum Liquids | IC |  | S | 0.6 | 0.8 | 0.5 | 0.6 | 0.1 | N |  |  | N | IPP Non-CHP | 2 | X | DFO
Petroleum Liquids.DFO | petroleum | TRUE | 64812 | Power Depot Group A, LLC | 65543 | Mckeever | TX | Fort Bend | MK8 | Petroleum Liquids | IC |  | S | 0.6 | 0.8 | 0.5 | 0.6 | 0.1 | N |  |  | N | IPP Non-CHP | 2 | X | DFO
Petroleum Liquids.DFO | petroleum | TRUE | 64812 | Power Depot Group A, LLC | 65543 | Mckeever | TX | Fort Bend | MK9 | Petroleum Liquids | IC |  | S | 0.6 | 0.8 | 0.5 | 0.6 | 0.1 | N |  |  | N | IPP Non-CHP | 2 | X | DFO
Petroleum Liquids.DFO | petroleum | TRUE | 64812 | Power Depot Group A, LLC | 65544 | N. Mary Francis | TX | Ector | NMF1 | Petroleum Liquids | IC |  | S | 0.6 | 0.8 | 0.5 | 0.6 | 0.1 | N |  |  | N | IPP Non-CHP | 2 | X | DFO
Petroleum Liquids.DFO | petroleum | TRUE | 64812 | Power Depot Group A, LLC | 65544 | N. Mary Francis | TX | Ector | NMF10 | Petroleum Liquids | IC |  | S | 0.6 | 0.8 | 0.5 | 0.6 | 0.1 | N |  |  | N | IPP Non-CHP | 2 | X | DFO
Petroleum Liquids.DFO | petroleum | TRUE | 64812 | Power Depot Group A, LLC | 65544 | N. Mary Francis | TX | Ector | NMF11 | Petroleum Liquids | IC |  | S | 0.6 | 0.8 | 0.5 | 0.6 | 0.1 | N |  |  | N | IPP Non-CHP | 2 | X | DFO
Petroleum Liquids.DFO | petroleum | TRUE | 64812 | Power Depot Group A, LLC | 65544 | N. Mary Francis | TX | Ector | NMF12 | Petroleum Liquids | IC |  | S | 0.6 | 0.8 | 0.5 | 0.6 | 0.1 | N |  |  | N | IPP Non-CHP | 2 | X | DFO
Petroleum Liquids.DFO | petroleum | TRUE | 64812 | Power Depot Group A, LLC | 65544 | N. Mary Francis | TX | Ector | NMF13 | Petroleum Liquids | IC |  | S | 0.6 | 0.8 | 0.5 | 0.6 | 0.1 | N |  |  | N | IPP Non-CHP | 2 | X | DFO
Petroleum Liquids.DFO | petroleum | TRUE | 64812 | Power Depot Group A, LLC | 65544 | N. Mary Francis | TX | Ector | NMF14 | Petroleum Liquids | IC |  | S | 0.6 | 0.8 | 0.5 | 0.6 | 0.1 | N |  |  | N | IPP Non-CHP | 2 | X | DFO
Petroleum Liquids.DFO | petroleum | TRUE | 64812 | Power Depot Group A, LLC | 65544 | N. Mary Francis | TX | Ector | NMF15 | Petroleum Liquids | IC |  | S | 0.6 | 0.8 | 0.5 | 0.6 | 0.1 | N |  |  | N | IPP Non-CHP | 2 | X | DFO
Petroleum Liquids.DFO | petroleum | TRUE | 64812 | Power Depot Group A, LLC | 65544 | N. Mary Francis | TX | Ector | NMF2 | Petroleum Liquids | IC |  | S | 0.6 | 0.8 | 0.5 | 0.6 | 0.1 | N |  |  | N | IPP Non-CHP | 2 | X | DFO
Petroleum Liquids.DFO | petroleum | TRUE | 64812 | Power Depot Group A, LLC | 65544 | N. Mary Francis | TX | Ector | NMF3 | Petroleum Liquids | IC |  | S | 0.6 | 0.8 | 0.5 | 0.6 | 0.1 | N |  |  | N | IPP Non-CHP | 2 | X | DFO
Petroleum Liquids.DFO | petroleum | TRUE | 64812 | Power Depot Group A, LLC | 65544 | N. Mary Francis | TX | Ector | NMF4 | Petroleum Liquids | IC |  | S | 0.6 | 0.8 | 0.5 | 0.6 | 0.1 | N |  |  | N | IPP Non-CHP | 2 | X | DFO
Petroleum Liquids.DFO | petroleum | TRUE | 64812 | Power Depot Group A, LLC | 65544 | N. Mary Francis | TX | Ector | NMF5 | Petroleum Liquids | IC |  | S | 0.6 | 0.8 | 0.5 | 0.6 | 0.1 | N |  |  | N | IPP Non-CHP | 2 | X | DFO
Petroleum Liquids.DFO | petroleum | TRUE | 64812 | Power Depot Group A, LLC | 65544 | N. Mary Francis | TX | Ector | NMF6 | Petroleum Liquids | IC |  | S | 0.6 | 0.8 | 0.5 | 0.6 | 0.1 | N |  |  | N | IPP Non-CHP | 2 | X | DFO
Petroleum Liquids.DFO | petroleum | TRUE | 64812 | Power Depot Group A, LLC | 65544 | N. Mary Francis | TX | Ector | NMF7 | Petroleum Liquids | IC |  | S | 0.6 | 0.8 | 0.5 | 0.6 | 0.1 | N |  |  | N | IPP Non-CHP | 2 | X | DFO
Petroleum Liquids.DFO | petroleum | TRUE | 64812 | Power Depot Group A, LLC | 65544 | N. Mary Francis | TX | Ector | NMF8 | Petroleum Liquids | IC |  | S | 0.6 | 0.8 | 0.5 | 0.6 | 0.1 | N |  |  | N | IPP Non-CHP | 2 | X | DFO
Petroleum Liquids.DFO | petroleum | TRUE | 64812 | Power Depot Group A, LLC | 65544 | N. Mary Francis | TX | Ector | NMF9 | Petroleum Liquids | IC |  | S | 0.6 | 0.8 | 0.5 | 0.6 | 0.1 | N |  |  | N | IPP Non-CHP | 2 | X | DFO
Solar Photovoltaic.SUN | solar PV | TRUE | 64778 | Strata Manager, LLC | 65547 | Wedge | NC | Wayne | WEDGE | Solar Photovoltaic | PV |  | W | 5 |  | 5 | 5 |  | N |  |  | N | IPP Non-CHP | 2 | X | SUN
Solar Photovoltaic.SUN | solar PV | TRUE | 64778 | Strata Manager, LLC | 65548 | Truman (NC) | NC | Johnston | TRUMN | Solar Photovoltaic | PV |  | W | 5 |  | 5 | 5 |  | N |  |  | N | IPP Non-CHP | 2 | X | SUN
Solar Photovoltaic.SUN | solar PV | TRUE | 64778 | Strata Manager, LLC | 65549 | Trent River Farm | NC | Jones | TRENT | Solar Photovoltaic | PV |  | W | 5 |  | 5 | 5 |  | N |  |  | N | IPP Non-CHP | 2 | X | SUN
Solar Photovoltaic.SUN | solar PV | TRUE | 64778 | Strata Manager, LLC | 65550 | Tinker (NC) | NC | Chatham | TINKR | Solar Photovoltaic | PV |  | W | 4.8 |  | 4.8 | 4.8 |  | N |  |  | N | IPP Non-CHP | 2 | X | SUN
Solar Photovoltaic.SUN | solar PV | TRUE | 64778 | Strata Manager, LLC | 65551 | Sneads Grove | NC | Scotland | SNEAD | Solar Photovoltaic | PV |  | W | 5 |  | 5 | 5 |  | N |  |  | N | IPP Non-CHP | 2 | X | SUN
Solar Photovoltaic.SUN | solar PV | TRUE | 64778 | Strata Manager, LLC | 65552 | Henry Farm | NC | Randolph | HENRY | Solar Photovoltaic | PV |  | W | 5 |  | 5 | 5 |  | N |  |  | N | IPP Non-CHP | 2 | X | SUN
Solar Photovoltaic.SUN | solar PV | TRUE | 64778 | Strata Manager, LLC | 65553 | Kalish Farm Solar | NC | Montgomery | KALIS | Solar Photovoltaic | PV |  | W | 5 |  | 5 | 5 |  | N |  |  | N | IPP Non-CHP | 2 | X | SUN
Solar Photovoltaic.SUN | solar PV | TRUE | 64778 | Strata Manager, LLC | 65554 | Kendall Farm | NC | Randolph | KENDL | Solar Photovoltaic | PV |  | W | 5 |  | 5 | 5 |  | N |  |  | N | IPP Non-CHP | 2 | X | SUN
Solar Photovoltaic.SUN | solar PV | TRUE | 64778 | Strata Manager, LLC | 65555 | Peake Road | NC | Granville | PEAKE | Solar Photovoltaic | PV |  | W | 5 |  | 5 | 5 |  | N |  |  | N | IPP Non-CHP | 2 | X | SUN
Solar Photovoltaic.SUN | solar PV | TRUE | 64778 | Strata Manager, LLC | 65556 | Seagrove | NC | Randolph | SEAGR | Solar Photovoltaic | PV |  | W | 4.5 |  | 4.5 | 4.5 |  | N |  |  | N | IPP Non-CHP | 2 | X | SUN
Solar Photovoltaic.SUN | solar PV | TRUE | 64778 | Strata Manager, LLC | 65559 | Nolan | MA | Berkshire | NOLAN | Solar Photovoltaic | PV |  | W | 1 |  | 1 | 1 |  | N |  |  | N | IPP Non-CHP | 2 | X | SUN
Solar Photovoltaic.SUN | solar PV | TRUE | 64778 | Strata Manager, LLC | 65560 | Truck Stop | MA | Berkshire | TRUCK | Solar Photovoltaic | PV |  | W | 2 |  | 2 | 2 |  | N |  |  | N | IPP Non-CHP | 2 | X | SUN
Solar Photovoltaic.SUN | solar PV | TRUE | 60025 | Greenbacker Renewable Energy Corporation | 65563 | Robin NJ | NJ | Mercer | 136 | Solar Photovoltaic | PV |  | S | 2.2 |  | 2.2 | 2.2 |  | N |  |  | N | IPP Non-CHP | 2 | X | SUN
Solar Photovoltaic.SUN | solar PV | TRUE | 64395 | Bay4 Energy Services, LLC | 65564 | Calibrant Bakersfield LLC | CA | Kern | BAKER | Solar Photovoltaic | PV |  | W | 1.3 |  | 1.3 | 1.3 |  | N |  |  | N | IPP Non-CHP | 2 | X | SUN
Solar Photovoltaic.SUN | solar PV | TRUE | 64778 | Strata Manager, LLC | 65566 | Bradford Solar | MA | Essex | BRADF | Solar Photovoltaic | PV |  | W | 5 |  | 5 | 5 |  | N |  |  | N | IPP Non-CHP | 2 | X | SUN
Solar Photovoltaic.SUN | solar PV | TRUE | 64778 | Strata Manager, LLC | 65567 | Smith Solar Farm | NC | Scotland | SMITH | Solar Photovoltaic | PV |  | W | 5 |  | 5 | 5 |  | N |  |  | N | IPP Non-CHP | 2 | X | SUN
Solar Photovoltaic.SUN | solar PV | TRUE | 64846 | Google, Inc. | 65568 | Google Moffett Park Solar Project | CA | Santa Clara | GMSP1 | Solar Photovoltaic | PV |  | S | 1 | 1 | 1 | 1 |  | N |  |  | N | IPP Non-CHP | 2 | X | SUN
Solar Photovoltaic.SUN | solar PV | TRUE | 64846 | Google, Inc. | 65568 | Google Moffett Park Solar Project | CA | Santa Clara | GMSP2 | Solar Photovoltaic | PV |  | S | 0.7 | 1 | 0.7 | 0.5 |  | N |  |  | N | IPP Non-CHP | 2 | X | SUN
Batteries.MWH | battery storage | 0 | 64846 | Google, Inc. | 65568 | Google Moffett Park Solar Project | CA | Santa Clara | GMSPB | Batteries | BA |  | S | 0.6 |  | 0.6 | 0.6 | 0.6 | N |  |  | N | IPP Non-CHP | 2 | X | MWH
Batteries.MWH | battery storage | 0 | 64845 | Gilead Sciences, Inc. - La Verne | 65569 | Gilead Sciences La Verne Rooftop Solar | CA | Los Angeles | GSRBA | Batteries | BA |  | S | 1.1 |  | 1.1 | 1.1 |  | N |  |  | N | IPP Non-CHP | 2 | X | MWH
Solar Photovoltaic.SUN | solar PV | TRUE | 64845 | Gilead Sciences, Inc. - La Verne | 65569 | Gilead Sciences La Verne Rooftop Solar | CA | Los Angeles | GSRSP | Solar Photovoltaic | PV |  | S | 1.7 |  | 1.6 | 1.4 |  | N |  |  | N | IPP Non-CHP | 2 | X | SUN
Batteries.MWH | battery storage | 0 | 64878 | West Valley-Mission Community College District | 65570 | West Valley Mission CCD Solar Project | CA | Santa Clara | WVMBA | Batteries | BA |  | S | 0.9 |  | 0.9 | 0.9 | 0.9 | N |  |  | N | IPP Non-CHP | 2 | X | MWH
Solar Photovoltaic.SUN | solar PV | TRUE | 64878 | West Valley-Mission Community College District | 65570 | West Valley Mission CCD Solar Project | CA | Santa Clara | WVMSP | Solar Photovoltaic | PV |  | S | 2.7 |  | 2.5 | 0.9 | 2.7 | N |  |  | N | IPP Non-CHP | 2 | X | SUN
Solar Photovoltaic.SUN | solar PV | TRUE | 64808 | Verizon Communications | 65571 | Verizon Hidden Ridge Solar Project | TX | Dallas | VH600 | Solar Photovoltaic | PV |  | S | 1 |  | 0.9 | 0.6 | 1 | N |  |  | N | IPP Non-CHP | 2 | X | SUN
Solar Photovoltaic.SUN | solar PV | TRUE | 64808 | Verizon Communications | 65571 | Verizon Hidden Ridge Solar Project | TX | Dallas | VH700 | Solar Photovoltaic | PV |  | S | 1.1 |  | 1 | 0.7 | 1.1 | N |  |  | N | IPP Non-CHP | 2 | X | SUN
Solar Photovoltaic.SUN | solar PV | TRUE | 64808 | Verizon Communications | 65571 | Verizon Hidden Ridge Solar Project | TX | Dallas | VH750 | Solar Photovoltaic | PV |  | S | 0.8 |  | 0.8 | 0.6 | 0.8 | N |  |  | N | IPP Non-CHP | 2 | X | SUN
Petroleum Liquids.DFO | petroleum | TRUE | 64812 | Power Depot Group A, LLC | 65573 | Ridge Rd | TX | Hidalgo | RR1 | Petroleum Liquids | IC |  | S | 0.6 | 0.8 | 0.5 | 0.6 | 0.1 | N |  |  | N | IPP Non-CHP | 2 | X | DFO
Petroleum Liquids.DFO | petroleum | TRUE | 64812 | Power Depot Group A, LLC | 65573 | Ridge Rd | TX | Hidalgo | RR10 | Petroleum Liquids | IC |  | S | 0.6 | 0.8 | 0.5 | 0.6 | 0.1 | N |  |  | N | IPP Non-CHP | 2 | X | DFO
Petroleum Liquids.DFO | petroleum | TRUE | 64812 | Power Depot Group A, LLC | 65573 | Ridge Rd | TX | Hidalgo | RR11 | Petroleum Liquids | IC |  | S | 0.6 | 0.8 | 0.5 | 0.6 | 0.1 | N |  |  | N | IPP Non-CHP | 2 | X | DFO
Petroleum Liquids.DFO | petroleum | TRUE | 64812 | Power Depot Group A, LLC | 65573 | Ridge Rd | TX | Hidalgo | RR12 | Petroleum Liquids | IC |  | S | 0.6 | 0.8 | 0.5 | 0.6 | 0.1 | N |  |  | N | IPP Non-CHP | 2 | X | DFO
Petroleum Liquids.DFO | petroleum | TRUE | 64812 | Power Depot Group A, LLC | 65573 | Ridge Rd | TX | Hidalgo | RR13 | Petroleum Liquids | IC |  | S | 0.6 | 0.8 | 0.5 | 0.6 | 0.1 | N |  |  | N | IPP Non-CHP | 2 | X | DFO
Petroleum Liquids.DFO | petroleum | TRUE | 64812 | Power Depot Group A, LLC | 65573 | Ridge Rd | TX | Hidalgo | RR14 | Petroleum Liquids | IC |  | S | 0.6 | 0.8 | 0.5 | 0.6 | 0.1 | N |  |  | N | IPP Non-CHP | 2 | X | DFO
Petroleum Liquids.DFO | petroleum | TRUE | 64812 | Power Depot Group A, LLC | 65573 | Ridge Rd | TX | Hidalgo | RR15 | Petroleum Liquids | IC |  | S | 0.6 | 0.8 | 0.5 | 0.6 | 0.1 | N |  |  | N | IPP Non-CHP | 2 | X | DFO
Petroleum Liquids.DFO | petroleum | TRUE | 64812 | Power Depot Group A, LLC | 65573 | Ridge Rd | TX | Hidalgo | RR2 | Petroleum Liquids | IC |  | S | 0.6 | 0.8 | 0.5 | 0.6 | 0.1 | N |  |  | N | IPP Non-CHP | 2 | X | DFO
Petroleum Liquids.DFO | petroleum | TRUE | 64812 | Power Depot Group A, LLC | 65573 | Ridge Rd | TX | Hidalgo | RR3 | Petroleum Liquids | IC |  | S | 0.6 | 0.8 | 0.5 | 0.6 | 0.1 | N |  |  | N | IPP Non-CHP | 2 | X | DFO
Petroleum Liquids.DFO | petroleum | TRUE | 64812 | Power Depot Group A, LLC | 65573 | Ridge Rd | TX | Hidalgo | RR4 | Petroleum Liquids | IC |  | S | 0.6 | 0.8 | 0.5 | 0.6 | 0.1 | N |  |  | N | IPP Non-CHP | 2 | X | DFO
Petroleum Liquids.DFO | petroleum | TRUE | 64812 | Power Depot Group A, LLC | 65573 | Ridge Rd | TX | Hidalgo | RR5 | Petroleum Liquids | IC |  | S | 0.6 | 0.8 | 0.5 | 0.6 | 0.1 | N |  |  | N | IPP Non-CHP | 2 | X | DFO
Petroleum Liquids.DFO | petroleum | TRUE | 64812 | Power Depot Group A, LLC | 65573 | Ridge Rd | TX | Hidalgo | RR6 | Petroleum Liquids | IC |  | S | 0.6 | 0.8 | 0.5 | 0.6 | 0.1 | N |  |  | N | IPP Non-CHP | 2 | X | DFO
Petroleum Liquids.DFO | petroleum | TRUE | 64812 | Power Depot Group A, LLC | 65573 | Ridge Rd | TX | Hidalgo | RR7 | Petroleum Liquids | IC |  | S | 0.6 | 0.8 | 0.5 | 0.6 | 0.1 | N |  |  | N | IPP Non-CHP | 2 | X | DFO
Petroleum Liquids.DFO | petroleum | TRUE | 64812 | Power Depot Group A, LLC | 65573 | Ridge Rd | TX | Hidalgo | RR8 | Petroleum Liquids | IC |  | S | 0.6 | 0.8 | 0.5 | 0.6 | 0.1 | N |  |  | N | IPP Non-CHP | 2 | X | DFO
Petroleum Liquids.DFO | petroleum | TRUE | 64812 | Power Depot Group A, LLC | 65573 | Ridge Rd | TX | Hidalgo | RR9 | Petroleum Liquids | IC |  | S | 0.6 | 0.8 | 0.5 | 0.6 | 0.1 | N |  |  | N | IPP Non-CHP | 2 | X | DFO
Petroleum Liquids.DFO | petroleum | TRUE | 64812 | Power Depot Group A, LLC | 65574 | Santa Rosa | TX | Cameron | SR1 | Petroleum Liquids | IC |  | S | 0.6 | 0.8 | 0.5 | 0.6 | 0.1 | N |  |  | N | IPP Non-CHP | 2 | X | DFO
Petroleum Liquids.DFO | petroleum | TRUE | 64812 | Power Depot Group A, LLC | 65574 | Santa Rosa | TX | Cameron | SR10 | Petroleum Liquids | IC |  | S | 0.6 | 0.8 | 0.5 | 0.6 | 0.1 | N |  |  | N | IPP Non-CHP | 2 | X | DFO
Petroleum Liquids.DFO | petroleum | TRUE | 64812 | Power Depot Group A, LLC | 65574 | Santa Rosa | TX | Cameron | SR11 | Petroleum Liquids | IC |  | S | 0.6 | 0.8 | 0.5 | 0.6 | 0.1 | N |  |  | N | IPP Non-CHP | 2 | X | DFO
Petroleum Liquids.DFO | petroleum | TRUE | 64812 | Power Depot Group A, LLC | 65574 | Santa Rosa | TX | Cameron | SR12 | Petroleum Liquids | IC |  | S | 0.6 | 0.8 | 0.5 | 0.6 | 0.1 | N |  |  | N | IPP Non-CHP | 2 | X | DFO
Petroleum Liquids.DFO | petroleum | TRUE | 64812 | Power Depot Group A, LLC | 65574 | Santa Rosa | TX | Cameron | SR13 | Petroleum Liquids | IC |  | S | 0.6 | 0.8 | 0.5 | 0.6 | 0.1 | N |  |  | N | IPP Non-CHP | 2 | X | DFO
Petroleum Liquids.DFO | petroleum | TRUE | 64812 | Power Depot Group A, LLC | 65574 | Santa Rosa | TX | Cameron | SR14 | Petroleum Liquids | IC |  | S | 0.6 | 0.8 | 0.5 | 0.6 | 0.1 | N |  |  | N | IPP Non-CHP | 2 | X | DFO
Petroleum Liquids.DFO | petroleum | TRUE | 64812 | Power Depot Group A, LLC | 65574 | Santa Rosa | TX | Cameron | SR15 | Petroleum Liquids | IC |  | S | 0.6 | 0.8 | 0.5 | 0.6 | 0.1 | N |  |  | N | IPP Non-CHP | 2 | X | DFO
Petroleum Liquids.DFO | petroleum | TRUE | 64812 | Power Depot Group A, LLC | 65574 | Santa Rosa | TX | Cameron | SR2 | Petroleum Liquids | IC |  | S | 0.6 | 0.8 | 0.5 | 0.6 | 0.1 | N |  |  | N | IPP Non-CHP | 2 | X | DFO
Petroleum Liquids.DFO | petroleum | TRUE | 64812 | Power Depot Group A, LLC | 65574 | Santa Rosa | TX | Cameron | SR3 | Petroleum Liquids | IC |  | S | 0.6 | 0.8 | 0.5 | 0.6 | 0.1 | N |  |  | N | IPP Non-CHP | 2 | X | DFO
Petroleum Liquids.DFO | petroleum | TRUE | 64812 | Power Depot Group A, LLC | 65574 | Santa Rosa | TX | Cameron | SR4 | Petroleum Liquids | IC |  | S | 0.6 | 0.8 | 0.5 | 0.6 | 0.1 | N |  |  | N | IPP Non-CHP | 2 | X | DFO
Petroleum Liquids.DFO | petroleum | TRUE | 64812 | Power Depot Group A, LLC | 65574 | Santa Rosa | TX | Cameron | SR5 | Petroleum Liquids | IC |  | S | 0.6 | 0.8 | 0.5 | 0.6 | 0.1 | N |  |  | N | IPP Non-CHP | 2 | X | DFO
Petroleum Liquids.DFO | petroleum | TRUE | 64812 | Power Depot Group A, LLC | 65574 | Santa Rosa | TX | Cameron | SR6 | Petroleum Liquids | IC |  | S | 0.6 | 0.8 | 0.5 | 0.6 | 0.1 | N |  |  | N | IPP Non-CHP | 2 | X | DFO
Petroleum Liquids.DFO | petroleum | TRUE | 64812 | Power Depot Group A, LLC | 65574 | Santa Rosa | TX | Cameron | SR7 | Petroleum Liquids | IC |  | S | 0.6 | 0.8 | 0.5 | 0.6 | 0.1 | N |  |  | N | IPP Non-CHP | 2 | X | DFO
Petroleum Liquids.DFO | petroleum | TRUE | 64812 | Power Depot Group A, LLC | 65574 | Santa Rosa | TX | Cameron | SR8 | Petroleum Liquids | IC |  | S | 0.6 | 0.8 | 0.5 | 0.6 | 0.1 | N |  |  | N | IPP Non-CHP | 2 | X | DFO
Petroleum Liquids.DFO | petroleum | TRUE | 64812 | Power Depot Group A, LLC | 65574 | Santa Rosa | TX | Cameron | SR9 | Petroleum Liquids | IC |  | S | 0.6 | 0.8 | 0.5 | 0.6 | 0.1 | N |  |  | N | IPP Non-CHP | 2 | X | DFO
Petroleum Liquids.DFO | petroleum | TRUE | 64812 | Power Depot Group A, LLC | 65575 | Southwick | TX | Harris | SW1 | Petroleum Liquids | IC |  | S | 0.6 | 0.8 | 0.5 | 0.6 | 0.1 | N |  |  | N | IPP Non-CHP | 2 | X | DFO
Petroleum Liquids.DFO | petroleum | TRUE | 64812 | Power Depot Group A, LLC | 65575 | Southwick | TX | Harris | SW10 | Petroleum Liquids | IC |  | S | 0.6 | 0.8 | 0.5 | 0.6 | 0.1 | N |  |  | N | IPP Non-CHP | 2 | X | DFO
Petroleum Liquids.DFO | petroleum | TRUE | 64812 | Power Depot Group A, LLC | 65575 | Southwick | TX | Harris | SW11 | Petroleum Liquids | IC |  | S | 0.6 | 0.8 | 0.5 | 0.6 | 0.1 | N |  |  | N | IPP Non-CHP | 2 | X | DFO
Petroleum Liquids.DFO | petroleum | TRUE | 64812 | Power Depot Group A, LLC | 65575 | Southwick | TX | Harris | SW12 | Petroleum Liquids | IC |  | S | 0.6 | 0.8 | 0.5 | 0.6 | 0.1 | N |  |  | N | IPP Non-CHP | 2 | X | DFO
Petroleum Liquids.DFO | petroleum | TRUE | 64812 | Power Depot Group A, LLC | 65575 | Southwick | TX | Harris | SW13 | Petroleum Liquids | IC |  | S | 0.6 | 0.8 | 0.5 | 0.6 | 0.1 | N |  |  | N | IPP Non-CHP | 2 | X | DFO
Petroleum Liquids.DFO | petroleum | TRUE | 64812 | Power Depot Group A, LLC | 65575 | Southwick | TX | Harris | SW14 | Petroleum Liquids | IC |  | S | 0.6 | 0.8 | 0.5 | 0.6 | 0.1 | N |  |  | N | IPP Non-CHP | 2 | X | DFO
Petroleum Liquids.DFO | petroleum | TRUE | 64812 | Power Depot Group A, LLC | 65575 | Southwick | TX | Harris | SW15 | Petroleum Liquids | IC |  | S | 0.6 | 0.8 | 0.5 | 0.6 | 0.1 | N |  |  | N | IPP Non-CHP | 2 | X | DFO
Petroleum Liquids.DFO | petroleum | TRUE | 64812 | Power Depot Group A, LLC | 65575 | Southwick | TX | Harris | SW2 | Petroleum Liquids | IC |  | S | 0.6 | 0.8 | 0.5 | 0.6 | 0.1 | N |  |  | N | IPP Non-CHP | 2 | X | DFO
Petroleum Liquids.DFO | petroleum | TRUE | 64812 | Power Depot Group A, LLC | 65575 | Southwick | TX | Harris | SW3 | Petroleum Liquids | IC |  | S | 0.6 | 0.8 | 0.5 | 0.6 | 0.1 | N |  |  | N | IPP Non-CHP | 2 | X | DFO
Petroleum Liquids.DFO | petroleum | TRUE | 64812 | Power Depot Group A, LLC | 65575 | Southwick | TX | Harris | SW4 | Petroleum Liquids | IC |  | S | 0.6 | 0.8 | 0.5 | 0.6 | 0.1 | N |  |  | N | IPP Non-CHP | 2 | X | DFO
Petroleum Liquids.DFO | petroleum | TRUE | 64812 | Power Depot Group A, LLC | 65575 | Southwick | TX | Harris | SW5 | Petroleum Liquids | IC |  | S | 0.6 | 0.8 | 0.5 | 0.6 | 0.1 | N |  |  | N | IPP Non-CHP | 2 | X | DFO
Petroleum Liquids.DFO | petroleum | TRUE | 64812 | Power Depot Group A, LLC | 65575 | Southwick | TX | Harris | SW6 | Petroleum Liquids | IC |  | S | 0.6 | 0.8 | 0.5 | 0.6 | 0.1 | N |  |  | N | IPP Non-CHP | 2 | X | DFO
Petroleum Liquids.DFO | petroleum | TRUE | 64812 | Power Depot Group A, LLC | 65575 | Southwick | TX | Harris | SW7 | Petroleum Liquids | IC |  | S | 0.6 | 0.8 | 0.5 | 0.6 | 0.1 | N |  |  | N | IPP Non-CHP | 2 | X | DFO
Petroleum Liquids.DFO | petroleum | TRUE | 64812 | Power Depot Group A, LLC | 65575 | Southwick | TX | Harris | SW8 | Petroleum Liquids | IC |  | S | 0.6 | 0.8 | 0.5 | 0.6 | 0.1 | N |  |  | N | IPP Non-CHP | 2 | X | DFO
Petroleum Liquids.DFO | petroleum | TRUE | 64812 | Power Depot Group A, LLC | 65575 | Southwick | TX | Harris | SW9 | Petroleum Liquids | IC |  | S | 0.6 | 0.8 | 0.5 | 0.6 | 0.1 | N |  |  | N | IPP Non-CHP | 2 | X | DFO
Petroleum Liquids.DFO | petroleum | TRUE | 64812 | Power Depot Group A, LLC | 65576 | Stonegate | TX | Fort Bend | STG1 | Petroleum Liquids | IC |  | S | 0.6 | 0.8 | 0.5 | 0.6 | 0.1 | N |  |  | N | IPP Non-CHP | 2 | X | DFO
Petroleum Liquids.DFO | petroleum | TRUE | 64812 | Power Depot Group A, LLC | 65576 | Stonegate | TX | Fort Bend | STG10 | Petroleum Liquids | IC |  | S | 0.6 | 0.8 | 0.5 | 0.6 | 0.1 | N |  |  | N | IPP Non-CHP | 2 | X | DFO
Petroleum Liquids.DFO | petroleum | TRUE | 64812 | Power Depot Group A, LLC | 65576 | Stonegate | TX | Fort Bend | STG11 | Petroleum Liquids | IC |  | S | 0.6 | 0.8 | 0.5 | 0.6 | 0.1 | N |  |  | N | IPP Non-CHP | 2 | X | DFO
Petroleum Liquids.DFO | petroleum | TRUE | 64812 | Power Depot Group A, LLC | 65576 | Stonegate | TX | Fort Bend | STG12 | Petroleum Liquids | IC |  | S | 0.6 | 0.8 | 0.5 | 0.6 | 0.1 | N |  |  | N | IPP Non-CHP | 2 | X | DFO
Petroleum Liquids.DFO | petroleum | TRUE | 64812 | Power Depot Group A, LLC | 65576 | Stonegate | TX | Fort Bend | STG13 | Petroleum Liquids | IC |  | S | 0.6 | 0.8 | 0.5 | 0.6 | 0.1 | N |  |  | N | IPP Non-CHP | 2 | X | DFO
Petroleum Liquids.DFO | petroleum | TRUE | 64812 | Power Depot Group A, LLC | 65576 | Stonegate | TX | Fort Bend | STG14 | Petroleum Liquids | IC |  | S | 0.6 | 0.8 | 0.5 | 0.6 | 0.1 | N |  |  | N | IPP Non-CHP | 2 | X | DFO
Petroleum Liquids.DFO | petroleum | TRUE | 64812 | Power Depot Group A, LLC | 65576 | Stonegate | TX | Fort Bend | STG15 | Petroleum Liquids | IC |  | S | 0.6 | 0.8 | 0.5 | 0.6 | 0.1 | N |  |  | N | IPP Non-CHP | 2 | X | DFO
Petroleum Liquids.DFO | petroleum | TRUE | 64812 | Power Depot Group A, LLC | 65576 | Stonegate | TX | Fort Bend | STG2 | Petroleum Liquids | IC |  | S | 0.6 | 0.8 | 0.5 | 0.6 | 0.1 | N |  |  | N | IPP Non-CHP | 2 | X | DFO
Petroleum Liquids.DFO | petroleum | TRUE | 64812 | Power Depot Group A, LLC | 65576 | Stonegate | TX | Fort Bend | STG3 | Petroleum Liquids | IC |  | S | 0.6 | 0.8 | 0.5 | 0.6 | 0.1 | N |  |  | N | IPP Non-CHP | 2 | X | DFO
Petroleum Liquids.DFO | petroleum | TRUE | 64812 | Power Depot Group A, LLC | 65576 | Stonegate | TX | Fort Bend | STG4 | Petroleum Liquids | IC |  | S | 0.6 | 0.8 | 0.5 | 0.6 | 0.1 | N |  |  | N | IPP Non-CHP | 2 | X | DFO
Petroleum Liquids.DFO | petroleum | TRUE | 64812 | Power Depot Group A, LLC | 65576 | Stonegate | TX | Fort Bend | STG5 | Petroleum Liquids | IC |  | S | 0.6 | 0.8 | 0.5 | 0.6 | 0.1 | N |  |  | N | IPP Non-CHP | 2 | X | DFO
Petroleum Liquids.DFO | petroleum | TRUE | 64812 | Power Depot Group A, LLC | 65576 | Stonegate | TX | Fort Bend | STG6 | Petroleum Liquids | IC |  | S | 0.6 | 0.8 | 0.5 | 0.6 | 0.1 | N |  |  | N | IPP Non-CHP | 2 | X | DFO
Petroleum Liquids.DFO | petroleum | TRUE | 64812 | Power Depot Group A, LLC | 65576 | Stonegate | TX | Fort Bend | STG7 | Petroleum Liquids | IC |  | S | 0.6 | 0.8 | 0.5 | 0.6 | 0.1 | N |  |  | N | IPP Non-CHP | 2 | X | DFO
Petroleum Liquids.DFO | petroleum | TRUE | 64812 | Power Depot Group A, LLC | 65576 | Stonegate | TX | Fort Bend | STG8 | Petroleum Liquids | IC |  | S | 0.6 | 0.8 | 0.5 | 0.6 | 0.1 | N |  |  | N | IPP Non-CHP | 2 | X | DFO
Petroleum Liquids.DFO | petroleum | TRUE | 64812 | Power Depot Group A, LLC | 65576 | Stonegate | TX | Fort Bend | STG9 | Petroleum Liquids | IC |  | S | 0.6 | 0.8 | 0.5 | 0.6 | 0.1 | N |  |  | N | IPP Non-CHP | 2 | X | DFO
Onshore Wind Turbine.WND | onshore wind | TRUE | 64896 | Clearwater Energy Resources LLC | 65577 | Clearwater Wind I | MT | Rosebud | CW1 | Onshore Wind Turbine | WT |  | S | 365.5 | 0.9 | 365.5 | 365.5 | 0 | N |  |  | N | IPP Non-CHP | 2 | X | WND
Petroleum Liquids.DFO | petroleum | TRUE | 64812 | Power Depot Group A, LLC | 65578 | Tumbleweed | TX | Andrews | TWD1 | Petroleum Liquids | IC |  | S | 0.6 | 0.8 | 0.5 | 0.6 | 0.1 | N |  |  | N | IPP Non-CHP | 2 | X | DFO
Petroleum Liquids.DFO | petroleum | TRUE | 64812 | Power Depot Group A, LLC | 65578 | Tumbleweed | TX | Andrews | TWD10 | Petroleum Liquids | IC |  | S | 0.6 | 0.8 | 0.5 | 0.6 | 0.1 | N |  |  | N | IPP Non-CHP | 2 | X | DFO
Petroleum Liquids.DFO | petroleum | TRUE | 64812 | Power Depot Group A, LLC | 65578 | Tumbleweed | TX | Andrews | TWD11 | Petroleum Liquids | IC |  | S | 0.6 | 0.8 | 0.5 | 0.6 | 0.1 | N |  |  | N | IPP Non-CHP | 2 | X | DFO
Petroleum Liquids.DFO | petroleum | TRUE | 64812 | Power Depot Group A, LLC | 65578 | Tumbleweed | TX | Andrews | TWD12 | Petroleum Liquids | IC |  | S | 0.6 | 0.8 | 0.5 | 0.6 | 0.1 | N |  |  | N | IPP Non-CHP | 2 | X | DFO
Petroleum Liquids.DFO | petroleum | TRUE | 64812 | Power Depot Group A, LLC | 65578 | Tumbleweed | TX | Andrews | TWD13 | Petroleum Liquids | IC |  | S | 0.6 | 0.8 | 0.5 | 0.6 | 0.1 | N |  |  | N | IPP Non-CHP | 2 | X | DFO
Petroleum Liquids.DFO | petroleum | TRUE | 64812 | Power Depot Group A, LLC | 65578 | Tumbleweed | TX | Andrews | TWD14 | Petroleum Liquids | IC |  | S | 0.6 | 0.8 | 0.5 | 0.6 | 0.1 | N |  |  | N | IPP Non-CHP | 2 | X | DFO
Petroleum Liquids.DFO | petroleum | TRUE | 64812 | Power Depot Group A, LLC | 65578 | Tumbleweed | TX | Andrews | TWD15 | Petroleum Liquids | IC |  | S | 0.6 | 0.8 | 0.5 | 0.6 | 0.1 | N |  |  | N | IPP Non-CHP | 2 | X | DFO
Petroleum Liquids.DFO | petroleum | TRUE | 64812 | Power Depot Group A, LLC | 65578 | Tumbleweed | TX | Andrews | TWD2 | Petroleum Liquids | IC |  | S | 0.6 | 0.8 | 0.5 | 0.6 | 0.1 | N |  |  | N | IPP Non-CHP | 2 | X | DFO
Petroleum Liquids.DFO | petroleum | TRUE | 64812 | Power Depot Group A, LLC | 65578 | Tumbleweed | TX | Andrews | TWD3 | Petroleum Liquids | IC |  | S | 0.6 | 0.8 | 0.5 | 0.6 | 0.1 | N |  |  | N | IPP Non-CHP | 2 | X | DFO
Petroleum Liquids.DFO | petroleum | TRUE | 64812 | Power Depot Group A, LLC | 65578 | Tumbleweed | TX | Andrews | TWD4 | Petroleum Liquids | IC |  | S | 0.6 | 0.8 | 0.5 | 0.6 | 0.1 | N |  |  | N | IPP Non-CHP | 2 | X | DFO
Petroleum Liquids.DFO | petroleum | TRUE | 64812 | Power Depot Group A, LLC | 65578 | Tumbleweed | TX | Andrews | TWD5 | Petroleum Liquids | IC |  | S | 0.6 | 0.8 | 0.5 | 0.6 | 0.1 | N |  |  | N | IPP Non-CHP | 2 | X | DFO
Petroleum Liquids.DFO | petroleum | TRUE | 64812 | Power Depot Group A, LLC | 65578 | Tumbleweed | TX | Andrews | TWD6 | Petroleum Liquids | IC |  | S | 0.6 | 0.8 | 0.5 | 0.6 | 0.1 | N |  |  | N | IPP Non-CHP | 2 | X | DFO
Petroleum Liquids.DFO | petroleum | TRUE | 64812 | Power Depot Group A, LLC | 65578 | Tumbleweed | TX | Andrews | TWD7 | Petroleum Liquids | IC |  | S | 0.6 | 0.8 | 0.5 | 0.6 | 0.1 | N |  |  | N | IPP Non-CHP | 2 | X | DFO
Petroleum Liquids.DFO | petroleum | TRUE | 64812 | Power Depot Group A, LLC | 65578 | Tumbleweed | TX | Andrews | TWD8 | Petroleum Liquids | IC |  | S | 0.6 | 0.8 | 0.5 | 0.6 | 0.1 | N |  |  | N | IPP Non-CHP | 2 | X | DFO
Petroleum Liquids.DFO | petroleum | TRUE | 64812 | Power Depot Group A, LLC | 65578 | Tumbleweed | TX | Andrews | TWD9 | Petroleum Liquids | IC |  | S | 0.6 | 0.8 | 0.5 | 0.6 | 0.1 | N |  |  | N | IPP Non-CHP | 2 | X | DFO
Petroleum Liquids.DFO | petroleum | TRUE | 64812 | Power Depot Group A, LLC | 65579 | Vaquero | TX | Cameron | VQ1 | Petroleum Liquids | IC |  | S | 0.6 | 0.8 | 0.5 | 0.6 | 0.1 | N |  |  | N | IPP Non-CHP | 2 | X | DFO
Petroleum Liquids.DFO | petroleum | TRUE | 64812 | Power Depot Group A, LLC | 65579 | Vaquero | TX | Cameron | VQ10 | Petroleum Liquids | IC |  | S | 0.6 | 0.8 | 0.5 | 0.6 | 0.1 | N |  |  | N | IPP Non-CHP | 2 | X | DFO
Petroleum Liquids.DFO | petroleum | TRUE | 64812 | Power Depot Group A, LLC | 65579 | Vaquero | TX | Cameron | VQ11 | Petroleum Liquids | IC |  | S | 0.6 | 0.8 | 0.5 | 0.6 | 0.1 | N |  |  | N | IPP Non-CHP | 2 | X | DFO
Petroleum Liquids.DFO | petroleum | TRUE | 64812 | Power Depot Group A, LLC | 65579 | Vaquero | TX | Cameron | VQ12 | Petroleum Liquids | IC |  | S | 0.6 | 0.8 | 0.5 | 0.6 | 0.1 | N |  |  | N | IPP Non-CHP | 2 | X | DFO
Petroleum Liquids.DFO | petroleum | TRUE | 64812 | Power Depot Group A, LLC | 65579 | Vaquero | TX | Cameron | VQ13 | Petroleum Liquids | IC |  | S | 0.6 | 0.8 | 0.5 | 0.6 | 0.1 | N |  |  | N | IPP Non-CHP | 2 | X | DFO
Petroleum Liquids.DFO | petroleum | TRUE | 64812 | Power Depot Group A, LLC | 65579 | Vaquero | TX | Cameron | VQ14 | Petroleum Liquids | IC |  | S | 0.6 | 0.8 | 0.5 | 0.6 | 0.1 | N |  |  | N | IPP Non-CHP | 2 | X | DFO
Petroleum Liquids.DFO | petroleum | TRUE | 64812 | Power Depot Group A, LLC | 65579 | Vaquero | TX | Cameron | VQ15 | Petroleum Liquids | IC |  | S | 0.6 | 0.8 | 0.5 | 0.6 | 0.1 | N |  |  | N | IPP Non-CHP | 2 | X | DFO
Petroleum Liquids.DFO | petroleum | TRUE | 64812 | Power Depot Group A, LLC | 65579 | Vaquero | TX | Cameron | VQ2 | Petroleum Liquids | IC |  | S | 0.6 | 0.8 | 0.5 | 0.6 | 0.1 | N |  |  | N | IPP Non-CHP | 2 | X | DFO
Petroleum Liquids.DFO | petroleum | TRUE | 64812 | Power Depot Group A, LLC | 65579 | Vaquero | TX | Cameron | VQ3 | Petroleum Liquids | IC |  | S | 0.6 | 0.8 | 0.5 | 0.6 | 0.1 | N |  |  | N | IPP Non-CHP | 2 | X | DFO
Petroleum Liquids.DFO | petroleum | TRUE | 64812 | Power Depot Group A, LLC | 65579 | Vaquero | TX | Cameron | VQ4 | Petroleum Liquids | IC |  | S | 0.6 | 0.8 | 0.5 | 0.6 | 0.1 | N |  |  | N | IPP Non-CHP | 2 | X | DFO
Petroleum Liquids.DFO | petroleum | TRUE | 64812 | Power Depot Group A, LLC | 65579 | Vaquero | TX | Cameron | VQ5 | Petroleum Liquids | IC |  | S | 0.6 | 0.8 | 0.5 | 0.6 | 0.1 | N |  |  | N | IPP Non-CHP | 2 | X | DFO
Petroleum Liquids.DFO | petroleum | TRUE | 64812 | Power Depot Group A, LLC | 65579 | Vaquero | TX | Cameron | VQ6 | Petroleum Liquids | IC |  | S | 0.6 | 0.8 | 0.5 | 0.6 | 0.1 | N |  |  | N | IPP Non-CHP | 2 | X | DFO
Petroleum Liquids.DFO | petroleum | TRUE | 64812 | Power Depot Group A, LLC | 65579 | Vaquero | TX | Cameron | VQ7 | Petroleum Liquids | IC |  | S | 0.6 | 0.8 | 0.5 | 0.6 | 0.1 | N |  |  | N | IPP Non-CHP | 2 | X | DFO
Petroleum Liquids.DFO | petroleum | TRUE | 64812 | Power Depot Group A, LLC | 65579 | Vaquero | TX | Cameron | VQ8 | Petroleum Liquids | IC |  | S | 0.6 | 0.8 | 0.5 | 0.6 | 0.1 | N |  |  | N | IPP Non-CHP | 2 | X | DFO
Petroleum Liquids.DFO | petroleum | TRUE | 64812 | Power Depot Group A, LLC | 65579 | Vaquero | TX | Cameron | VQ9 | Petroleum Liquids | IC |  | S | 0.6 | 0.8 | 0.5 | 0.6 | 0.1 | N |  |  | N | IPP Non-CHP | 2 | X | DFO
Petroleum Liquids.DFO | petroleum | TRUE | 64812 | Power Depot Group A, LLC | 65580 | Villa Cavasos | TX | Cameron | VC1 | Petroleum Liquids | IC |  | S | 0.6 | 0.8 | 0.5 | 0.6 | 0.1 | N |  |  | N | IPP Non-CHP | 2 | X | DFO
Petroleum Liquids.DFO | petroleum | TRUE | 64812 | Power Depot Group A, LLC | 65580 | Villa Cavasos | TX | Cameron | VC10 | Petroleum Liquids | IC |  | S | 0.6 | 0.8 | 0.5 | 0.6 | 0.1 | N |  |  | N | IPP Non-CHP | 2 | X | DFO
Petroleum Liquids.DFO | petroleum | TRUE | 64812 | Power Depot Group A, LLC | 65580 | Villa Cavasos | TX | Cameron | VC11 | Petroleum Liquids | IC |  | S | 0.6 | 0.8 | 0.5 | 0.6 | 0.1 | N |  |  | N | IPP Non-CHP | 2 | X | DFO
Petroleum Liquids.DFO | petroleum | TRUE | 64812 | Power Depot Group A, LLC | 65580 | Villa Cavasos | TX | Cameron | VC12 | Petroleum Liquids | IC |  | S | 0.6 | 0.8 | 0.5 | 0.6 | 0.1 | N |  |  | N | IPP Non-CHP | 2 | X | DFO
Petroleum Liquids.DFO | petroleum | TRUE | 64812 | Power Depot Group A, LLC | 65580 | Villa Cavasos | TX | Cameron | VC13 | Petroleum Liquids | IC |  | S | 0.6 | 0.8 | 0.5 | 0.6 | 0.1 | N |  |  | N | IPP Non-CHP | 2 | X | DFO
Petroleum Liquids.DFO | petroleum | TRUE | 64812 | Power Depot Group A, LLC | 65580 | Villa Cavasos | TX | Cameron | VC14 | Petroleum Liquids | IC |  | S | 0.6 | 0.8 | 0.5 | 0.6 | 0.1 | N |  |  | N | IPP Non-CHP | 2 | X | DFO
Petroleum Liquids.DFO | petroleum | TRUE | 64812 | Power Depot Group A, LLC | 65580 | Villa Cavasos | TX | Cameron | VC15 | Petroleum Liquids | IC |  | S | 0.6 | 0.8 | 0.5 | 0.6 | 0.1 | N |  |  | N | IPP Non-CHP | 2 | X | DFO
Petroleum Liquids.DFO | petroleum | TRUE | 64812 | Power Depot Group A, LLC | 65580 | Villa Cavasos | TX | Cameron | VC2 | Petroleum Liquids | IC |  | S | 0.6 | 0.8 | 0.5 | 0.6 | 0.1 | N |  |  | N | IPP Non-CHP | 2 | X | DFO
Petroleum Liquids.DFO | petroleum | TRUE | 64812 | Power Depot Group A, LLC | 65580 | Villa Cavasos | TX | Cameron | VC3 | Petroleum Liquids | IC |  | S | 0.6 | 0.8 | 0.5 | 0.6 | 0.1 | N |  |  | N | IPP Non-CHP | 2 | X | DFO
Petroleum Liquids.DFO | petroleum | TRUE | 64812 | Power Depot Group A, LLC | 65580 | Villa Cavasos | TX | Cameron | VC4 | Petroleum Liquids | IC |  | S | 0.6 | 0.8 | 0.5 | 0.6 | 0.1 | N |  |  | N | IPP Non-CHP | 2 | X | DFO
Petroleum Liquids.DFO | petroleum | TRUE | 64812 | Power Depot Group A, LLC | 65580 | Villa Cavasos | TX | Cameron | VC5 | Petroleum Liquids | IC |  | S | 0.6 | 0.8 | 0.5 | 0.6 | 0.1 | N |  |  | N | IPP Non-CHP | 2 | X | DFO
Petroleum Liquids.DFO | petroleum | TRUE | 64812 | Power Depot Group A, LLC | 65580 | Villa Cavasos | TX | Cameron | VC6 | Petroleum Liquids | IC |  | S | 0.6 | 0.8 | 0.5 | 0.6 | 0.1 | N |  |  | N | IPP Non-CHP | 2 | X | DFO
Petroleum Liquids.DFO | petroleum | TRUE | 64812 | Power Depot Group A, LLC | 65580 | Villa Cavasos | TX | Cameron | VC7 | Petroleum Liquids | IC |  | S | 0.6 | 0.8 | 0.5 | 0.6 | 0.1 | N |  |  | N | IPP Non-CHP | 2 | X | DFO
Petroleum Liquids.DFO | petroleum | TRUE | 64812 | Power Depot Group A, LLC | 65580 | Villa Cavasos | TX | Cameron | VC8 | Petroleum Liquids | IC |  | S | 0.6 | 0.8 | 0.5 | 0.6 | 0.1 | N |  |  | N | IPP Non-CHP | 2 | X | DFO
Petroleum Liquids.DFO | petroleum | TRUE | 64812 | Power Depot Group A, LLC | 65580 | Villa Cavasos | TX | Cameron | VC9 | Petroleum Liquids | IC |  | S | 0.6 | 0.8 | 0.5 | 0.6 | 0.1 | N |  |  | N | IPP Non-CHP | 2 | X | DFO
Petroleum Liquids.DFO | petroleum | TRUE | 64812 | Power Depot Group A, LLC | 65581 | Westover | TX | Ector | WSI1 | Petroleum Liquids | IC |  | S | 0.6 | 0.8 | 0.5 | 0.6 | 0.1 | N |  |  | N | IPP Non-CHP | 2 | X | DFO
Petroleum Liquids.DFO | petroleum | TRUE | 64812 | Power Depot Group A, LLC | 65581 | Westover | TX | Ector | WSI10 | Petroleum Liquids | IC |  | S | 0.6 | 0.8 | 0.5 | 0.6 | 0.1 | N |  |  | N | IPP Non-CHP | 2 | X | DFO
Petroleum Liquids.DFO | petroleum | TRUE | 64812 | Power Depot Group A, LLC | 65581 | Westover | TX | Ector | WSI11 | Petroleum Liquids | IC |  | S | 0.6 | 0.8 | 0.5 | 0.6 | 0.1 | N |  |  | N | IPP Non-CHP | 2 | X | DFO
Petroleum Liquids.DFO | petroleum | TRUE | 64812 | Power Depot Group A, LLC | 65581 | Westover | TX | Ector | WSI12 | Petroleum Liquids | IC |  | S | 0.6 | 0.8 | 0.5 | 0.6 | 0.1 | N |  |  | N | IPP Non-CHP | 2 | X | DFO
Petroleum Liquids.DFO | petroleum | TRUE | 64812 | Power Depot Group A, LLC | 65581 | Westover | TX | Ector | WSI13 | Petroleum Liquids | IC |  | S | 0.6 | 0.8 | 0.5 | 0.6 | 0.1 | N |  |  | N | IPP Non-CHP | 2 | X | DFO
Petroleum Liquids.DFO | petroleum | TRUE | 64812 | Power Depot Group A, LLC | 65581 | Westover | TX | Ector | WSI14 | Petroleum Liquids | IC |  | S | 0.6 | 0.8 | 0.5 | 0.6 | 0.1 | N |  |  | N | IPP Non-CHP | 2 | X | DFO
Petroleum Liquids.DFO | petroleum | TRUE | 64812 | Power Depot Group A, LLC | 65581 | Westover | TX | Ector | WSI15 | Petroleum Liquids | IC |  | S | 0.6 | 0.8 | 0.5 | 0.6 | 0.1 | N |  |  | N | IPP Non-CHP | 2 | X | DFO
Petroleum Liquids.DFO | petroleum | TRUE | 64812 | Power Depot Group A, LLC | 65581 | Westover | TX | Ector | WSI2 | Petroleum Liquids | IC |  | S | 0.6 | 0.8 | 0.5 | 0.6 | 0.1 | N |  |  | N | IPP Non-CHP | 2 | X | DFO
Petroleum Liquids.DFO | petroleum | TRUE | 64812 | Power Depot Group A, LLC | 65581 | Westover | TX | Ector | WSI3 | Petroleum Liquids | IC |  | S | 0.6 | 0.8 | 0.5 | 0.6 | 0.1 | N |  |  | N | IPP Non-CHP | 2 | X | DFO
Petroleum Liquids.DFO | petroleum | TRUE | 64812 | Power Depot Group A, LLC | 65581 | Westover | TX | Ector | WSI4 | Petroleum Liquids | IC |  | S | 0.6 | 0.8 | 0.5 | 0.6 | 0.1 | N |  |  | N | IPP Non-CHP | 2 | X | DFO
Petroleum Liquids.DFO | petroleum | TRUE | 64812 | Power Depot Group A, LLC | 65581 | Westover | TX | Ector | WSI5 | Petroleum Liquids | IC |  | S | 0.6 | 0.8 | 0.5 | 0.6 | 0.1 | N |  |  | N | IPP Non-CHP | 2 | X | DFO
Petroleum Liquids.DFO | petroleum | TRUE | 64812 | Power Depot Group A, LLC | 65581 | Westover | TX | Ector | WSI6 | Petroleum Liquids | IC |  | S | 0.6 | 0.8 | 0.5 | 0.6 | 0.1 | N |  |  | N | IPP Non-CHP | 2 | X | DFO
Petroleum Liquids.DFO | petroleum | TRUE | 64812 | Power Depot Group A, LLC | 65581 | Westover | TX | Ector | WSI7 | Petroleum Liquids | IC |  | S | 0.6 | 0.8 | 0.5 | 0.6 | 0.1 | N |  |  | N | IPP Non-CHP | 2 | X | DFO
Petroleum Liquids.DFO | petroleum | TRUE | 64812 | Power Depot Group A, LLC | 65581 | Westover | TX | Ector | WSI8 | Petroleum Liquids | IC |  | S | 0.6 | 0.8 | 0.5 | 0.6 | 0.1 | N |  |  | N | IPP Non-CHP | 2 | X | DFO
Petroleum Liquids.DFO | petroleum | TRUE | 64812 | Power Depot Group A, LLC | 65581 | Westover | TX | Ector | WSI9 | Petroleum Liquids | IC |  | S | 0.6 | 0.8 | 0.5 | 0.6 | 0.1 | N |  |  | N | IPP Non-CHP | 2 | X | DFO
Solar Photovoltaic.SUN | solar PV | TRUE | 64891 | Richlands Solar, LLC | 65583 | Richlands Solar, LLC | NC | Onslow | RICH1 | Solar Photovoltaic | PV |  | W | 1.9 |  | 1.9 | 1.9 |  | N |  |  | N | IPP Non-CHP | 2 | X | SUN
Solar Photovoltaic.SUN | solar PV | TRUE | 64890 | Cruise Solar, LLC | 65584 | Cruise Solar, LLC | NC | Onslow | CRUI1 | Solar Photovoltaic | PV |  | W | 1.9 |  | 1.9 | 1.9 |  | N |  |  | N | IPP Non-CHP | 2 | X | SUN
Solar Photovoltaic.SUN | solar PV | TRUE | 64883 | Whatley Renewables, LLC | 65585 | Whatley Renewables | MA | Franklin | 2684 | Solar Photovoltaic | PV |  | S | 1 |  | 1 | 0.8 |  | N |  |  | N | IPP Non-CHP | 2 | X | SUN
Solar Photovoltaic.SUN | solar PV | TRUE | 64884 | Wachusett Solar, LLC | 65586 | Wachusett Solar | MA | Worcester | 2910 | Solar Photovoltaic | PV |  | S | 2 |  | 2 | 1.8 |  | N |  |  | N | IPP Non-CHP | 2 | X | SUN
Solar Photovoltaic.SUN | solar PV | TRUE | 64888 | RT32 Westerlo Solar 1, LLC | 65587 | RT32 Westerlo Solar 1 | NY | Albany | 7105 | Solar Photovoltaic | PV |  | S | 5 |  | 5 | 4.8 |  | N |  |  | N | IPP Non-CHP | 2 | X | SUN
Solar Photovoltaic.SUN | solar PV | TRUE | 64083 | DG Central 1, LLC | 65595 | Hormel CSG Solar | MN | Chippewa | HORCS | Solar Photovoltaic | PV |  | S | 1 |  | 1 | 1 | 0.2 | N |  |  | N | IPP Non-CHP | 2 | X | SUN
Solar Photovoltaic.SUN | solar PV | TRUE | 62067 | EnterSolar | 65597 | CEC, LLC Westtown B | NY | Orange | CLWB | Solar Photovoltaic | PV |  | W | 2 |  | 2 | 2 |  | N |  |  | N | IPP Non-CHP | 2 | X | SUN
Solar Photovoltaic.SUN | solar PV | TRUE | 60970 | SunShare Management | 65609 | Gilcrest Sun CSG | CO | Weld | GLCRS | Solar Photovoltaic | PV |  | S | 1.8 |  | 1.8 | 1.8 |  | N |  |  | N | IPP Non-CHP | 2 | X | SUN
Solar Photovoltaic.SUN | solar PV | TRUE | 64901 | TPE MD MO32 LLC | 65610 | MO32 (CSG) | MD | Montgomery | MO32 | Solar Photovoltaic | PV |  | S | 2 |  | 2 | 2 |  | N |  |  | N | IPP Non-CHP | 2 | X | SUN
Solar Photovoltaic.SUN | solar PV | TRUE | 64902 | TPE MD MO33 LLC | 65611 | MO33 CSG | MD | Montgomery | MO33 | Solar Photovoltaic | PV |  | S | 2 |  | 2 | 2 |  | N |  |  | N | IPP Non-CHP | 2 | X | SUN
Solar Photovoltaic.SUN | solar PV | TRUE | 64903 | Snowden River Parkway, LLC | 65612 | Snowden River CSG | MD | Howard | SNOWD | Solar Photovoltaic | PV |  | S | 1.9 |  | 1.9 | 1.9 |  | N |  |  | N | IPP Non-CHP | 2 | X | SUN
Solar Photovoltaic.SUN | solar PV | TRUE | 64904 | AES Clean Energy | 65613 | JB-Tobin 2 | NY | Dutchess | JBTB2 | Solar Photovoltaic | PV |  | S | 1.6 |  | 1.6 | 1.6 |  | N |  |  | N | IPP Non-CHP | 2 | X | SUN
Batteries.MWH | battery storage | 0 | 64905 | Solar Star Coastal Pirate, LLC | 65614 | Orange Coast College PH2 Solar Project | CA | Orange | OCCBA | Batteries | BA |  | S | 2.1 |  | 2.1 | 2.1 |  | N |  |  | N | IPP Non-CHP | 2 | X | MWH
Solar Photovoltaic.SUN | solar PV | TRUE | 64905 | Solar Star Coastal Pirate, LLC | 65614 | Orange Coast College PH2 Solar Project | CA | Orange | OCCSP | Solar Photovoltaic | PV |  | S | 3.1 |  | 3 | 2.7 |  | N |  |  | N | IPP Non-CHP | 2 | X | SUN
Solar Photovoltaic.SUN | solar PV | TRUE | 64872 | Distributed Solar Development, LLC | 65617 | BBARWA | CA | San Bernardino | P3998 | Solar Photovoltaic | PV |  | S | 1.3 |  | 1.3 | 1.3 |  | N |  |  | N | IPP Non-CHP | 2 | X | SUN
Solar Photovoltaic.SUN | solar PV | TRUE | 60025 | Greenbacker Renewable Energy Corporation | 65618 | Gunnison Solar | UT | Sanpete | 524 | Solar Photovoltaic | PV |  | S | 1.5 |  | 1.5 | 1.5 |  | N |  |  | N | IPP Non-CHP | 2 | X | SUN
Solar Photovoltaic.SUN | solar PV | TRUE | 60025 | Greenbacker Renewable Energy Corporation | 65619 | ER Sand Hill | VT | Rutland | 289 | Solar Photovoltaic | PV |  | S | 2.2 |  | 2.2 | 2.2 |  | N |  |  | N | IPP Non-CHP | 2 | X | SUN
Solar Photovoltaic.SUN | solar PV | TRUE | 63466 | Conductive Power | 65620 | 100 Lower | NY | Orange | 100LR | Solar Photovoltaic | PV |  | S | 2 | 1 | 2 | 2 |  | N |  |  | N | IPP Non-CHP | 2 | X | SUN
Solar Photovoltaic.SUN | solar PV | TRUE | 63466 | Conductive Power | 65621 | 456 Lower | NY | Orange | 456LR | Solar Photovoltaic | PV |  | S | 1.4 | 1 | 1.4 | 1.4 |  | N |  |  | N | IPP Non-CHP | 2 | X | SUN
Solar Photovoltaic.SUN | solar PV | TRUE | 63466 | Conductive Power | 65622 | Absegami | NJ | Atlantic | ABSGI | Solar Photovoltaic | PV |  | S | 2.1 | 1 | 2.1 | 2.1 |  | N |  |  | N | IPP Non-CHP | 2 | X | SUN
Solar Photovoltaic.SUN | solar PV | TRUE | 63466 | Conductive Power | 65623 | Cedar Creek | NJ | Atlantic | CDRCK | Solar Photovoltaic | PV |  | S | 1.6 | 1 | 1.6 | 1.6 |  | N |  |  | N | IPP Non-CHP | 2 | X | SUN
Solar Photovoltaic.SUN | solar PV | TRUE | 64918 | EF NY CDG 011, LLC | 65624 | Union Springs 40 | NY | Cayuga | US40 | Solar Photovoltaic | PV |  | S | 5 |  | 5 | 5 |  | N |  |  | N | IPP Non-CHP | 2 | X | SUN
Solar Photovoltaic.SUN | solar PV | TRUE | 64919 | EF NY CDG 003, LLC | 65625 | Union Springs 963 | NY | Cayuga | US963 | Solar Photovoltaic | PV |  | S | 5 |  | 5 | 5 |  | N |  |  | N | IPP Non-CHP | 2 | X | SUN
Solar Photovoltaic.SUN | solar PV | TRUE | 64920 | EF NY CDG 001, LLC | 65626 | North Eagle Village Solar | NY | Onondaga | NEV | Solar Photovoltaic | PV |  | S | 5 |  | 5 | 5 |  | N |  |  | N | IPP Non-CHP | 2 | X | SUN
Solar Photovoltaic.SUN | solar PV | TRUE | 64921 | EF NY CDG 002, LLC | 65627 | Green Lakes Solar | NY | Onondaga | GL | Solar Photovoltaic | PV |  | S | 5 |  | 5 | 5 |  | N |  |  | N | IPP Non-CHP | 2 | X | SUN
Solar Photovoltaic.SUN | solar PV | TRUE | 64922 | EF NY CDG 007, LLC | 65628 | Judd Road Solar | NY | Oneida | JR | Solar Photovoltaic | PV |  | S | 5 |  | 5 | 5 |  | N |  |  | N | IPP Non-CHP | 2 | X | SUN
Solar Photovoltaic.SUN | solar PV | TRUE | 65411 | Duke Energy Renewables Services | 65631 | Pisgah Ridge Solar, LLC | TX | Navarro | PSGAH | Solar Photovoltaic | PV |  | W | 250 | 0.95 | 250 | 250 |  | N |  |  | N | IPP Non-CHP | 2 | X | SUN
Solar Photovoltaic.SUN | solar PV | TRUE | 64900 | MN CSG 2019-38 DE LLC | 65632 | MN CSG 2019-38 DE LLC | MN | Le Sueur | REGEN | Solar Photovoltaic | PV |  | S | 1 | 1 | 1 | 1 | 1 | N |  |  | N | IPP Non-CHP | 2 | X | SUN
Solar Photovoltaic.SUN | solar PV | TRUE | 64880 | Dartmouth Farms Solar, LLC | 65636 | Dartmouth Farms Solar | MA | Bristol | 2132 | Solar Photovoltaic | PV |  | S | 2 |  | 2 | 1.8 |  | N |  |  | N | IPP Non-CHP | 2 | X | SUN
Solar Photovoltaic.SUN | solar PV | TRUE | 64880 | Dartmouth Farms Solar, LLC | 65636 | Dartmouth Farms Solar | MA | Bristol | 5138 | Solar Photovoltaic | PV |  | S | 2.3 |  | 2.3 | 2.1 |  | N |  |  | N | IPP Non-CHP | 2 | X | SUN
Solar Photovoltaic.SUN | solar PV | TRUE | 64881 | Foster Solar, LLC | 65637 | Foster Solar | RI | Providence | 2481 | Solar Photovoltaic | PV |  | S | 1.2 |  | 1.2 | 1 |  | N |  |  | N | IPP Non-CHP | 2 | X | SUN
Solar Photovoltaic.SUN | solar PV | TRUE | 64910 | SR Greenville I, LLC | 65638 | SR Greenville I | TN | Greene | SRGN1 | Solar Photovoltaic | PV |  | S | 4.8 |  | 4.8 | 4.8 |  | N |  |  | N | IPP Non-CHP | 2 | X | SUN
Solar Photovoltaic.SUN | solar PV | TRUE | 64911 | SR Greenville II, LLC | 65639 | SR Greenville II | TN | Greene | SRGN2 | Solar Photovoltaic | PV |  | S | 4.8 |  | 4.8 | 4.8 |  | N |  |  | N | IPP Non-CHP | 2 | X | SUN
Solar Photovoltaic.SUN | solar PV | TRUE | 64912 | SR Bolivar, LLC | 65640 | SR Bolivar | TN | Hardeman | SRBOL | Solar Photovoltaic | PV |  | S | 3.3 |  | 3.3 | 3.3 |  | N |  |  | N | IPP Non-CHP | 2 | X | SUN
Solar Photovoltaic.SUN | solar PV | TRUE | 64913 | SR Paris, LLC | 65641 | SR Paris | TN | Henry | SRPAR | Solar Photovoltaic | PV |  | S | 6.8 |  | 6.8 | 6.8 |  | N |  |  | N | IPP Non-CHP | 2 | X | SUN
Solar Photovoltaic.SUN | solar PV | TRUE | 64914 | SR Jackson II, LLC | 65642 | SR Jackson II | TN | Madison | SRJA2 | Solar Photovoltaic | PV |  | S | 1 |  | 1 | 1 |  | N |  |  | N | IPP Non-CHP | 2 | X | SUN
Solar Photovoltaic.SUN | solar PV | TRUE | 63466 | Conductive Power | 65643 | Castleton | NY | Rensselaer | CASTN | Solar Photovoltaic | PV |  | S | 5 | 1 | 5 | 5 |  | N |  |  | N | IPP Non-CHP | 2 | X | SUN
Solar Photovoltaic.SUN | solar PV | TRUE | 64926 | Croton Solar LLC | 65647 | Croton Solar | NY | Westchester | CROT | Solar Photovoltaic | PV |  | S | 3 |  | 3 | 3 |  | N |  |  | N | IPP Non-CHP | 2 | X | SUN
Solar Photovoltaic.SUN | solar PV | TRUE | 64889 | Brockelman Road Solar 2, LLC | 65650 | Brockelman Road Solar 2 | MA | Worcester | 15446 | Solar Photovoltaic | PV |  | S | 1 |  | 1 | 0.8 |  | N |  |  | N | IPP Non-CHP | 2 | X | SUN
Batteries.MWH | battery storage | 0 | 64889 | Brockelman Road Solar 2, LLC | 65650 | Brockelman Road Solar 2 | MA | Worcester | 15447 | Batteries | BA |  | S | 2 |  | 2 | 1.8 |  | N |  |  | N | IPP Non-CHP | 2 | X | MWH
Solar Photovoltaic.SUN | solar PV | FALSE | 63432 | SkyHigh 2 Solar | 65652 | Niagara Bottling - Rialto | CA | San Bernardino | NBRIA | Solar Photovoltaic | PV |  | S | 4.2 | 1 | 4.2 | 4.2 |  | N |  |  | N | Industrial Non-CHP | 6 | X | SUN
Solar Photovoltaic.SUN | solar PV | TRUE | 63432 | SkyHigh 2 Solar | 65653 | TES Rowtier | MA | Worcester | NBRIA | Solar Photovoltaic | PV |  | S | 3 | 1 | 3 | 3 |  | N |  |  | N | IPP Non-CHP | 2 | X | SUN
Solar Photovoltaic.SUN | solar PV | TRUE | 64933 | Solar Star River SLB, LLC | 65658 | DRPA Lindenwold Station Solar Project | NJ | Camden | DLSSP | Solar Photovoltaic | PV |  | J | 6 |  | 6 | 4.8 |  | N |  |  | N | IPP Non-CHP | 2 | X | SUN
Solar Photovoltaic.SUN | solar PV | TRUE | 64930 | ENGIE 2020 ProjectCo-WI1 LLC | 65659 | ENGIE 2020 ProjectCo-WI1 LLC | WI | Fond Du Lac | PV1 | Solar Photovoltaic | PV |  | W | 1 |  | 1 | 1 |  | N |  |  | N | IPP Non-CHP | 2 | X | SUN
Solar Photovoltaic.SUN | solar PV | TRUE | 64917 | Rayos del Sol Solar Project, LLC | 65661 | Nebula Solar | TX | Cameron | NEB1 | Solar Photovoltaic | PV |  | S | 135 | 0.95 | 135 | 135 |  | N |  |  | N | IPP Non-CHP | 2 | X | SUN
Solar Photovoltaic.SUN | solar PV | TRUE | 64917 | Rayos del Sol Solar Project, LLC | 65662 | Vancourt Solar Interconnections | TX | Cameron | VAN1 | Solar Photovoltaic | PV |  | S | 45 | 0.9 | 45 | 45 |  | N |  |  | N | IPP Non-CHP | 2 | X | SUN
Solar Photovoltaic.SUN | solar PV | TRUE | 64426 | DG Connecticut III, LLC | 65667 | East Windsor Solar One | CT | Hartford | EWS1 | Solar Photovoltaic | PV |  | S | 5 |  | 5 | 5 |  | N |  |  | N | IPP Non-CHP | 2 | X | SUN
Solar Photovoltaic.SUN | solar PV | TRUE | 64426 | DG Connecticut III, LLC | 65668 | Southington Solar One | CT | Hartford | EWS1 | Solar Photovoltaic | PV |  | S | 4.7 |  | 4.7 | 4.7 |  | N |  |  | N | IPP Non-CHP | 2 | X | SUN
Batteries.MWH | battery storage | 0 | 64938 | Faunce Corner Road Dartmouth Solar 1, LLC | 65669 | Faunce Corner Community Solar | MA | Bristol | FCBA | Batteries | BA |  | S | 1 |  | 1 | 1 |  | N |  |  | N | IPP Non-CHP | 2 | X | MWH
Solar Photovoltaic.SUN | solar PV | TRUE | 64938 | Faunce Corner Road Dartmouth Solar 1, LLC | 65669 | Faunce Corner Community Solar | MA | Bristol | FCPV | Solar Photovoltaic | PV |  | S | 1 |  | 1 | 1 |  | N |  |  | N | IPP Non-CHP | 2 | X | SUN
Batteries.MWH | battery storage | 0 | 64939 | Ventura Drive Dartmouth Solar 1, LLC | 65670 | Ventura | MA | Bristol | VTRBA | Batteries | BA |  | S | 1 |  | 1 | 1 |  | N |  |  | N | IPP Non-CHP | 2 | X | MWH
Solar Photovoltaic.SUN | solar PV | TRUE | 64939 | Ventura Drive Dartmouth Solar 1, LLC | 65670 | Ventura | MA | Bristol | VTRPV | Solar Photovoltaic | PV |  | S | 1 |  | 1 | 1 |  | N |  |  | N | IPP Non-CHP | 2 | X | SUN
Solar Photovoltaic.SUN | solar PV | TRUE | 64940 | Cattail Solar, LLC | 65671 | Cattail (CSG) | IL | Whiteside | CATTL | Solar Photovoltaic | PV |  | S | 2 |  | 2 | 2 |  | N |  |  | N | IPP Non-CHP | 2 | X | SUN
Solar Photovoltaic.SUN | solar PV | TRUE | 64366 | Terra-Gen Operating Co-Hybrid | 65674 | Edwards Sanborn E1B | CA | Kern | PV | Solar Photovoltaic | PV |  | W | 154.4 |  | 154.4 | 154.4 |  | N |  |  | N | IPP Non-CHP | 2 | X | SUN
Solar Photovoltaic.SUN | solar PV | TRUE | 64366 | Terra-Gen Operating Co-Hybrid | 65675 | Edwards Sanborn E4 | CA | Kern | PV | Solar Photovoltaic | PV |  | W | 148.9 |  | 148.9 | 148.9 |  | N |  |  | N | IPP Non-CHP | 2 | X | SUN
Solar Photovoltaic.SUN | solar PV | TRUE | 64366 | Terra-Gen Operating Co-Hybrid | 65676 | Edwards Sanborn E5 | CA | Kern | PV | Solar Photovoltaic | PV |  | W | 68 |  | 68 | 68 |  | N |  |  | N | IPP Non-CHP | 2 | X | SUN
Solar Photovoltaic.SUN | solar PV | TRUE | 64366 | Terra-Gen Operating Co-Hybrid | 65677 | Edwards Sanborn S4 | CA | Kern | PV | Solar Photovoltaic | PV |  | W | 41.2 |  | 41.2 | 41.2 |  | N |  |  | N | IPP Non-CHP | 2 | X | SUN
Solar Photovoltaic.SUN | solar PV | TRUE | 64950 | LI Solar Generation, LLC | 65679 | Calverton Solar Energy Center | NY | Suffolk | 11933 | Solar Photovoltaic | PV |  | J | 22.9 |  | 22.9 | 22.9 |  | N |  |  | N | IPP Non-CHP | 2 | X | SUN
Solar Photovoltaic.SUN | solar PV | TRUE | 20856 | Wisconsin Power & Light Co | 65680 | City of Sheboygan Solar | WI | Sheboygan | PV1 | Solar Photovoltaic | PV |  | S | 0.9 | 0.9 | 1 | 1 |  | N |  |  | N | Electric Utility | 1 | X | SUN
Solar Photovoltaic.SUN | solar PV | TRUE | 20856 | Wisconsin Power & Light Co | 65681 | Kohler Solar | WI | Sheboygan | PV1 | Solar Photovoltaic | PV |  | S | 2.3 |  | 2.3 | 2.3 |  | N |  |  | N | Electric Utility | 1 | X | SUN
Solar Photovoltaic.SUN | solar PV | TRUE | 18454 | Tampa Electric Co | 65684 | Laurel Oaks Solar | FL | Hillsborough | 1 | Solar Photovoltaic | PV |  | S | 61.2 |  | 61.2 | 61.2 |  | N |  |  | N | Electric Utility | 1 | X | SUN
Solar Photovoltaic.SUN | solar PV | TRUE | 61980 | TRITEC Americas | 65685 | VS RXI 8520 Balboa | CA | Los Angeles | VSPRC | Solar Photovoltaic | PV |  | S | 1 |  | 1 | 1 |  | N |  |  | N | IPP Non-CHP | 2 | X | SUN
Solar Photovoltaic.SUN | solar PV | TRUE | 18454 | Tampa Electric Co | 65687 | Riverside Solar | FL | Hillsborough | 1 | Solar Photovoltaic | PV |  | S | 55.2 |  | 55.2 | 55.2 |  | N |  |  | N | Electric Utility | 1 | X | SUN
Solar Photovoltaic.SUN | solar PV | TRUE | 64819 | Kearsarge Ludlow LLC | 65688 | Kearsarge Ludlow LLC | MA | Hampden | LUD | Solar Photovoltaic | PV |  | S | 3.7 |  | 3.7 | 3.7 |  | N |  |  | N | IPP Non-CHP | 2 | X | SUN
Solar Photovoltaic.SUN | solar PV | TRUE | 64818 | Kearsarge Acushnet LLC | 65690 | Kearsarge Acushnet | MA | Bristol | ACUSH | Solar Photovoltaic | PV |  | S | 1.9 |  | 1.9 | 1.9 |  | N |  |  | N | IPP Non-CHP | 2 | X | SUN
Solar Photovoltaic.SUN | solar PV | TRUE | 62915 | Madison Energy Holdings LLC | 65691 | KSU Trumbull | OH | Trumbull | TRUMB | Solar Photovoltaic | PV |  | S | 1 |  | 1 | 1 |  | N |  |  | N | IPP Non-CHP | 2 | X | SUN
Batteries.MWH | battery storage | 0 | 63289 | Key Capture Energy | 65694 | TX11 Republic Road Storage | TX | Robertson | TX11 | Batteries | BA |  | S | 50 |  | 50 | 50 |  | N |  |  | N | IPP Non-CHP | 2 | X | MWH
Batteries.MWH | battery storage | 0 | 63289 | Key Capture Energy | 65695 | TX12 Silicon Hill Storage | TX | Travis | TX12 | Batteries | BA |  | S | 100 |  | 100 | 100 |  | N |  |  | N | IPP Non-CHP | 2 | X | MWH
Batteries.MWH | battery storage | 0 | 63289 | Key Capture Energy | 65696 | TX13 Endurance Park Storage | TX | Scurry | TX13 | Batteries | BA |  | S | 50 |  | 50 | 50 |  | N |  |  | N | IPP Non-CHP | 2 | X | MWH
Batteries.MWH | battery storage | 0 | 63289 | Key Capture Energy | 65701 | TX23 Roughneck Storage | TX | Brazoria | TX23 | Batteries | BA |  | S | 50 |  | 50 | 50 |  | N |  |  | N | IPP Non-CHP | 2 | X | MWH
Solar Photovoltaic.SUN | solar PV | TRUE | 63689 | Wonderful Renewable Energy, LLC. | 65706 | POM Juice Solar | CA | Fresno | PJS | Solar Photovoltaic | PV |  | W | 1.5 | 0.99 | 1.5 | 1.3 |  | N |  |  | N | IPP Non-CHP | 2 | X | SUN
Solar Photovoltaic.SUN | solar PV | FALSE | 63689 | Wonderful Renewable Energy, LLC. | 65707 | POM Beverage Solar | CA | Fresno | PBS | Solar Photovoltaic | PV |  | W | 1.8 | 0.99 | 1.7 | 1.6 |  | N |  |  | N | Industrial Non-CHP | 6 | X | SUN
Onshore Wind Turbine.WND | onshore wind | TRUE | 13781 | Northern States Power Co - Minnesota | 65713 | Rock Aetna Power Partners | MN | Murray | 32005 | Onshore Wind Turbine | WT |  | S | 20 |  | 20 | 20 | 2.3 | N |  |  | N | IPP Non-CHP | 2 | X | WND
Solar Photovoltaic.SUN | solar PV | TRUE | 64980 | Long Plain Solar, LLC | 65716 | Long Plain Solar | MA | Franklin | 3779 | Solar Photovoltaic | PV |  | S | 2 |  | 2 | 1.8 |  | N |  |  | N | IPP Non-CHP | 2 | X | SUN
Solar Photovoltaic.SUN | solar PV | TRUE | 64981 | Settlers Solar, LLC | 65717 | Settlers Solar | MA | Worcester | 4452 | Solar Photovoltaic | PV |  | S | 5 |  | 5 | 4.8 |  | N |  |  | N | IPP Non-CHP | 2 | X | SUN
Solar Photovoltaic.SUN | solar PV | TRUE | 64982 | Griffin Road Solar 2, LLC | 65719 | Griffin Road Solar 2 | MA | Worcester | 4809 | Solar Photovoltaic | PV |  | S | 1.4 |  | 1.4 | 1.2 |  | N |  |  | N | IPP Non-CHP | 2 | X | SUN
Solar Photovoltaic.SUN | solar PV | TRUE | 64984 | Woodland Avenue Solar 1, LLC | 65720 | Woodland Avenue Solar 1 | MA | Bristol | 5571 | Solar Photovoltaic | PV |  | S | 5 |  | 5 | 4.8 |  | N |  |  | N | IPP Non-CHP | 2 | X | SUN
Solar Photovoltaic.SUN | solar PV | TRUE | 64985 | RT405 Westerlo Solar 2, LLC | 65721 | RT405 Westerlo Solar 2 | NY | Albany | 7104 | Solar Photovoltaic | PV |  | S | 5 |  | 5 | 4.8 |  | N |  |  | N | IPP Non-CHP | 2 | X | SUN
Solar Photovoltaic.SUN | solar PV | TRUE | 64882 | Webster Solar, LLC | 65722 | Webster Solar | MA | Worcester | 2538 | Solar Photovoltaic | PV |  | S | 1 |  | 1 | 0.8 |  | N |  |  | N | IPP Non-CHP | 2 | X | SUN
Solar Photovoltaic.SUN | solar PV | TRUE | 64986 | LR Wheatfield Solar 1, LLC | 65723 | LR Wheatfield Solar 1 | NY | Niagara | 15557 | Solar Photovoltaic | PV |  | S | 5 |  | 5 | 4.8 |  | N |  |  | N | IPP Non-CHP | 2 | X | SUN
Solar Photovoltaic.SUN | solar PV | TRUE | 64987 | Pendleton Solar 1, LLC | 65724 | Pendleton Solar 1 | NY | Niagara | 15889 | Solar Photovoltaic | PV |  | S | 5 |  | 5 | 4.8 |  | N |  |  | N | IPP Non-CHP | 2 | X | SUN
Onshore Wind Turbine.WND | onshore wind | TRUE | 64979 | Kossuth County Wind, LLC | 65725 | Kossuth County Wind | IA | Kossuth | KCW | Onshore Wind Turbine | WT |  | S | 70 |  | 70 | 70 | 0 | N |  |  | N | IPP Non-CHP | 2 | X | WND
Solar Photovoltaic.SUN | solar PV | TRUE | 19436 | Union Electric Co - (MO) | 65726 | Montgomery County Community Solar Center | MO | Montgomery | MCCSC | Solar Photovoltaic | PV |  | S | 5.7 | 1 | 5.7 | 5.7 |  | N |  |  | N | Electric Utility | 1 | X | SUN
Solar Photovoltaic.SUN | solar PV | TRUE | 62627 | Alchemy Renewable Energy | 65727 | Statesboro Solar LLC | GA | Bulloch | GAST | Solar Photovoltaic | PV |  | S | 3 | 1 | 3 | 3 |  | N |  |  | N | IPP Non-CHP | 2 | X | SUN
Solar Photovoltaic.SUN | solar PV | TRUE | 62627 | Alchemy Renewable Energy | 65728 | BE Solar LLC | GA | Decatur | GABE | Solar Photovoltaic | PV |  | S | 3 | 1 | 3 | 3 |  | N |  |  | N | IPP Non-CHP | 2 | X | SUN
Solar Photovoltaic.SUN | solar PV | TRUE | 62627 | Alchemy Renewable Energy | 65730 | Rockmart | GA | Polk | GARO | Solar Photovoltaic | PV |  | S | 2.6 | 1 | 2.6 | 2.6 |  | N |  |  | N | IPP Non-CHP | 2 | X | SUN
Solar Photovoltaic.SUN | solar PV | TRUE | 64990 | Rockford CS 1, LLC | 65731 | Rockford CS 1 | IL | Winnebago | 29197 | Solar Photovoltaic | PV |  | S | 2 |  | 2 | 1.8 |  | N |  |  | N | IPP Non-CHP | 2 | X | SUN
Solar Photovoltaic.SUN | solar PV | TRUE | 64988 | Rockford CS 2, LLC | 65732 | Rockford CS 2 | IL | Winnebago | 29198 | Solar Photovoltaic | PV |  | S | 2 |  | 2 | 1.8 |  | N |  |  | N | IPP Non-CHP | 2 | X | SUN
Onshore Wind Turbine.WND | onshore wind | TRUE | 57421 | Chopin Wind, LLC | 65737 | Schumann Wind Farm | OR | Umatilla | SCH | Onshore Wind Turbine | WT |  | S | 8 | 0.9 | 8 | 8 | 0 | N |  |  | N | IPP Non-CHP | 2 | X | WND
Solar Photovoltaic.SUN | solar PV | TRUE | 64948 | Canal Energy S23, LLC | 65740 | Canal Energy S23, LLC | CA | Kings | 21536 | Solar Photovoltaic | PV |  | W | 4.1 |  | 4.1 | 4.1 |  | N |  |  | N | IPP Non-CHP | 2 | X | SUN
Solar Photovoltaic.SUN | solar PV | TRUE | 65002 | Carnes Creek Solar, LLC | 65745 | Carnes Creek Solar (CSG) | OR | Marion | CAC22 | Solar Photovoltaic | PV |  | S | 2.5 |  | 2.5 | 2.5 |  | N |  |  | N | IPP Non-CHP | 2 | X | SUN
Solar Photovoltaic.SUN | solar PV | TRUE | 65003 | Cosper Creek Solar, LLC | 65746 | Cosper Creek Solar (CSG) | OR | Polk | CC22 | Solar Photovoltaic | PV |  | S | 2.5 |  | 2.5 | 2.5 |  | N |  |  | N | IPP Non-CHP | 2 | X | SUN
Solar Photovoltaic.SUN | solar PV | TRUE | 65004 | Fruitland Creek Solar, LLC | 65747 | Fruitland Creek Solar (CSG) | OR | Marion | FC22 | Solar Photovoltaic | PV |  | S | 1.8 |  | 1.8 | 1.8 |  | N |  |  | N | IPP Non-CHP | 2 | X | SUN
Solar Photovoltaic.SUN | solar PV | TRUE | 65005 | Kaiser Creek Solar, LLC | 65748 | Kaiser Creek Solar (CSG) | OR | Clackamas | KC22 | Solar Photovoltaic | PV |  | S | 2 |  | 2 | 2 |  | N |  |  | N | IPP Non-CHP | 2 | X | SUN
Solar Photovoltaic.SUN | solar PV | TRUE | 65007 | Sandy River Solar, LLC | 65750 | Sandy River Solar (CSG) | OR | Clackamas | SR22 | Solar Photovoltaic | PV |  | S | 1.9 |  | 1.9 | 1.9 |  | N |  |  | N | IPP Non-CHP | 2 | X | SUN
Solar Photovoltaic.SUN | solar PV | TRUE | 65008 | Sesqui-C Solar, LLC | 65751 | Sesqui-C Solar (CSG) | OR | Yamhill | SC22 | Solar Photovoltaic | PV |  | S | 2.5 |  | 2.5 | 2.5 |  | N |  |  | N | IPP Non-CHP | 2 | X | SUN
Solar Photovoltaic.SUN | solar PV | TRUE | 63466 | Conductive Power | 65752 | East Fishkill CSG | NY | Dutchess | EFK | Solar Photovoltaic | PV |  | S | 2 | 1 | 2 | 2 |  | N |  |  | N | IPP Non-CHP | 2 | X | SUN
Solar Photovoltaic.SUN | solar PV | TRUE | 63466 | Conductive Power | 65753 | ELP Greenport CSG | NY | Columbia | GRPRT | Solar Photovoltaic | PV |  | S | 5 | 1 | 5 | 5 |  | N |  |  | N | IPP Non-CHP | 2 | X | SUN
Solar Photovoltaic.SUN | solar PV | TRUE | 63466 | Conductive Power | 65754 | ELP Kinderhook CSG | NY | Columbia | KDRHK | Solar Photovoltaic | PV |  | S | 5 | 1 | 5 | 5 |  | N |  |  | N | IPP Non-CHP | 2 | X | SUN
Solar Photovoltaic.SUN | solar PV | TRUE | 63466 | Conductive Power | 65755 | ELP Myer CSG | NY | Ulster | MYER | Solar Photovoltaic | PV |  | S | 1.9 | 1 | 1.9 | 1.9 |  | N |  |  | N | IPP Non-CHP | 2 | X | SUN
Solar Photovoltaic.SUN | solar PV | TRUE | 63466 | Conductive Power | 65756 | Rockdale | MD | Washington | RKDAL | Solar Photovoltaic | PV |  | S | 2 | 1 | 2 | 2 |  | N |  |  | N | IPP Non-CHP | 2 | X | SUN
Solar Photovoltaic.SUN | solar PV | TRUE | 63466 | Conductive Power | 65757 | ELP Saugerties CSG | NY | Ulster | SGRTS | Solar Photovoltaic | PV |  | S | 1.9 | 1 | 1.9 | 1.9 |  | N |  |  | N | IPP Non-CHP | 2 | X | SUN
Solar Photovoltaic.SUN | solar PV | TRUE | 65010 | SolAmerica Energy, LLC | 65759 | Putnam Erikson 2 | GA | Putnam | PE2 | Solar Photovoltaic | PV |  | S | 2.9 |  | 2.9 | 2.9 |  | N |  |  | N | IPP Non-CHP | 2 | X | SUN
Onshore Wind Turbine.WND | onshore wind | TRUE | 65012 | Buffalo Ridge Wind, LLC | 65761 | Buffalo Ridge Wind | MN | Lincoln | 3161 | Onshore Wind Turbine | WT |  | S | 106 | 1 | 101.8 | 101.9 |  | N |  |  | N | IPP Non-CHP | 2 | X | WND
Onshore Wind Turbine.WND | onshore wind | TRUE | 65013 | Young Wind, LLC | 65763 | Young Wind | TX | Young | WYOUN | Onshore Wind Turbine | WT |  | S | 500 |  | 500 | 500 | 0 | N |  |  | N | IPP Non-CHP | 2 | X | WND
Onshore Wind Turbine.WND | onshore wind | TRUE | 65015 | Walleye Wind, LLC | 65764 | Walleye Wind | MN | Rock | WWLLC | Onshore Wind Turbine | WT |  | S | 110 |  | 110 | 110 | 0 | N |  |  | N | IPP Non-CHP | 2 | X | WND
Solar Photovoltaic.SUN | solar PV | FALSE | 64698 | Renewable Solar, Inc | 65766 | Dover Dairy | CA | Kings | 13856 | Solar Photovoltaic | PV |  | W | 1.1 |  | 1.1 | 1.1 | 0 | N |  |  | N | Industrial Non-CHP | 6 | X | SUN
Petroleum Liquids.DFO | petroleum | TRUE | 219 | Alaska Power and Telephone Co | 65767 | Gustavus | AK | Skagway Hoonah Angoon | 1 | Petroleum Liquids | IC |  | S | 0.4 | 0.8 | 0.4 | 0.4 | 0.1 | N |  |  | N | Electric Utility | 1 | X | DFO
Petroleum Liquids.DFO | petroleum | TRUE | 219 | Alaska Power and Telephone Co | 65767 | Gustavus | AK | Skagway Hoonah Angoon | 2 | Petroleum Liquids | IC |  | S | 0.4 | 0.8 | 0.4 | 0.4 | 0.1 | N |  |  | N | Electric Utility | 1 | X | DFO
Petroleum Liquids.DFO | petroleum | TRUE | 219 | Alaska Power and Telephone Co | 65767 | Gustavus | AK | Skagway Hoonah Angoon | 3 | Petroleum Liquids | IC |  | S | 0.1 | 0.8 | 0.1 | 0.1 | 0 | N |  |  | N | Electric Utility | 1 | X | DFO
Petroleum Liquids.DFO | petroleum | TRUE | 219 | Alaska Power and Telephone Co | 65767 | Gustavus | AK | Skagway Hoonah Angoon | 4 | Petroleum Liquids | IC |  | S | 0.5 | 0.8 | 0.5 | 0.5 | 0.2 | N |  |  | N | Electric Utility | 1 | X | DFO
Natural Gas Internal Combustion Engine.NG | natural gas peaker | TRUE | 17127 | Town of Shrewsbury - (MA) | 65768 | Centech Gas Generator | MA | Worcester | G1 | Natural Gas Internal Combustion Engine | IC |  | S | 2.5 | 1 | 2.5 | 2.5 | 1.2 | N |  |  | N | Electric Utility | 1 | X | NG
Solar Photovoltaic.SUN | solar PV | TRUE | 65023 | Ventura Solar LLC | 65770 | Ventura Solar | CA | Ventura | SOLAR | Solar Photovoltaic | PV |  | S | 2.9 |  | 2.9 | 2.9 |  | N |  |  | N | IPP Non-CHP | 2 | X | SUN
Solar Photovoltaic.SUN | solar PV | TRUE | 18454 | Tampa Electric Co | 65771 | Big Bend Agrivoltaics | FL | Hillsborough | 1 | Solar Photovoltaic | PV |  | S | 1 |  | 1 | 1 |  | N |  |  | N | Electric Utility | 1 | X | SUN
Solar Photovoltaic.SUN | solar PV | TRUE | 18454 | Tampa Electric Co | 65772 | Big Bend Floating Solar I | FL | Hillsborough | 1 | Solar Photovoltaic | PV |  | S | 1 |  | 1 | 1 |  | N |  |  | N | Electric Utility | 1 | X | SUN
Geothermal.GEO | geothermal | TRUE | 64626 | Star Peak Geothermal LLC. | 65773 | Star Peak Geothermal Plant | NV | Pershing | 3500 | Geothermal | BT |  | S | 3.5 | 0.9 | 3.5 | 3.5 | 0.5 | N |  |  | N | IPP Non-CHP | 2 | X | GEO
Geothermal.GEO | geothermal | TRUE | 64626 | Star Peak Geothermal LLC. | 65773 | Star Peak Geothermal Plant | NV | Pershing | 5100A | Geothermal | BT |  | S | 5.1 | 0.9 | 5.1 | 5.1 | 0.5 | N |  |  | N | IPP Non-CHP | 2 | X | GEO
Geothermal.GEO | geothermal | TRUE | 64626 | Star Peak Geothermal LLC. | 65773 | Star Peak Geothermal Plant | NV | Pershing | 5100B | Geothermal | BT |  | S | 5.1 | 0.9 | 5.1 | 5.1 | 0.5 | N |  |  | N | IPP Non-CHP | 2 | X | GEO
Geothermal.GEO | geothermal | TRUE | 64626 | Star Peak Geothermal LLC. | 65773 | Star Peak Geothermal Plant | NV | Pershing | 5200 | Geothermal | BT |  | S | 5.2 | 0.9 | 5.2 | 5.2 | 0.5 | N |  |  | N | IPP Non-CHP | 2 | X | GEO
Geothermal.GEO | geothermal | TRUE | 64626 | Star Peak Geothermal LLC. | 65773 | Star Peak Geothermal Plant | NV | Pershing | STEAM | Geothermal | BT |  | S | 3 | 0.9 | 3 | 3 | 0.3 | N |  |  | N | IPP Non-CHP | 2 | X | GEO
Solar Photovoltaic.SUN | solar PV | TRUE | 65024 | Alden Road Harvard Solar 1, LLC | 65774 | Alden Road Harvard Solar 1 | IL | McHenry | 18031 | Solar Photovoltaic | PV |  | S | 2 |  | 2 | 1.8 |  | N |  |  | N | IPP Non-CHP | 2 | X | SUN
Solar Photovoltaic.SUN | solar PV | TRUE | 65030 | Cream Street Solar, LLC | 65775 | Cream Street Solar | NY | Dutchess | 5324 | Solar Photovoltaic | PV |  | S | 2 |  | 2 | 1.8 |  | N |  |  | N | IPP Non-CHP | 2 | X | SUN
Solar Photovoltaic.SUN | solar PV | TRUE | 65028 | Little Falls Solar | 65776 | Little Falls Solar | NY | Herkimer | 5939 | Solar Photovoltaic | PV |  | S | 2 |  | 2 | 1.8 |  | N |  |  | N | IPP Non-CHP | 2 | X | SUN
Solar Photovoltaic.SUN | solar PV | TRUE | 65029 | Little Falls Solar 1, LLC | 65777 | Little Falls Solar 1 | NY | Herkimer | 5779 | Solar Photovoltaic | PV |  | S | 2 |  | 2 | 1.8 |  | N |  |  | N | IPP Non-CHP | 2 | X | SUN
Solar Photovoltaic.SUN | solar PV | TRUE | 65411 | Duke Energy Renewables Services | 65778 | Jackpot Solar, LLC | ID | Twin Falls | JKPT | Solar Photovoltaic | PV |  | W | 120 |  | 120 | 120 |  | N |  |  | N | Electric Utility | 1 | X | SUN
Solar Photovoltaic.SUN | solar PV | TRUE | 65040 | Hickson Solar, LLC | 65779 | Hickson Solar, LLC | SC | Lee | HICK | Solar Photovoltaic | PV |  | S | 2.8 |  | 2 | 2 |  | N |  |  | N | IPP Non-CHP | 2 | X | SUN
Solar Photovoltaic.SUN | solar PV | TRUE | 65041 | Ogburn Solar, LLC | 65780 | Ogburn Solar, LLC | SC | Chesterfield | OGBRN | Solar Photovoltaic | PV |  | S | 2 |  | 2 | 2 |  | N |  |  | N | IPP Non-CHP | 2 | X | SUN
Solar Photovoltaic.SUN | solar PV | TRUE | 65039 | Bishopville Solar II, LLC | 65781 | Bishopville Solar II, LLC | SC | Lee | BSHP2 | Solar Photovoltaic | PV |  | S | 10 |  | 10 | 10 |  | N |  |  | N | IPP Non-CHP | 2 | X | SUN
Solar Photovoltaic.SUN | solar PV | FALSE | 63689 | Wonderful Renewable Energy, LLC. | 65783 | Wonderful Nursery | CA | Kern | WN01 | Solar Photovoltaic | PV |  | W | 2.3 |  | 2.3 | 2.3 |  | N |  |  | N | Industrial Non-CHP | 6 | X | SUN
Solar Photovoltaic.SUN | solar PV | TRUE | 64426 | DG Connecticut III, LLC | 65784 | Burlington Solar 1 | CT | Hartford | BS1 | Solar Photovoltaic | PV |  | S | 3.5 |  | 3.5 | 3.5 |  | N |  |  | N | IPP Non-CHP | 2 | X | SUN
Solar Photovoltaic.SUN | solar PV | TRUE | 65032 | 1639 RT 29 Solar 1, LLC | 65785 | 1639 RT 29 Solar 1 | NY | Fulton | 19822 | Solar Photovoltaic | PV |  | S | 4 |  | 4 | 3.8 |  | N |  |  | N | IPP Non-CHP | 2 | X | SUN
Solar Photovoltaic.SUN | solar PV | TRUE | 65033 | 1639 RT 29 Solar 2, LLC | 65786 | 1639 RT 29 Solar 2 | NY | Fulton | 19823 | Solar Photovoltaic | PV |  | S | 2.5 |  | 2.5 | 2.3 |  | N |  |  | N | IPP Non-CHP | 2 | X | SUN
Solar Photovoltaic.SUN | solar PV | TRUE | 62915 | Madison Energy Holdings LLC | 65791 | Blue Hen Solar | DE | Kent | BHEN1 | Solar Photovoltaic | PV |  | S | 1.5 |  | 1.5 | 1.5 |  | N |  |  | N | IPP Non-CHP | 2 | X | SUN
Solar Photovoltaic.SUN | solar PV | TRUE | 61980 | TRITEC Americas | 65794 | 20701 Plummer PV, LLC | CA | Los Angeles | VSPRC | Solar Photovoltaic | PV |  | S | 1.5 |  | 1.5 | 1.5 |  | N |  |  | N | IPP Non-CHP | 2 | X | SUN
Solar Photovoltaic.SUN | solar PV | TRUE | 60584 | Onyx Asset Services Group | 65804 | Corvias - Fort Riley II | KS | Riley | 13191 | Solar Photovoltaic | PV |  | S | 1.3 |  | 1.3 | 1.3 |  | N |  |  | N | IPP Non-CHP | 2 | X | SUN
Batteries.MWH | battery storage | 0 | 65076 | HEN Infrastructure, L.L.C. | 65809 | Caterina | TX | Dimmit | CATER | Batteries | BA |  | J | 9.9 |  | 9.9 | 9.9 | 9.9 | N |  |  | N | IPP Non-CHP | 2 | X | MWH
Batteries.MWH | battery storage | 0 | 65076 | HEN Infrastructure, L.L.C. | 65810 | Cedarville (TX) | TX | Reeves | CDRVL | Batteries | BA |  | J | 9.9 |  | 9.9 | 9.9 | 9.9 | N |  |  | N | IPP Non-CHP | 2 | X | MWH
Batteries.MWH | battery storage | 0 | 65076 | HEN Infrastructure, L.L.C. | 65811 | Coyote Springs (TX) | TX | Reeves | CYTSP | Batteries | BA |  | J | 9.9 |  | 9.9 | 9.9 | 9.9 | N |  |  | N | IPP Non-CHP | 2 | X | MWH
Batteries.MWH | battery storage | 0 | 65076 | HEN Infrastructure, L.L.C. | 65813 | Faulkner | TX | Reeves | FAULK | Batteries | BA |  | J | 9.9 |  | 9.9 | 9.9 | 9.9 | N |  |  | N | IPP Non-CHP | 2 | X | MWH
Batteries.MWH | battery storage | 0 | 65056 | NY - Mines Press | 65815 | NY - Mines Press | NY | Westchester | MPBS | Batteries | BA |  | S | 1 | 0.99 | 1 | 1 |  | N |  |  | N | IPP Non-CHP | 2 | X | MWH
Solar Photovoltaic.SUN | solar PV | TRUE | 65056 | NY - Mines Press | 65815 | NY - Mines Press | NY | Westchester | MPRES | Solar Photovoltaic | PV |  | S | 1 |  | 1 | 1 |  | N |  |  | N | IPP Non-CHP | 2 | X | SUN
Solar Photovoltaic.SUN | solar PV | TRUE | 65069 | Clear Solar I, LLC | 65817 | Clear Solar I, LLC | NC | Rutherford | CLEA1 | Solar Photovoltaic | PV |  | W | 3.6 |  | 3.6 | 3.6 |  | N |  |  | N | IPP Non-CHP | 2 | X | SUN
Solar Photovoltaic.SUN | solar PV | TRUE | 65068 | Limelight Solar I, LLC | 65818 | Limelight Solar I, LLC | SC | Spartanburg | LIME1 | Solar Photovoltaic | PV |  | W | 2 |  | 2 | 2 |  | N |  |  | N | IPP Non-CHP | 2 | X | SUN
Solar Photovoltaic.SUN | solar PV | TRUE | 65067 | 233 Randolph 74 Solar I, LLC | 65819 | 233 Randolph 74 Solar I, LLC | NC | Cleveland | CAPE1 | Solar Photovoltaic | PV |  | W | 2 |  | 2 | 2 |  | N |  |  | N | IPP Non-CHP | 2 | X | SUN
Batteries.MWH | battery storage | 0 | 65076 | HEN Infrastructure, L.L.C. | 65831 | Lonestar | TX | Ward | LNSTR | Batteries | BA |  | J | 9.9 |  | 9.9 | 9.9 | 9.9 | N |  |  | N | IPP Non-CHP | 2 | X | MWH
Batteries.MWH | battery storage | 0 | 65076 | HEN Infrastructure, L.L.C. | 65833 | Rattlesnake (TX) | TX | Ward | RTLSK | Batteries | BA |  | J | 9.9 |  | 9.9 | 9.9 | 9.9 | N |  |  | N | IPP Non-CHP | 2 | X | MWH
Batteries.MWH | battery storage | 0 | 65076 | HEN Infrastructure, L.L.C. | 65834 | Saddleback | TX | Reeves | SDLBK | Batteries | BA |  | J | 9.9 |  | 9.9 | 9.9 | 9.9 | N |  |  | N | IPP Non-CHP | 2 | X | MWH
Batteries.MWH | battery storage | 0 | 65076 | HEN Infrastructure, L.L.C. | 65836 | Toyah Power Station | TX | Reeves | TOYAH | Batteries | BA |  | J | 10.4 |  | 9.9 | 9.9 | 9.9 | N |  |  | N | IPP Non-CHP | 2 | X | MWH
Batteries.MWH | battery storage | 0 | 65076 | HEN Infrastructure, L.L.C. | 65838 | Hoef's Road Storage | TX | Reeves | HOEFS | Batteries | BA |  | W | 2 |  | 2 | 2 | 2 | N |  |  | N | IPP Non-CHP | 2 | X | MWH
Batteries.MWH | battery storage | 0 | 65059 | Sunlight Storage, LLC | 65857 | Sunlight Storage | CA | Riverside | SUNS1 | Batteries | BA |  | S | 230 | 0.95 | 230 | 230 | 1 | N |  |  | N | IPP Non-CHP | 2 | X | MWH
Solar Photovoltaic.SUN | solar PV | TRUE | 61944 | MN8 Energy LLC | 65858 | Dynamic Corinth (CSG) | ME | Penobscot | GEN1 | Solar Photovoltaic | PV |  | S | 5 | 1 | 5 | 5 |  | N |  |  | N | IPP Non-CHP | 2 | X | SUN
Solar Photovoltaic.SUN | solar PV | TRUE | 61944 | MN8 Energy LLC | 65859 | Dynamic Madison | ME | Somerset | GEN1 | Solar Photovoltaic | PV |  | W | 5 | 1 | 5 | 5 |  | N |  |  | N | IPP Non-CHP | 2 | X | SUN
Natural Gas Internal Combustion Engine.NG | natural gas peaker | TRUE | 65095 | UE - 00602CO, LLC | 65898 | Gaylord Rockies CHP | CO | Adams | T0041 | Natural Gas Internal Combustion Engine | IC |  | W | 2 | 0.8 | 2 | 2 | 1 | N |  |  | Y | IPP CHP | 3 | T | NG
Natural Gas Internal Combustion Engine.NG | natural gas peaker | TRUE | 65095 | UE - 00602CO, LLC | 65898 | Gaylord Rockies CHP | CO | Adams | T0042 | Natural Gas Internal Combustion Engine | IC |  | W | 2 | 0.8 | 2 | 2 | 1 | N |  |  | Y | IPP CHP | 3 | T | NG
Solar Photovoltaic.SUN | solar PV | TRUE | 64083 | DG Central 1, LLC | 65942 | Grand Casino Hinckley Solar | MN | Pine | GRAND | Solar Photovoltaic | PV |  | S | 3 |  | 3 | 3 | 0 | N |  |  | N | IPP Non-CHP | 2 | X | SUN
Batteries.MWH | battery storage | 0 | 65118 | AlphaStruxure Service Co LP | 65945 | Brookville Smart Bus Depot Microgrid | MD | Montgomery | BESS | Batteries | BA |  | W | 1.5 |  | 1.5 | 1.5 | 0 | N |  |  | N | Commercial Non-CHP | 4 | X | MWH
Solar Photovoltaic.SUN | solar PV | FALSE | 65118 | AlphaStruxure Service Co LP | 65945 | Brookville Smart Bus Depot Microgrid | MD | Montgomery | PV | Solar Photovoltaic | PV |  | W | 1.7 |  | 1.7 | 1.7 |  | N |  |  | N | Commercial Non-CHP | 4 | X | SUN
Solar Photovoltaic.SUN | solar PV | TRUE | 65117 | Hecate Energy Upshur Rural LLC | 65946 | Hecate Energy Upshur Rural LLC | TX | Upshur | SOLAR | Solar Photovoltaic | PV |  | S | 3 |  | 3 | 3 |  | N |  |  | N | IPP Non-CHP | 2 | X | SUN
Solar Photovoltaic.SUN | solar PV | TRUE | 65121 | Kearsarge West Shore Solar LLC | 65954 | Kearsarge West Shore Solar LLC | RI | Newport | PORT | Solar Photovoltaic | PV |  | S | 5 | 0.99 | 5 | 5 |  | N |  |  | N | IPP Non-CHP | 2 | X | SUN
Solar Photovoltaic.SUN | solar PV | TRUE | 65147 | Java Solar, LLC | 65965 | Java Solar, LLC | CA | Kings | JAVA | Solar Photovoltaic | PV |  | S | 13.5 |  | 13.5 | 13.5 |  | N |  |  | N | IPP Non-CHP | 2 | X | SUN
Solar Photovoltaic.SUN | solar PV | TRUE | 20860 | Wisconsin Public Service Corp | 65968 | Hodag Solar | WI | Oneida | HODAG | Solar Photovoltaic | PV |  | S | 7.5 |  | 7.5 | 7.5 |  | N |  |  | N | Electric Utility | 1 | X | SUN
Solar Photovoltaic.SUN | solar PV | TRUE | 65156 | Kankakee Solar 2 LLC | 65969 | Kankakee 2 | IL | Kankakee | KKS2 | Solar Photovoltaic | PV |  | S | 1.5 |  | 1.5 | 1.5 |  | N |  |  | N | IPP Non-CHP | 2 | X | SUN
Solar Photovoltaic.SUN | solar PV | FALSE | 24211 | Tucson Electric Power Co | 65972 | Raptor Ridge | AZ | Pima | RRS | Solar Photovoltaic | PV |  | S | 12.5 |  | 12.5 | 12.5 |  | N |  |  | N | Industrial Non-CHP | 6 | X | SUN
Solar Photovoltaic.SUN | solar PV | TRUE | 65158 | Elora LLC | 65974 | Timmerman (CSG) | MN | Lyon | TIMM | Solar Photovoltaic | PV |  | S | 1 | 1 | 1 | 1 | 1 | N |  |  | N | IPP Non-CHP | 2 | X | SUN
Natural Gas Fired Combined Cycle.NG | natural gas combined cycle | TRUE | 6452 | Florida Power & Light Co | 65978 | Dania Beach 7 | FL | Broward | 7GT1 | Natural Gas Fired Combined Cycle | CT | DBCC | S | 492.2 | 0.85 | 492.2 | 492.2 |  | N |  |  | N | Electric Utility | 1 | X | NG | DFO
Natural Gas Fired Combined Cycle.NG | natural gas combined cycle | TRUE | 6452 | Florida Power & Light Co | 65978 | Dania Beach 7 | FL | Broward | 7GT2 | Natural Gas Fired Combined Cycle | CT | DBCC | S | 492.2 | 0.85 | 492.2 | 492.2 |  | N |  |  | N | Electric Utility | 1 | X | NG | DFO
Natural Gas Fired Combined Cycle.NG | natural gas combined cycle | TRUE | 6452 | Florida Power & Light Co | 65978 | Dania Beach 7 | FL | Broward | ST7 | Natural Gas Fired Combined Cycle | CA | DBCC | S | 391.8 | 0.85 | 391.8 | 391.8 |  | N |  |  | N | Electric Utility | 1 | X | NG | DFO
Solar Photovoltaic.SUN | solar PV | TRUE | 65164 | CleanCapital Holdings | 65982 | KDC Solar TC Little Patuxent WWTP LLC | MD | Howard | TCLP | Solar Photovoltaic | PV |  | S | 2 |  | 2 | 2 |  | N |  |  | N | IPP Non-CHP | 2 | X | SUN
Solar Photovoltaic.SUN | solar PV | TRUE | 65164 | CleanCapital Holdings | 65983 | KDC Solar TC George Howard LLC | MD | Howard | TCGH | Solar Photovoltaic | PV |  | S | 2 |  | 2 | 2 |  | N |  |  | N | IPP Non-CHP | 2 | X | SUN
Solar Photovoltaic.SUN | solar PV | TRUE | 65164 | CleanCapital Holdings | 65984 | KDC Solar TC Blandair Park LLC | MD | Howard | TCBP | Solar Photovoltaic | PV |  | S | 2 |  | 2 | 2 |  | N |  |  | N | IPP Non-CHP | 2 | X | SUN
Solar Photovoltaic.SUN | solar PV | TRUE | 65185 | Maine DG Solar Harmony, LLC | 65996 | Harmony Solar | ME | Somerset | HARM | Solar Photovoltaic | PV |  | S | 4.9 |  | 4.9 | 4.9 |  | N |  |  | N | IPP Non-CHP | 2 | X | SUN
Solar Photovoltaic.SUN | solar PV | TRUE | 65173 | United States Solar Corporation | 66003 | MP CSG 1 LLC | MN | Carlton | MPCSG | Solar Photovoltaic | PV |  | W | 1 |  | 1 | 1 |  | N |  |  | N | IPP Non-CHP | 2 | X | SUN
Solar Photovoltaic.SUN | solar PV | TRUE | 65178 | Limelight Solar III, LLC | 66005 | Limelight Solar III, LLC | SC | Spartanburg | LIME3 | Solar Photovoltaic | PV |  | S | 3.6 |  | 3.6 | 3.6 |  | N |  |  | N | IPP Non-CHP | 2 | X | SUN
Batteries.MWH | battery storage | 0 | 65182 | Flower Valley II | 66007 | Flower Valley II | TX | Reeves | BA | Batteries | BA |  | S | 101 | 1 | 101 | 101 | 0 | N |  |  | N | IPP Non-CHP | 2 | X | MWH
Batteries.MWH | battery storage | 0 | 65183 | Swoose II | 66008 | Swoose II | TX | Ward | BA | Batteries | BA |  | S | 101 | 1 | 101 | 101 | 0 | N |  |  | N | IPP Non-CHP | 2 | X | MWH
Batteries.MWH | battery storage | 0 | 65184 | Crossett Power Management LLC | 66009 | Crossett Power Management LLC | TX | Crane | BA | Batteries | BA |  | S | 203 | 1 | 203 | 203 | 0 | N |  |  | N | IPP Non-CHP | 2 | X | MWH
Solar Photovoltaic.SUN | solar PV | TRUE | 65189 | Cascade Solar LLC | 66016 | Skalbeck Solar | MN | Renville | SKAL | Solar Photovoltaic | PV |  | S | 1 |  | 1 | 1 |  | N |  |  | N | IPP Non-CHP | 2 | X | SUN
Natural Gas Fired Combustion Turbine.NG | natural gas peaker | FALSE | 65160 | Norton Powerhouse 2 | 66018 | Norton Powerhouse 2 | MA | Worcester | GEN3 | Natural Gas Fired Combustion Turbine | GT |  | S | 4.6 | 1 | 3.3 | 4.6 | 0.2 | N |  |  | Y | Industrial CHP | 7 | T | NG
Solar Photovoltaic.SUN | solar PV | TRUE | 64933 | Solar Star River SLB, LLC | 66020 | DRPA Woodcrest Station Solar Project | NJ | Camden | WSSP | Solar Photovoltaic | PV |  | J | 4.4 |  | 4.2 | 3.1 |  | N |  |  | N | IPP Non-CHP | 2 | X | SUN
Solar Photovoltaic.SUN | solar PV | TRUE | 64933 | Solar Star River SLB, LLC | 66021 | DRPA Ashland Station Solar Project | NJ | Camden | ASSA1 | Solar Photovoltaic | PV |  | J | 2.7 |  | 2.5 | 2.3 |  | N |  |  | N | IPP Non-CHP | 2 | X | SUN
Solar Photovoltaic.SUN | solar PV | TRUE | 65214 | Solar Star Prime 6, LLC | 66022 | Amazon MDW7 Solar Project | IL | Will | AMDW7 | Solar Photovoltaic | PV |  | S | 1.9 |  | 1.9 | 0.5 |  | N |  |  | N | IPP Non-CHP | 2 | X | SUN
Solar Photovoltaic.SUN | solar PV | TRUE | 64933 | Solar Star River SLB, LLC | 66028 | DRPA Ferry Ave Station Solar Project | NJ | Camden | DFASP | Solar Photovoltaic | PV |  | J | 3.2 |  | 3.1 | 2.3 |  | N |  |  | N | IPP Non-CHP | 2 | X | SUN
Solar Photovoltaic.SUN | solar PV | TRUE | 65198 | IL Sidney Project1, LLC | 66031 | IL Sidney Project1 | IL | Champaign | 15332 | Solar Photovoltaic | PV |  | S | 2 |  | 2 | 1.8 |  | N |  |  | N | IPP Non-CHP | 2 | X | SUN
Solar Photovoltaic.SUN | solar PV | TRUE | 65197 | Clay FC, LLC | 66032 | Clay FC | IL | Clay | 14052 | Solar Photovoltaic | PV |  | S | 2 |  | 2 | 1.8 |  | N |  |  | N | IPP Non-CHP | 2 | X | SUN
Solar Photovoltaic.SUN | solar PV | TRUE | 65199 | IL West Hallock Project1, LLC | 66033 | IL West Hallock Project1 | IL | Peoria | 15333 | Solar Photovoltaic | PV |  | S | 2 |  | 2 | 1.8 |  | N |  |  | N | IPP Non-CHP | 2 | X | SUN
Solar Photovoltaic.SUN | solar PV | TRUE | 65200 | Sugar Hill Solar 1, LLC | 66034 | Sugar Hill Solar 1 | NY | Saratoga | 19826 | Solar Photovoltaic | PV |  | S | 5 |  | 5 | 4.8 |  | N |  |  | N | IPP Non-CHP | 2 | X | SUN
Solar Photovoltaic.SUN | solar PV | TRUE | 65201 | 3104 Batavia Solar, LLC | 66036 | 3104 Batavia Solar | NY | Genesee | 20205 | Solar Photovoltaic | PV |  | S | 3 |  | 3 | 2.8 |  | N |  |  | N | IPP Non-CHP | 2 | X | SUN
Solar Photovoltaic.SUN | solar PV | TRUE | 65202 | 3232 Batavia Solar, LLC | 66037 | 3232 Batavia Solar | NY | Genesee | 20206 | Solar Photovoltaic | PV |  | S | 4 |  | 4 | 3.8 |  | N |  |  | N | IPP Non-CHP | 2 | X | SUN
Solar Photovoltaic.SUN | solar PV | TRUE | 65221 | Brazoria County Solar Project | 66046 | Brazoria County Solar Project (Danciger) | TX | Brazoria | BRZ01 | Solar Photovoltaic | PV |  | S | 200 |  | 200 | 200 |  | N |  |  | N | IPP Non-CHP | 2 | X | SUN
Solar Photovoltaic.SUN | solar PV | TRUE | 65220 | Middleton Biogas Solar, LLC | 66048 | Middleton Biogas Solar, LLC | WI | Dane | MBS | Solar Photovoltaic | PV |  | W | 1.9 | 1 | 1.9 | 1.7 |  | N |  |  | N | IPP Non-CHP | 2 | X | SUN
Batteries.MWH | battery storage | 0 | 65220 | Middleton Biogas Solar, LLC | 66048 | Middleton Biogas Solar, LLC | WI | Dane | MBS-B | Batteries | BA |  | W | 0.3 | 1 | 0.3 | 0.3 |  | N |  |  | N | IPP Non-CHP | 2 | X | MWH
Solar Photovoltaic.SUN | solar PV | TRUE | 62915 | Madison Energy Holdings LLC | 66049 | Salvation Army Solar | NJ | Camden | SARMY | Solar Photovoltaic | PV |  | S | 1.1 |  | 1.1 | 1.1 |  | N |  |  | N | IPP Non-CHP | 2 | X | SUN
Batteries.MWH | battery storage | 0 | 61012 | AES Distributed Energy | 66050 | Lancaster Area Battery | CA | Los Angeles | LAB | Batteries | BA |  | S | 127 |  | 127 | 127 |  | N |  |  | N | IPP Non-CHP | 2 | X | MWH
Other Natural Gas.NG | natural gas peaker | TRUE | 65223 | Generate Colchester Fuel Cells, LLC | 66053 | Generate Colchester Fuel Cells, LLC | CT | New London | GCFC | Other Natural Gas | FC |  | S | 10 |  | 10 | 10 | 10 | N |  |  | N | IPP Non-CHP | 2 | X | NG
Solar Photovoltaic.SUN | solar PV | TRUE | 65233 | NSF Angelica Site 1, LLC | 66061 | Angelica Solar Site 1 | NY | Allegany | A1 | Solar Photovoltaic | PV |  | S | 5 |  | 5 | 5 |  | N |  |  | N | IPP Non-CHP | 2 | X | SUN
Solar Photovoltaic.SUN | solar PV | TRUE | 65235 | NSF Angelica Site 2, LLC | 66062 | Angelica Solar Site 2 | NY | Allegany | A2 | Solar Photovoltaic | PV |  | S | 5 |  | 5 | 5 |  | N |  |  | N | IPP Non-CHP | 2 | X | SUN
Solar Photovoltaic.SUN | solar PV | TRUE | 65236 | NSF Angelica Site 3, LLC | 66063 | Angelica Solar Site 3 | NY | Allegany | A3 | Solar Photovoltaic | PV |  | S | 5 |  | 5 | 5 |  | N |  |  | N | IPP Non-CHP | 2 | X | SUN
Solar Photovoltaic.SUN | solar PV | TRUE | 65237 | NSF Angelica Site 4, LLC | 66064 | Angelica Solar Site 4 | NY | Allegany | A4 | Solar Photovoltaic | PV |  | S | 5 |  | 5 | 5 |  | N |  |  | N | IPP Non-CHP | 2 | X | SUN
Solar Photovoltaic.SUN | solar PV | TRUE | 65238 | West Valley Solar, LLC | 66065 | West Valley Solar | NY | Cattaraugus | WVS1 | Solar Photovoltaic | PV |  | S | 5 |  | 5 | 5 |  | N |  |  | N | IPP Non-CHP | 2 | X | SUN
Solar Photovoltaic.SUN | solar PV | TRUE | 65238 | West Valley Solar, LLC | 66065 | West Valley Solar | NY | Cattaraugus | WVS2 | Solar Photovoltaic | PV |  | S | 5 |  | 5 | 5 |  | N |  |  | N | IPP Non-CHP | 2 | X | SUN
Solar Photovoltaic.SUN | solar PV | TRUE | 60025 | Greenbacker Renewable Energy Corporation | 66068 | Maple City | IA | Mitchell | 704 | Solar Photovoltaic | PV |  | S | 1.5 |  | 1.5 | 1.5 |  | N |  |  | N | IPP Non-CHP | 2 | X | SUN
Solar Photovoltaic.SUN | solar PV | TRUE | 65246 | Marlborough Solar, LLC | 66074 | Marlborough Solar | NY | Ulster | 4942 | Solar Photovoltaic | PV |  | S | 2 |  | 2 | 1.8 |  | N |  |  | N | IPP Non-CHP | 2 | X | SUN
Solar Photovoltaic.SUN | solar PV | TRUE | 65252 | Blacksmith Road Solar 1, LLC | 66075 | Blacksmith Road Solar 1 | MA | Barnstable | 18120 | Solar Photovoltaic | PV |  | S | 5 |  | 5 | 4.8 |  | N |  |  | N | IPP Non-CHP | 2 | X | SUN
Batteries.MWH | battery storage | 0 | 65252 | Blacksmith Road Solar 1, LLC | 66075 | Blacksmith Road Solar 1 | MA | Barnstable | 18121 | Batteries | BA |  | S | 2 |  | 2 | 1.8 |  | N |  |  | N | IPP Non-CHP | 2 | X | MWH
Solar Photovoltaic.SUN | solar PV | TRUE | 65253 | Electric Avenue Lunenburg Solar 1, LLC | 66076 | Electric Avenue Lunenburg Solar 1 | MA | Worcester | 20409 | Solar Photovoltaic | PV |  | S | 1 |  | 1 | 0.8 |  | N |  |  | N | IPP Non-CHP | 2 | X | SUN
Batteries.MWH | battery storage | 0 | 65253 | Electric Avenue Lunenburg Solar 1, LLC | 66076 | Electric Avenue Lunenburg Solar 1 | MA | Worcester | 20410 | Batteries | BA |  | S | 1 |  | 1 | 0.8 |  | N |  |  | N | IPP Non-CHP | 2 | X | MWH
Solar Photovoltaic.SUN | solar PV | TRUE | 65254 | Harbor Road Solar 1, LLC | 66077 | Harbor Road Solar 1 | MA | Berkshire | 27582 | Solar Photovoltaic | PV |  | S | 2 |  | 2 | 1.8 |  | N |  |  | N | IPP Non-CHP | 2 | X | SUN
Solar Photovoltaic.SUN | solar PV | TRUE | 65256 | Solar Star Urbana Landfill East, LLC | 66078 | Solar Star Urbana Landfill East | IL | Champaign | 18952 | Solar Photovoltaic | PV |  | S | 1.9 |  | 1.9 | 1.7 |  | N |  |  | N | IPP Non-CHP | 2 | X | SUN
Solar Photovoltaic.SUN | solar PV | TRUE | 65257 | Solar Star Urbana Landfill Central, LLC | 66079 | Solar Star Urbana Landfill Central | IL | Champaign | 20824 | Solar Photovoltaic | PV |  | S | 1.9 |  | 1.9 | 1.7 |  | N |  |  | N | IPP Non-CHP | 2 | X | SUN
Solar Photovoltaic.SUN | solar PV | TRUE | 65247 | Lenox Renewables, LLC | 66081 | Lenox Renewables | NY | Madison | 8211 | Solar Photovoltaic | PV |  | S | 3.3 |  | 3.3 | 3.1 | 4.2 | N |  |  | N | IPP Non-CHP | 2 | X | SUN
Solar Photovoltaic.SUN | solar PV | TRUE | 65248 | OE IL Solar 3, LLC | 66082 | OE IL Solar 3 | IL | Ogle | 14850 | Solar Photovoltaic | PV |  | S | 2 |  | 2 | 1.8 |  | N |  |  | N | IPP Non-CHP | 2 | X | SUN
Solar Photovoltaic.SUN | solar PV | TRUE | 65249 | French Road Solar II, LLC | 66083 | French Road Solar II | IL | Kane | 7063 | Solar Photovoltaic | PV |  | S | 2 |  | 2 | 1.8 |  | N |  |  | N | IPP Non-CHP | 2 | X | SUN
Solar Photovoltaic.SUN | solar PV | TRUE | 65251 | Rockford Solar, LLC | 66085 | Rockford Solar | IL | Winnebago | 16682 | Solar Photovoltaic | PV |  | S | 2 |  | 2 | 1.8 |  | N |  |  | N | IPP Non-CHP | 2 | X | SUN
Solar Photovoltaic.SUN | solar PV | TRUE | 65255 | Milo CSG, LLC | 66086 | Milo CSG | ME | Piscataquis | 29045 | Solar Photovoltaic | PV |  | S | 4.5 |  | 4.5 | 4.3 |  | N |  |  | N | IPP Non-CHP | 2 | X | SUN
Solar Photovoltaic.SUN | solar PV | TRUE | 65258 | Livermore Falls CSG, LLC | 66087 | Livermore Falls CSG | ME | Androscoggin | 28911 | Solar Photovoltaic | PV |  | S | 3.3 |  | 3.3 | 3.1 |  | N |  |  | N | IPP Non-CHP | 2 | X | SUN
Solar Photovoltaic.SUN | solar PV | TRUE | 65266 | Putah Creek Solar Farms LLC | 66088 | Putah Creek Solar Farm North | CA | Yolo | PCEF | Solar Photovoltaic | PV |  | S | 3 |  | 2.9 | 2.9 |  | N |  |  | N | IPP Non-CHP | 2 | X | SUN
Solar Photovoltaic.SUN | solar PV | TRUE | 60025 | Greenbacker Renewable Energy Corporation | 66095 | Cortez Solar 1, LLC | CO | Montezuma | 712 | Solar Photovoltaic | PV |  | S | 2.2 |  | 2.2 | 2.2 |  | N |  |  | N | IPP Non-CHP | 2 | X | SUN
Solar Photovoltaic.SUN | solar PV | TRUE | 61012 | AES Distributed Energy | 66100 | Water Street Solar | ME | Kennebec | WATER | Solar Photovoltaic | PV |  | S | 5 |  | 5 | 5 |  | N |  |  | N | IPP Non-CHP | 2 | X | SUN
Solar Photovoltaic.SUN | solar PV | TRUE | 65288 | West Line Solar, LLC | 66125 | West Line Solar, LLC | AZ | Pinal | WESTL | Solar Photovoltaic | PV |  | S | 100 | 0.95 | 100 | 100 |  | N |  |  | N | IPP Non-CHP | 2 | X | SUN
Solar Photovoltaic.SUN | solar PV | TRUE | 60571 | AEP Onsite Partners, LLC | 66140 | PNA Rossford Solar Array | OH | Wood | PNA01 | Solar Photovoltaic | PV |  | S | 1.4 |  | 1.4 | 1.4 |  | N |  |  | N | IPP Non-CHP | 2 | X | SUN
Other Natural Gas.NG | natural gas peaker | TRUE | 57128 | Bloom Energy | 66142 | Kaiser - Harbor City | CA | Los Angeles | KSR48 | Other Natural Gas | FC |  | S | 2.1 |  | 2.1 | 2.1 | 2.1 | N |  |  | N | IPP Non-CHP | 2 | X | NG
Other Natural Gas.NG | natural gas peaker | TRUE | 57128 | Bloom Energy | 66143 | San Diego Community College | CA | San Diego | SDC01 | Other Natural Gas | FC |  | S | 1 |  | 1 | 1 | 1 | N |  |  | N | IPP Non-CHP | 2 | X | NG
Other Natural Gas.NG | natural gas peaker | TRUE | 57128 | Bloom Energy | 66145 | Life Technologies - Fremont | CA | Alameda | TMF06 | Other Natural Gas | FC |  | S | 1.3 |  | 1.3 | 1.3 | 1.3 | N |  |  | N | IPP Non-CHP | 2 | X | NG
Other Natural Gas.NG | natural gas peaker | TRUE | 57128 | Bloom Energy | 66146 | Kaiser - LA | CA | Los Angeles | KSR40 | Other Natural Gas | FC |  | S | 4.5 |  | 4.5 | 4.5 | 4.5 | N |  |  | N | IPP Non-CHP | 2 | X | NG
Other Natural Gas.NG | natural gas peaker | TRUE | 57128 | Bloom Energy | 66148 | Kaiser - Woodland Hills | CA | Los Angeles | KSR55 | Other Natural Gas | FC |  | S | 3.1 |  | 3.1 | 3.1 | 3.1 | N |  |  | N | IPP Non-CHP | 2 | X | NG
Other Natural Gas.NG | natural gas peaker | TRUE | 57128 | Bloom Energy | 66150 | Equinix - Elmsford | NY | Westchester | EQX36 | Other Natural Gas | FC |  | S | 1.7 |  | 1.7 | 1.7 | 1.7 | N |  |  | N | IPP Non-CHP | 2 | X | NG
Other Natural Gas.NG | natural gas peaker | TRUE | 57128 | Bloom Energy | 66151 | CoreSite - Somerville | MA | Middlesex | CST00 | Other Natural Gas | FC |  | S | 3.6 |  | 3.6 | 3.6 | 3.6 | N |  |  | N | IPP Non-CHP | 2 | X | NG
Other Natural Gas.NG | natural gas peaker | TRUE | 57128 | Bloom Energy | 66152 | Connecticut College | CT | New London | CNC00 | Other Natural Gas | FC |  | S | 1.2 |  | 1.2 | 1.2 | 1.2 | N |  |  | N | IPP Non-CHP | 2 | X | NG
Solar Photovoltaic.SUN | solar PV | TRUE | 19436 | Union Electric Co - (MO) | 66159 | Cape Girardeau Renewable Energy Center | MO | Cape Girardeau | RECBJ | Solar Photovoltaic | PV |  | S | 1.2 | 1 | 1.2 | 1.2 | 1.2 | N |  |  | N | Electric Utility | 1 | X | SUN
Solar Photovoltaic.SUN | solar PV | TRUE | 61194 | Generate Capital | 66176 | Landau Solar | NY | Ulster | 10891 | Solar Photovoltaic | PV |  | W | 2 |  | 2 | 2 |  | N |  |  | N | IPP Non-CHP | 2 | X | SUN
Solar Photovoltaic.SUN | solar PV | TRUE | 61194 | Generate Capital | 66177 | Drinkwater Solar | NY | Montgomery | 10896 | Solar Photovoltaic | PV |  | W | 2 |  | 2 | 2 |  | N |  |  | N | IPP Non-CHP | 2 | X | SUN
Solar Photovoltaic.SUN | solar PV | TRUE | 61677 | Sol Systems | 66178 | South 49th 013445 SCS Norfolk, LLC | NE | Madison | 9122 | Solar Photovoltaic | PV |  | S | 8.5 |  | 8.5 | 8.5 |  | N |  |  | N | IPP Non-CHP | 2 | X | SUN
Batteries.MWH | battery storage | 0 | 61677 | Sol Systems | 66178 | South 49th 013445 SCS Norfolk, LLC | NE | Madison | 9123 | Batteries | BA |  | S | 2.1 |  | 1 | 1 |  | N |  |  | N | IPP Non-CHP | 2 | X | MWH
Batteries.MWH | battery storage | 0 | 65321 | Huxley Solar, LLC | 66180 | Huxley Solar | MA | Hampden | HUXBA | Batteries | BA |  | S | 5 |  | 5 | 5 | 0 | N |  |  | N | IPP Non-CHP | 2 | X | MWH
Solar Photovoltaic.SUN | solar PV | TRUE | 65321 | Huxley Solar, LLC | 66180 | Huxley Solar | MA | Hampden | HUXPV | Solar Photovoltaic | PV |  | S | 5 |  | 5 | 5 |  | N |  |  | N | IPP Non-CHP | 2 | X | SUN
Batteries.MWH | battery storage | 0 | 65322 | Beacon Solar, LLC | 66181 | Beacon Solar, LLC | MA | Hampshire | BEABA | Batteries | BA |  | S | 5 |  | 5 | 5 | 0 | N |  |  | N | IPP Non-CHP | 2 | X | MWH
Solar Photovoltaic.SUN | solar PV | TRUE | 65322 | Beacon Solar, LLC | 66181 | Beacon Solar, LLC | MA | Hampshire | BEAPV | Solar Photovoltaic | PV |  | S | 5 |  | 5 | 5 |  | N |  |  | N | IPP Non-CHP | 2 | X | SUN
Batteries.MWH | battery storage | 0 | 65323 | Town of Amherst Solar, LLC | 66182 | Town of Amherst Solar | MA | Hampshire | AMHBA | Batteries | BA |  | S | 2.5 |  | 2.5 | 2.5 |  | N |  |  | N | IPP Non-CHP | 2 | X | MWH
Solar Photovoltaic.SUN | solar PV | TRUE | 65323 | Town of Amherst Solar, LLC | 66182 | Town of Amherst Solar | MA | Hampshire | AMHPV | Solar Photovoltaic | PV |  | S | 2.5 |  | 2.5 | 2.5 |  | N |  |  | N | IPP Non-CHP | 2 | X | SUN
Solar Photovoltaic.SUN | solar PV | TRUE | 61194 | Generate Capital | 66187 | McCarthy Solar | NY | Orange | 10992 | Solar Photovoltaic | PV |  | W | 2 |  | 2 | 2 |  | N |  |  | N | IPP Non-CHP | 2 | X | SUN
Solar Photovoltaic.SUN | solar PV | FALSE | 63689 | Wonderful Renewable Energy, LLC. | 66188 | POM Plant 1 | CA | Fresno | POMP1 | Solar Photovoltaic | PV |  | W | 2.4 | 0.99 | 2.2 | 1.3 |  | N |  |  | N | Industrial Non-CHP | 6 | X | SUN
Solar Photovoltaic.SUN | solar PV | FALSE | 63689 | Wonderful Renewable Energy, LLC. | 66189 | POM Plant 2 | CA | Fresno | POMP2 | Solar Photovoltaic | PV |  | W | 1.6 | 0.99 | 1.3 | 1.1 |  | N |  |  | N | Industrial Non-CHP | 6 | X | SUN
Landfill Gas.LFG | natural gas peaker | TRUE | 59135 | Inst and Envir Div Marine Logistics Base | 66190 | Inst and Envir Dir Marine Logistics Base | GA | Dougherty | 001 | Landfill Gas | IC |  | S | 1.9 | 0.85 | 1.8 | 1.9 | 0.7 | N |  |  | Y | IPP CHP | 3 | T | LFG | NG
Onshore Wind Turbine.WND | onshore wind | TRUE | 65318 | SPPW1, LLC | 66195 | SPPW1, LLC | NE | Franklin | T-1 | Onshore Wind Turbine | WT |  | S | 2.8 | 0.95 | 2.8 | 2.8 | 2.8 | N |  |  | N | IPP Non-CHP | 2 | X | WND
Onshore Wind Turbine.WND | onshore wind | TRUE | 65318 | SPPW1, LLC | 66195 | SPPW1, LLC | NE | Franklin | T-2 | Onshore Wind Turbine | WT |  | S | 2.8 | 0.95 | 2.8 | 2.8 | 2.8 | N |  |  | N | IPP Non-CHP | 2 | X | WND
Solar Photovoltaic.SUN | solar PV | TRUE | 65327 | Southeastern Solar Farm Fund, LLC | 66199 | Cairo Solar Farm, LLC | GA | Grady | CAIRO | Solar Photovoltaic | PV |  | S | 2 |  | 2 | 2 |  | N |  |  | N | IPP Non-CHP | 2 | X | SUN
Solar Photovoltaic.SUN | solar PV | TRUE | 65327 | Southeastern Solar Farm Fund, LLC | 66200 | Cedar Creek Solar, LLC | GA | Barrow | CEDAR | Solar Photovoltaic | PV |  | S | 2 |  | 2 | 2 |  | N |  |  | N | IPP Non-CHP | 2 | X | SUN
Solar Photovoltaic.SUN | solar PV | FALSE | 65330 | Westbound Solar 3, LLC | 66201 | Niagara Bottling - Bloomfield | CT | Hartford | NBBRM | Solar Photovoltaic | PV |  | S | 2.8 |  | 2.8 | 2.8 |  | N |  |  | N | Industrial Non-CHP | 6 | X | SUN
Solar Photovoltaic.SUN | solar PV | TRUE | 65327 | Southeastern Solar Farm Fund, LLC | 66202 | Old Plank Road Solar Farm, LLC | FL | Duval | OLDPL | Solar Photovoltaic | PV |  | S | 3 |  | 3 | 3 |  | N |  |  | N | IPP Non-CHP | 2 | X | SUN
Solar Photovoltaic.SUN | solar PV | TRUE | 65327 | Southeastern Solar Farm Fund, LLC | 66205 | Turnipseed Solar, LLC | GA | Douglas | TURNI | Solar Photovoltaic | PV |  | S | 3 |  | 3 | 3 |  | N |  |  | N | IPP Non-CHP | 2 | X | SUN
Solar Photovoltaic.SUN | solar PV | TRUE | 65325 | Mohawk View Solar, LLC | 66206 | Mohawk View Solar | NY | Montgomery | MOVSO | Solar Photovoltaic | PV |  | S | 5 | 1 | 5 | 5 |  | N |  |  | N | IPP Non-CHP | 2 | X | SUN
Solar Photovoltaic.SUN | solar PV | TRUE | 65324 | Van Epps Solar, LLC | 66207 | Van Epps Solar | NY | Montgomery | VEPSO | Solar Photovoltaic | PV |  | S | 5 | 1 | 5 | 5 |  | N |  |  | N | IPP Non-CHP | 2 | X | SUN
Solar Photovoltaic.SUN | solar PV | TRUE | 61194 | Generate Capital | 66209 | Bantam Solar | NY | Montgomery | 10986 | Solar Photovoltaic | PV |  | W | 5 |  | 5 | 5 |  | N |  |  | N | IPP Non-CHP | 2 | X | SUN
Solar Photovoltaic.SUN | solar PV | TRUE | 61194 | Generate Capital | 66210 | Bogart Solar | NY | Greene | 10887 | Solar Photovoltaic | PV |  | W | 2 |  | 2 | 2 |  | N |  |  | N | IPP Non-CHP | 2 | X | SUN
Solar Photovoltaic.SUN | solar PV | TRUE | 61194 | Generate Capital | 66211 | Brickchurch Solar | NY | Wayne | 10889 | Solar Photovoltaic | PV |  | W | 2 |  | 2 | 2 |  | N |  |  | N | IPP Non-CHP | 2 | X | SUN
Solar Photovoltaic.SUN | solar PV | TRUE | 61194 | Generate Capital | 66212 | Canoga Solar | NY | Seneca | 10965 | Solar Photovoltaic | PV |  | W | 5 |  | 5 | 5 |  | N |  |  | N | IPP Non-CHP | 2 | X | SUN
Solar Photovoltaic.SUN | solar PV | TRUE | 61194 | Generate Capital | 66213 | Costanza Solar | NY | Albany | 10907 | Solar Photovoltaic | PV |  | W | 2 |  | 2 | 2 |  | N |  |  | N | IPP Non-CHP | 2 | X | SUN
Solar Photovoltaic.SUN | solar PV | TRUE | 61194 | Generate Capital | 66214 | County Route 84 Solar | NY | Steuben | 10967 | Solar Photovoltaic | PV |  | W | 5 |  | 5 | 5 |  | N |  |  | N | IPP Non-CHP | 2 | X | SUN
Solar Photovoltaic.SUN | solar PV | TRUE | 61194 | Generate Capital | 66215 | Cafferty Hill Solar | NY | Broome | 10996 | Solar Photovoltaic | PV |  | W | 5 |  | 5 | 5 |  | N |  |  | N | IPP Non-CHP | 2 | X | SUN
Solar Photovoltaic.SUN | solar PV | TRUE | 61194 | Generate Capital | 66217 | Donati Solar | NY | Seneca | 10968 | Solar Photovoltaic | PV |  | W | 2 |  | 2 | 2 |  | N |  |  | N | IPP Non-CHP | 2 | X | SUN
Solar Photovoltaic.SUN | solar PV | TRUE | 61194 | Generate Capital | 66218 | Dubois Solar (Hybrid) | NY | Ulster | 10892 | Solar Photovoltaic | PV |  | W | 2 |  | 2 | 2 |  | N |  |  | N | IPP Non-CHP | 2 | X | SUN
Batteries.MWH | battery storage | 0 | 61194 | Generate Capital | 66218 | Dubois Solar (Hybrid) | NY | Ulster | BAT | Batteries | BA |  | W | 2 |  | 2 | 2 |  | N |  |  | N | IPP Non-CHP | 2 | X | MWH
Solar Photovoltaic.SUN | solar PV | TRUE | 61194 | Generate Capital | 66220 | Finney Solar | NY | Montgomery | 10999 | Solar Photovoltaic | PV |  | W | 5 |  | 5 | 5 |  | N |  |  | N | IPP Non-CHP | 2 | X | SUN
Solar Photovoltaic.SUN | solar PV | TRUE | 61194 | Generate Capital | 66221 | Henrietta Solar | NY | Monroe | 10972 | Solar Photovoltaic | PV |  | W | 5 |  | 5 | 5 |  | N |  |  | N | IPP Non-CHP | 2 | X | SUN
Solar Photovoltaic.SUN | solar PV | TRUE | 61194 | Generate Capital | 66222 | Landau II Solar (Hybrid) | NY | Ulster | 10895 | Solar Photovoltaic | PV |  | W | 4 |  | 4 | 4 |  | N |  |  | N | IPP Non-CHP | 2 | X | SUN
Batteries.MWH | battery storage | 0 | 61194 | Generate Capital | 66222 | Landau II Solar (Hybrid) | NY | Ulster | BAT | Batteries | BA |  | W | 4 |  | 4 | 4 |  | N |  |  | N | IPP Non-CHP | 2 | X | MWH
Solar Photovoltaic.SUN | solar PV | TRUE | 61194 | Generate Capital | 66223 | Lockenhurst Pond Solar | NY | Orange | 11000 | Solar Photovoltaic | PV |  | W | 2 |  | 2 | 2 |  | N |  |  | N | IPP Non-CHP | 2 | X | SUN
Solar Photovoltaic.SUN | solar PV | TRUE | 61194 | Generate Capital | 66224 | New Beginnings Solar | NY | Ulster | 10890 | Solar Photovoltaic | PV |  | W | 2 |  | 2 | 2 |  | N |  |  | N | IPP Non-CHP | 2 | X | SUN
Solar Photovoltaic.SUN | solar PV | TRUE | 61194 | Generate Capital | 66225 | NY70 Solar | NY | Livingston | 10970 | Solar Photovoltaic | PV |  | W | 5 |  | 5 | 5 |  | N |  |  | N | IPP Non-CHP | 2 | X | SUN
Solar Photovoltaic.SUN | solar PV | TRUE | 61194 | Generate Capital | 66226 | Reid Solar | NY | Oneida | 10991 | Solar Photovoltaic | PV |  | W | 4.8 |  | 4.8 | 4.8 |  | N |  |  | N | IPP Non-CHP | 2 | X | SUN
Solar Photovoltaic.SUN | solar PV | TRUE | 61194 | Generate Capital | 66227 | Reisender Solar | NY | Ulster | 10886 | Solar Photovoltaic | PV |  | W | 2 |  | 2 | 2 |  | N |  |  | N | IPP Non-CHP | 2 | X | SUN
Solar Photovoltaic.SUN | solar PV | TRUE | 61194 | Generate Capital | 66228 | Salt Point Solar (Hybrid) | NY | Dutchess | 10888 | Solar Photovoltaic | PV |  | W | 2 |  | 2 | 2 |  | N |  |  | N | IPP Non-CHP | 2 | X | SUN
Batteries.MWH | battery storage | 0 | 61194 | Generate Capital | 66228 | Salt Point Solar (Hybrid) | NY | Dutchess | BAT | Batteries | BA |  | W | 2 |  | 2 | 2 |  | N |  |  | N | IPP Non-CHP | 2 | X | MWH
Solar Photovoltaic.SUN | solar PV | TRUE | 61194 | Generate Capital | 66229 | Sangolqui Solar | NY | Seneca | 10975 | Solar Photovoltaic | PV |  | W | 2 |  | 2 | 2 |  | N |  |  | N | IPP Non-CHP | 2 | X | SUN
Solar Photovoltaic.SUN | solar PV | TRUE | 61194 | Generate Capital | 66230 | State Route 14A Solar | NY | Yates | 10997 | Solar Photovoltaic | PV |  | W | 5 |  | 5 | 5 |  | N |  |  | N | IPP Non-CHP | 2 | X | SUN
Solar Photovoltaic.SUN | solar PV | TRUE | 61194 | Generate Capital | 66231 | State Highway 17B Solar | NY | Sullivan | 10988 | Solar Photovoltaic | PV |  | W | 4.4 |  | 4.4 | 4.4 |  | N |  |  | N | IPP Non-CHP | 2 | X | SUN
Solar Photovoltaic.SUN | solar PV | TRUE | 61194 | Generate Capital | 66232 | Svenski Solar (Hybrid) | NY | Orange | 10894 | Solar Photovoltaic | PV |  | W | 2 |  | 2 | 2 |  | N |  |  | N | IPP Non-CHP | 2 | X | SUN
Batteries.MWH | battery storage | 0 | 61194 | Generate Capital | 66232 | Svenski Solar (Hybrid) | NY | Orange | BAT | Batteries | BA |  | W | 2 |  | 2 | 2 |  | N |  |  | N | IPP Non-CHP | 2 | X | MWH
Solar Photovoltaic.SUN | solar PV | TRUE | 61194 | Generate Capital | 66233 | West Creek Solar | NY | Tioga | 10995 | Solar Photovoltaic | PV |  | W | 5 |  | 5 | 5 |  | N |  |  | N | IPP Non-CHP | 2 | X | SUN
Solar Photovoltaic.SUN | solar PV | TRUE | 61194 | Generate Capital | 66234 | Wheatland 2A Solar | NY | Monroe | 10971 | Solar Photovoltaic | PV |  | W | 4.5 |  | 4.5 | 4.5 |  | N |  |  | N | IPP Non-CHP | 2 | X | SUN
Solar Photovoltaic.SUN | solar PV | TRUE | 61194 | Generate Capital | 66235 | Wheatland 2B Solar | NY | Monroe | 10961 | Solar Photovoltaic | PV |  | W | 4.5 |  | 4.5 | 4.5 |  | N |  |  | N | IPP Non-CHP | 2 | X | SUN
Solar Photovoltaic.SUN | solar PV | TRUE | 61194 | Generate Capital | 66236 | Wildflower Way Solar | NY | Steuben | 10982 | Solar Photovoltaic | PV |  | W | 5 |  | 5 | 5 |  | N |  |  | N | IPP Non-CHP | 2 | X | SUN
Solar Photovoltaic.SUN | solar PV | TRUE | 60531 | Standard Solar | 66242 | Lake Elsinore Canopies - Lakeside HS | CA | Riverside | LSHS | Solar Photovoltaic | PV |  | S | 1 |  | 1 | 1 |  | N |  |  | N | IPP Non-CHP | 2 | X | SUN
Solar Photovoltaic.SUN | solar PV | TRUE | 65340 | NextGrid Peppertree, LLC | 66243 | Lewiston Junction Road Solar | ME | Androscoggin | LWSJN | Solar Photovoltaic | PV |  | S | 4.9 |  | 4.9 | 4.9 |  | N |  |  | N | IPP Non-CHP | 2 | X | SUN
Solar Photovoltaic.SUN | solar PV | TRUE | 65349 | NextGrid Mastic, LLC | 66244 | Webb Road Solar | ME | Kennebec | WEBRD | Solar Photovoltaic | PV |  | S | 4.6 |  | 4.6 | 4.6 |  | N |  |  | N | IPP Non-CHP | 2 | X | SUN
Solar Photovoltaic.SUN | solar PV | TRUE | 65350 | NextGrid Mangrove, LLC | 66245 | Merrill Road Solar | ME | Androscoggin | MRLRD | Solar Photovoltaic | PV |  | S | 4.6 |  | 4.6 | 4.6 |  | N |  |  | N | IPP Non-CHP | 2 | X | SUN
Solar Photovoltaic.SUN | solar PV | TRUE | 65351 | NextGrid Cliffrose, LLC | 66246 | Lisbon Street Solar | ME | Androscoggin | LSBST | Solar Photovoltaic | PV |  | S | 2 |  | 2 | 2 |  | N |  |  | N | IPP Non-CHP | 2 | X | SUN
Solar Photovoltaic.SUN | solar PV | TRUE | 65345 | Ash Mesa Solar, LLC | 66247 | Ash Mesa Solar, LLC | CO | Montrose | 21536 | Solar Photovoltaic | PV |  | W | 7.8 |  | 7.8 | 7.8 |  | N |  |  | N | IPP Non-CHP | 2 | X | SUN
Solar Photovoltaic.SUN | solar PV | TRUE | 14063 | Oklahoma Gas & Electric Co | 66248 | Butterfield Solar Farm | OK | Bryan | BSS1 | Solar Photovoltaic | PV |  | S | 5 |  | 5 | 5 |  | N |  |  | N | Electric Utility | 1 | X | SUN
Onshore Wind Turbine.WND | onshore wind | TRUE | 65402 | WEB Silver Maple Wind LLC | 66283 | Silver Maple | ME | Penobscot | SIMA1 | Onshore Wind Turbine | WT |  | S | 20 |  | 20 | 20 | 0.1 | N |  |  | N | IPP Non-CHP | 2 | X | WND
Solar Photovoltaic.SUN | solar PV | TRUE | 65370 | Cutlass Solar 1, LLC | 66310 | Cutlass Solar 1 LLC | TX | Fort Bend | CT1PV | Solar Photovoltaic | PV |  | J | 110.9 | 0.95 | 110.9 | 110.9 |  | N |  |  | N | IPP Non-CHP | 2 | X | SUN
Landfill Gas.LFG | natural gas peaker | TRUE | 13559 | North American Natural Res | 66311 | Venice Park | MI | Genesee | 10 | Landfill Gas | IC |  | S | 1.6 | 0.9 | 1.6 | 1.6 | 1 | N |  |  | N | IPP Non-CHP | 2 | X | LFG
Landfill Gas.LFG | natural gas peaker | TRUE | 13559 | North American Natural Res | 66311 | Venice Park | MI | Genesee | 7 | Landfill Gas | IC |  | S | 1.6 | 0.9 | 1.6 | 1.6 | 1 | N |  |  | N | IPP Non-CHP | 2 | X | LFG
Landfill Gas.LFG | natural gas peaker | TRUE | 13559 | North American Natural Res | 66311 | Venice Park | MI | Genesee | 8 | Landfill Gas | IC |  | S | 1.6 | 0.9 | 1.6 | 1.6 | 1 | N |  |  | N | IPP Non-CHP | 2 | X | LFG
Landfill Gas.LFG | natural gas peaker | TRUE | 13559 | North American Natural Res | 66311 | Venice Park | MI | Genesee | 9 | Landfill Gas | IC |  | S | 1.6 | 0.9 | 1.6 | 1.6 | 1 | N |  |  | N | IPP Non-CHP | 2 | X | LFG
Solar Photovoltaic.SUN | solar PV | TRUE | 65403 | WEB Brimfield Solar LLC | 66317 | Brimfield | MA | Hampden | BRIM1 | Solar Photovoltaic | PV |  | S | 1.9 |  | 1.9 | 1.9 |  | N |  |  | N | IPP Non-CHP | 2 | X | SUN
Solar Photovoltaic.SUN | solar PV | TRUE | 65404 | WEB Brookfield Solar LLC | 66318 | WEB Brookfield | MA | Worcester | BROK1 | Solar Photovoltaic | PV |  | S | 3.4 |  | 3.4 | 3.4 |  | N |  |  | N | IPP Non-CHP | 2 | X | SUN
Onshore Wind Turbine.WND | onshore wind | TRUE | 65408 | King Creek Wind Farm 1, LLC | 66321 | King Creek Wind Farm 1, LLC | TX | Haskell | KC1 | Onshore Wind Turbine | WT |  | S | 184 |  | 184 | 184 | 0 | N |  |  | N | IPP Non-CHP | 2 | X | WND
Onshore Wind Turbine.WND | onshore wind | TRUE | 65409 | King Creek Wind Farm 2, LLC | 66323 | King Creek Wind Farm 2, LLC | TX | Haskell | KC2 | Onshore Wind Turbine | WT |  | S | 209 |  | 209 | 209 | 0 | N |  |  | N | IPP Non-CHP | 2 | X | WND
Solar Photovoltaic.SUN | solar PV | FALSE | 63689 | Wonderful Renewable Energy, LLC. | 66331 | Wonderful Firebaugh | CA | Madera | WFB01 | Solar Photovoltaic | PV |  | W | 5.4 |  | 5.4 | 5.4 |  | N |  |  | N | Industrial Non-CHP | 6 | X | SUN
Solar Photovoltaic.SUN | solar PV | FALSE | 63689 | Wonderful Renewable Energy, LLC. | 66332 | Wonderful Kings | CA | Kern | WFK01 | Solar Photovoltaic | PV |  | W | 3.5 | 0.99 | 3.2 | 1.6 |  | N |  |  | N | Industrial Non-CHP | 6 | X | SUN
Solar Photovoltaic.SUN | solar PV | TRUE | 60571 | AEP Onsite Partners, LLC | 66339 | Brainerd Airport | MN | Crow Wing | BRN01 | Solar Photovoltaic | PV |  | S | 5.8 |  | 5.8 | 5.8 |  | N |  |  | N | IPP Non-CHP | 2 | X | SUN
Solar Photovoltaic.SUN | solar PV | TRUE | 60531 | Standard Solar | 66368 | NSE Astoria - Skyward | OR | Clackamas | SKYW | Solar Photovoltaic | PV |  | S | 2.5 |  | 2.5 | 2.5 |  | N |  |  | N | IPP Non-CHP | 2 | X | SUN
Solar Photovoltaic.SUN | solar PV | TRUE | 64778 | Strata Manager, LLC | 66371 | Edison Farm | NC | Rockingham | EDISN | Solar Photovoltaic | PV |  | W | 2 |  | 2 | 2 |  | N |  |  | N | IPP Non-CHP | 2 | X | SUN
Solar Photovoltaic.SUN | solar PV | TRUE | 64778 | Strata Manager, LLC | 66372 | Overhill Solar | NC | Sampson | OVERH | Solar Photovoltaic | PV |  | W | 5 |  | 5 | 5 |  | N |  |  | N | IPP Non-CHP | 2 | X | SUN
Solar Photovoltaic.SUN | solar PV | TRUE | 64778 | Strata Manager, LLC | 66373 | Polk Farm | NC | Richmond | POLK | Solar Photovoltaic | PV |  | W | 5 |  | 5 | 5 |  | N |  |  | N | IPP Non-CHP | 2 | X | SUN
Solar Photovoltaic.SUN | solar PV | TRUE | 64778 | Strata Manager, LLC | 66374 | Selwyn Farm | NC | Anson | SELW | Solar Photovoltaic | PV |  | W | 5 |  | 5 | 5 |  | N |  |  | N | IPP Non-CHP | 2 | X | SUN
Solar Photovoltaic.SUN | solar PV | TRUE | 64778 | Strata Manager, LLC | 66375 | Shieldwall Solar | NC | Halifax | SHIEL | Solar Photovoltaic | PV |  | W | 5 |  | 5 | 5 |  | N |  |  | N | IPP Non-CHP | 2 | X | SUN
Solar Photovoltaic.SUN | solar PV | TRUE | 64778 | Strata Manager, LLC | 66376 | Summit Solar | NC | Wayne | SUMMT | Solar Photovoltaic | PV |  | W | 3 |  | 3 | 3 |  | N |  |  | N | IPP Non-CHP | 2 | X | SUN
Solar Photovoltaic.SUN | solar PV | TRUE | 61677 | Sol Systems | 66380 | SCS Penfield One 010750 Penfield, LLC | NY | Monroe | 83022 | Solar Photovoltaic | PV |  | S | 5 |  | 4.9 | 2.8 |  | N |  |  | N | IPP Non-CHP | 2 | X | SUN
Solar Photovoltaic.SUN | solar PV | TRUE | 61677 | Sol Systems | 66381 | SCS Harpswell 012903 Brunswick, LLC | ME | Cumberland | 11822 | Solar Photovoltaic | PV |  | S | 4.9 |  | 4.9 | 3 |  | N |  |  | N | IPP Non-CHP | 2 | X | SUN
Natural Gas Internal Combustion Engine.NG | natural gas peaker | FALSE | 65356 | Jax LNG | 66392 | Jax LNG | FL | Duval | 1110 | Natural Gas Internal Combustion Engine | IC |  | S | 2.5 | 0.8 | 2.5 | 2.5 | 1.3 | N |  |  | N | Commercial Non-CHP | 4 | X | NG | OG
Natural Gas Internal Combustion Engine.NG | natural gas peaker | FALSE | 65356 | Jax LNG | 66392 | Jax LNG | FL | Duval | 1120 | Natural Gas Internal Combustion Engine | IC |  | S | 2.5 | 0.8 | 2.5 | 2.5 | 1.3 | N |  |  | N | Commercial Non-CHP | 4 | X | NG | OG
Natural Gas Internal Combustion Engine.NG | natural gas peaker | FALSE | 65356 | Jax LNG | 66392 | Jax LNG | FL | Duval | 1130 | Natural Gas Internal Combustion Engine | IC |  | S | 2.5 | 0.8 | 2.5 | 2.5 | 1.3 | N |  |  | N | Commercial Non-CHP | 4 | X | NG | OG
Natural Gas Internal Combustion Engine.NG | natural gas peaker | FALSE | 65356 | Jax LNG | 66392 | Jax LNG | FL | Duval | 1140 | Natural Gas Internal Combustion Engine | IC |  | S | 2.5 | 0.8 | 2.5 | 2.5 | 1.3 | N |  |  | N | Commercial Non-CHP | 4 | X | NG | OG
Natural Gas Internal Combustion Engine.NG | natural gas peaker | FALSE | 65357 | REV LNG SSL BC, LLC | 66393 | Towanda Facility | PA | Bradford | P103 | Natural Gas Internal Combustion Engine | IC |  | S | 1.6 | 0.8 | 1.5 | 1.5 | 1.5 | N |  |  | N | Industrial Non-CHP | 6 | X | NG | OG
Natural Gas Internal Combustion Engine.NG | natural gas peaker | FALSE | 65357 | REV LNG SSL BC, LLC | 66393 | Towanda Facility | PA | Bradford | P104 | Natural Gas Internal Combustion Engine | IC |  | S | 1.6 | 0.8 | 1.5 | 1.5 | 1.5 | N |  |  | N | Industrial Non-CHP | 6 | X | NG | OG
Natural Gas Internal Combustion Engine.NG | natural gas peaker | FALSE | 65357 | REV LNG SSL BC, LLC | 66393 | Towanda Facility | PA | Bradford | P105 | Natural Gas Internal Combustion Engine | IC |  | S | 1.6 | 0.8 | 1.5 | 1.5 | 1.5 | N |  |  | N | Industrial Non-CHP | 6 | X | NG | OG
Conventional Hydroelectric.WAT | hydro | TRUE | 65472 | AJMS, LLC | 66406 | AJMS, LLC | ID | Shoshone | AJMS | Conventional Hydroelectric | HY |  | S | 1.2 | 0.9 | 1.2 | 0.1 | 0.3 | N |  |  | N | IPP Non-CHP | 2 | X | WAT
Solar Photovoltaic.SUN | solar PV | TRUE | 24431 | Utah Municipal Power Agency | 66413 | Spanish Fork Community Solar | UT | Utah | 10112 | Solar Photovoltaic | PV |  | S | 4 |  | 4 | 4 |  | N |  |  | N | Electric Utility | 1 | X | SUN
Solar Photovoltaic.SUN | solar PV | FALSE | 62998 | Cox Enterprises | 66417 | Manheim New England | MA | Bristol | GRND | Solar Photovoltaic | PV |  | S | 2.5 |  | 2.5 | 2.5 |  | N |  |  | N | Commercial Non-CHP | 4 | X | SUN
Solar Photovoltaic.SUN | solar PV | TRUE | 65473 | Westside Solar, LLC (Ecofin) | 66422 | Westside Solar | MN | Olmsted | NORTH | Solar Photovoltaic | PV |  | S | 3.5 |  | 3.4 | 2.7 |  | N |  |  | N | IPP Non-CHP | 2 | X | SUN
Solar Photovoltaic.SUN | solar PV | TRUE | 65473 | Westside Solar, LLC (Ecofin) | 66422 | Westside Solar | MN | Olmsted | SOUTH | Solar Photovoltaic | PV |  | S | 6.5 |  | 6.4 | 5.3 |  | N |  |  | N | IPP Non-CHP | 2 | X | SUN
Solar Photovoltaic.SUN | solar PV | TRUE | 65498 | Emerald Marshfield, LLC | 66427 | Emerald Marshfields, LLC | MA | Plymouth | EMAR1 | Solar Photovoltaic | PV |  | W | 1.9 |  | 1.9 | 1.9 |  | N |  |  | N | IPP Non-CHP | 2 | X | SUN
Solar Photovoltaic.SUN | solar PV | TRUE | 65496 | Emerald Kemble, LLC | 66428 | Emerald Kemble, LLC | NJ | Morris | EK350 | Solar Photovoltaic | PV |  | W | 1.2 |  | 1.2 | 1.2 |  | N |  |  | N | IPP Non-CHP | 2 | X | SUN
Solar Photovoltaic.SUN | solar PV | TRUE | 65496 | Emerald Kemble, LLC | 66428 | Emerald Kemble, LLC | NJ | Morris | EK360 | Solar Photovoltaic | PV |  | W | 1.2 |  | 1.2 | 1.2 |  | N |  |  | N | IPP Non-CHP | 2 | X | SUN
Solar Photovoltaic.SUN | solar PV | TRUE | 65497 | Emerald Gardens PKI, LLC | 66429 | Emerald Gardens PKI, LLC | CT | Fairfield | EPKI1 | Solar Photovoltaic | PV |  | W | 0.8 |  | 0.8 | 0.8 |  | N |  |  | N | IPP Non-CHP | 2 | X | SUN
Solar Photovoltaic.SUN | solar PV | TRUE | 65497 | Emerald Gardens PKI, LLC | 66429 | Emerald Gardens PKI, LLC | CT | Fairfield | EPKI2 | Solar Photovoltaic | PV |  | W | 0.8 |  | 0.8 | 0.8 |  | N |  |  | N | IPP Non-CHP | 2 | X | SUN
Petroleum Liquids.DFO | petroleum | TRUE | 40577 | American Mun Power-Ohio, Inc | 66434 | Monroeville RTO BTM | OH | Huron | PB1 | Petroleum Liquids | IC |  | S | 2.7 | 0.8 | 2.7 | 2.7 | 2.7 | N |  |  | N | Electric Utility | 1 | X | DFO
Petroleum Liquids.DFO | petroleum | TRUE | 40577 | American Mun Power-Ohio, Inc | 66437 | Niles RTO BTM | OH | Trumbull | PB1 | Petroleum Liquids | IC |  | S | 2.7 | 0.8 | 2.7 | 2.7 | 2.7 | N |  |  | N | Electric Utility | 1 | X | DFO
Petroleum Liquids.DFO | petroleum | TRUE | 40577 | American Mun Power-Ohio, Inc | 66437 | Niles RTO BTM | OH | Trumbull | PB2 | Petroleum Liquids | IC |  | S | 2.7 | 0.8 | 2.7 | 2.7 | 2.7 | N |  |  | N | Electric Utility | 1 | X | DFO
Petroleum Liquids.DFO | petroleum | TRUE | 40577 | American Mun Power-Ohio, Inc | 66437 | Niles RTO BTM | OH | Trumbull | PB3 | Petroleum Liquids | IC |  | S | 2.7 | 0.8 | 2.7 | 2.7 | 2.7 | N |  |  | N | Electric Utility | 1 | X | DFO
Petroleum Liquids.DFO | petroleum | TRUE | 40577 | American Mun Power-Ohio, Inc | 66437 | Niles RTO BTM | OH | Trumbull | PB4 | Petroleum Liquids | IC |  | S | 2.7 | 0.8 | 2.7 | 2.7 | 2.7 | N |  |  | N | Electric Utility | 1 | X | DFO
Petroleum Liquids.DFO | petroleum | TRUE | 40577 | American Mun Power-Ohio, Inc | 66438 | Perkasie PA BTM | PA | Bucks | PB1 | Petroleum Liquids | IC |  | S | 2.2 | 0.8 | 2.2 | 2.2 | 2.2 | N |  |  | N | Electric Utility | 1 | X | DFO
Petroleum Liquids.DFO | petroleum | TRUE | 40577 | American Mun Power-Ohio, Inc | 66438 | Perkasie PA BTM | PA | Bucks | PB2 | Petroleum Liquids | IC |  | S | 2.2 | 0.8 | 2.2 | 2.2 | 2.2 | N |  |  | N | Electric Utility | 1 | X | DFO
Solar Photovoltaic.SUN | solar PV | TRUE | 60628 | Inovateus Solar, LLC | 66442 | LSE Musca Solar | NY | Tompkins | ORANG | Solar Photovoltaic | PV |  | S | 5 |  | 5 | 5 |  | N |  |  | N | IPP Non-CHP | 2 | X | SUN
Petroleum Liquids.DFO | petroleum | TRUE | 40577 | American Mun Power-Ohio, Inc | 66444 | Woodville RTO BTM | OH | Sandusky | PB1 | Petroleum Liquids | IC |  | S | 2.7 | 0.8 | 2.7 | 2.7 | 2.7 | N |  |  | N | Electric Utility | 1 | X | DFO
Petroleum Liquids.DFO | petroleum | TRUE | 40577 | American Mun Power-Ohio, Inc | 66445 | Blakely (PA) RTO BTM | PA | Lackawanna | PB 2 | Petroleum Liquids | IC |  | S | 2.7 | 0.8 | 2.7 | 2.7 | 2.7 | N |  |  | N | Electric Utility | 1 | X | DFO
Petroleum Liquids.DFO | petroleum | TRUE | 40577 | American Mun Power-Ohio, Inc | 66445 | Blakely (PA) RTO BTM | PA | Lackawanna | PB1 | Petroleum Liquids | IC |  | S | 2.7 | 0.8 | 2.7 | 2.7 | 2.7 | N |  |  | N | Electric Utility | 1 | X | DFO
Petroleum Liquids.DFO | petroleum | TRUE | 40577 | American Mun Power-Ohio, Inc | 66446 | Ephrata PA BTM | PA | Lancaster | PB1 | Petroleum Liquids | IC |  | S | 2.7 | 0.8 | 2.7 | 2.7 | 2.7 | N |  |  | N | Electric Utility | 1 | X | DFO
Petroleum Liquids.DFO | petroleum | TRUE | 40577 | American Mun Power-Ohio, Inc | 66446 | Ephrata PA BTM | PA | Lancaster | PB2 | Petroleum Liquids | IC |  | S | 2.7 | 0.8 | 2.7 | 2.7 | 2.7 | N |  |  | N | Electric Utility | 1 | X | DFO
Petroleum Liquids.DFO | petroleum | TRUE | 40577 | American Mun Power-Ohio, Inc | 66448 | Girard (PA) RTO BTM | PA | Erie | PB1 | Petroleum Liquids | IC |  | S | 2.7 | 0.8 | 2.7 | 2.7 | 2.7 | N |  |  | N | Electric Utility | 1 | X | DFO
Petroleum Liquids.DFO | petroleum | TRUE | 40577 | American Mun Power-Ohio, Inc | 66454 | Hatfield PA BTM | PA | Montgomery | PB1 | Petroleum Liquids | IC |  | S | 2.7 | 0.8 | 2.7 | 2.7 | 2.7 | N |  |  | N | Electric Utility | 1 | X | DFO
Other Natural Gas.NG | natural gas peaker | TRUE | 57128 | Bloom Energy | 66455 | Yale New Haven - New London | CT | New London | YNH01 | Other Natural Gas | FC |  | S | 1.8 |  | 1.8 | 1.8 | 1.8 | N |  |  | N | IPP Non-CHP | 2 | X | NG
Other Natural Gas.NG | natural gas peaker | TRUE | 57128 | Bloom Energy | 66456 | Anheuser Busch - Fairfield | CA | Solano | ANB00 | Other Natural Gas | FC |  | S | 2.6 |  | 2.6 | 2.6 | 2.6 | N |  |  | N | IPP Non-CHP | 2 | X | NG
Other Natural Gas.NG | natural gas peaker | TRUE | 57128 | Bloom Energy | 66457 | Apple Staten Island - Industrial Loop | NY | Richmond | APP18 | Other Natural Gas | FC |  | S | 5 |  | 5 | 5 | 5 | N |  |  | N | IPP Non-CHP | 2 | X | NG
Other Natural Gas.NG | natural gas peaker | TRUE | 57128 | Bloom Energy | 66458 | Redlands Community Hospital | CA | San Bernardino | RCH00 | Other Natural Gas | FC |  | S | 1.1 |  | 1.1 | 1.1 | 1.1 | N |  |  | N | IPP Non-CHP | 2 | X | NG
Other Natural Gas.NG | natural gas peaker | TRUE | 57128 | Bloom Energy | 66459 | Taylor Farms - Schilling Place | CA | Monterey | TLR01 | Other Natural Gas | FC |  | S | 1 |  | 1 | 1 | 1 | N |  |  | N | IPP Non-CHP | 2 | X | NG
Other Natural Gas.NG | natural gas peaker | TRUE | 57128 | Bloom Energy | 66460 | Apple Staten Island - Winant Place | NY | Richmond | APP21 | Other Natural Gas | FC |  | S | 5 |  | 5 | 5 | 5 | N |  |  | N | IPP Non-CHP | 2 | X | NG
Petroleum Liquids.DFO | petroleum | TRUE | 40577 | American Mun Power-Ohio, Inc | 66464 | Wadsworth HBS RTO BTM | OH | Medina | PB1 | Petroleum Liquids | IC |  | S | 2.7 | 0.8 | 2.7 | 2.7 | 2.7 | N |  |  | N | Electric Utility | 1 | X | DFO
Petroleum Liquids.DFO | petroleum | TRUE | 40577 | American Mun Power-Ohio, Inc | 66464 | Wadsworth HBS RTO BTM | OH | Medina | PB2 | Petroleum Liquids | IC |  | S | 2.7 | 0.8 | 2.7 | 2.7 | 2.7 | N |  |  | N | Electric Utility | 1 | X | DFO
Petroleum Liquids.DFO | petroleum | TRUE | 40577 | American Mun Power-Ohio, Inc | 66464 | Wadsworth HBS RTO BTM | OH | Medina | PB3 | Petroleum Liquids | IC |  | S | 2.7 | 0.8 | 2.7 | 2.7 | 2.7 | N |  |  | N | Electric Utility | 1 | X | DFO
Petroleum Liquids.DFO | petroleum | TRUE | 40577 | American Mun Power-Ohio, Inc | 66464 | Wadsworth HBS RTO BTM | OH | Medina | PB4 | Petroleum Liquids | IC |  | S | 2.7 | 0.8 | 2.7 | 2.7 | 2.7 | N |  |  | N | Electric Utility | 1 | X | DFO
Solar Photovoltaic.SUN | solar PV | TRUE | 65521 | Spring Hope Solar 2, LLC | 66465 | Spring Hope Solar 2, LLC | NC | Nash | 68900 | Solar Photovoltaic | PV |  | W | 5 |  | 5 | 5 |  | N |  |  | N | IPP Non-CHP | 2 | X | SUN
Solar Photovoltaic.SUN | solar PV | TRUE | 65522 | Blue Skies Solar, LLC | 66466 | Blue Skies Solar, LLC | CA | Kern | 43580 | Solar Photovoltaic | PV |  | W | 1 |  | 1 | 1 |  | N |  |  | N | IPP Non-CHP | 2 | X | SUN
Solar Photovoltaic.SUN | solar PV | TRUE | 60947 | Tesla Inc. | 66468 | Clovis High School | CA | Fresno | PV1 | Solar Photovoltaic | PV |  | S | 1 |  | 1 | 1 |  | N |  |  | N | IPP Non-CHP | 2 | X | SUN
Solar Photovoltaic.SUN | solar PV | TRUE | 60947 | Tesla Inc. | 66469 | Clovis East High School | CA | Fresno | PV1 | Solar Photovoltaic | PV |  | S | 1 |  | 1 | 1 |  | N |  |  | N | IPP Non-CHP | 2 | X | SUN
Solar Photovoltaic.SUN | solar PV | TRUE | 60947 | Tesla Inc. | 66470 | Clovis North High School | CA | Fresno | PV1 | Solar Photovoltaic | PV |  | S | 1 |  | 1 | 1 |  | N |  |  | N | IPP Non-CHP | 2 | X | SUN
Natural Gas Internal Combustion Engine.NG | natural gas peaker | FALSE | 65525 | San Manuel Mission Band of Indians | 66472 | San Manuel Central Plant Cogens | CA | San Bernardino | CGEN1 | Natural Gas Internal Combustion Engine | IC |  | S | 2.7 | 0.8 | 2.5 | 2.5 | 1.3 | N |  |  | Y | Industrial CHP | 7 | T | NG | PG
Natural Gas Internal Combustion Engine.NG | natural gas peaker | FALSE | 65525 | San Manuel Mission Band of Indians | 66472 | San Manuel Central Plant Cogens | CA | San Bernardino | CGEN2 | Natural Gas Internal Combustion Engine | IC |  | S | 2.7 | 0.8 | 2.5 | 2.5 | 1.3 | N |  |  | Y | Industrial CHP | 7 | T | NG | PG
Solar Photovoltaic.SUN | solar PV | TRUE | 60628 | Inovateus Solar, LLC | 66473 | LSE Pavo Solar | NY | Delaware | WALTO | Solar Photovoltaic | PV |  | S | 2.3 |  | 2.3 | 2.3 |  | N |  |  | N | IPP Non-CHP | 2 | X | SUN
Solar Photovoltaic.SUN | solar PV | TRUE | 65504 | Catalyze Blackstone 83 Federal Street Microgrid, LLC | 66474 | MA Blackstone | MA | Worcester | 18170 | Solar Photovoltaic | PV |  | S | 4.2 |  | 4.2 | 4.2 |  | N |  |  | N | IPP Non-CHP | 2 | X | SUN
Batteries.MWH | battery storage | 0 | 65504 | Catalyze Blackstone 83 Federal Street Microgrid, LLC | 66474 | MA Blackstone | MA | Worcester | B8170 | Batteries | BA |  | S | 3 |  | 3 | 3 |  |  |  |  | N | IPP Non-CHP | 2 | X | MWH
Solar Photovoltaic.SUN | solar PV | TRUE | 65480 | VC Renewables | 66481 | Union Vale | NY | Dutchess | UVALE | Solar Photovoltaic | PV |  | S | 1.7 | 1 | 1.7 | 1.7 |  | N |  |  | N | IPP Non-CHP | 2 | X | SUN
Solar Photovoltaic.SUN | solar PV | TRUE | 65480 | VC Renewables | 66482 | Ghent (NY) | NY | Columbia | GHENT | Solar Photovoltaic | PV |  | S | 3.3 | 1 | 3.3 | 3.3 |  | N |  |  | N | IPP Non-CHP | 2 | X | SUN
Solar Photovoltaic.SUN | solar PV | TRUE | 65480 | VC Renewables | 66483 | Stanford | NY | Dutchess | SNFRD | Solar Photovoltaic | PV |  | S | 5 | 1 | 5 | 5 |  | N |  |  | N | IPP Non-CHP | 2 | X | SUN
Solar Photovoltaic.SUN | solar PV | TRUE | 65480 | VC Renewables | 66485 | Gloucester | NJ | Camden | GLSTR | Solar Photovoltaic | PV |  | S | 2.4 | 1 | 2.4 | 2.4 |  | N |  |  | N | IPP Non-CHP | 2 | X | SUN
Solar Photovoltaic.SUN | solar PV | TRUE | 65480 | VC Renewables | 66486 | Ramapo | NJ | Bergen | RAMPO | Solar Photovoltaic | PV |  | S | 4.2 |  | 4.2 | 4.2 |  | N |  |  | N | IPP Non-CHP | 2 | X | SUN
Solar Photovoltaic.SUN | solar PV | TRUE | 65538 | Moyer Solar, LLC | 66487 | Moyer Solar | NC | Rockingham | MOYER | Solar Photovoltaic | PV |  | S | 5 |  | 5 | 5 |  | N |  |  | N | IPP Non-CHP | 2 | X | SUN
Solar Photovoltaic.SUN | solar PV | TRUE | 61194 | Generate Capital | 66489 | Genesee - CCR Solar | NY | Monroe | 10951 | Solar Photovoltaic | PV |  | W | 3.7 |  | 3.7 | 3.7 |  | N |  |  | N | IPP Non-CHP | 2 | X | SUN
Solar Photovoltaic.SUN | solar PV | FALSE | 65537 | Henry Miller Reclamation District | 66492 | Henry Miller RD | CA | Merced | HMRD1 | Solar Photovoltaic | PV |  | S | 1.5 |  | 1.5 | 1 |  | N |  |  | N | Commercial Non-CHP | 4 | X | SUN
Batteries.MWH | battery storage | 0 | 61978 | Convergent Energy and Power LP | 66499 | Federalsburg Energy Storage 1 LLC | MD | Caroline | FDBA1 | Batteries | BA |  | S | 1.2 |  | 1.2 | 1.2 |  | N |  |  | N | IPP Non-CHP | 2 | X | MWH
Solar Photovoltaic.SUN | solar PV | TRUE | 61978 | Convergent Energy and Power LP | 66499 | Federalsburg Energy Storage 1 LLC | MD | Caroline | FDPV1 | Solar Photovoltaic | PV |  | S | 0.8 |  | 0.8 | 0.8 |  | N |  |  | N | IPP Non-CHP | 2 | X | SUN
Batteries.MWH | battery storage | 0 | 65552 | Terra-Gen Operating Co-BESS 2 | 66500 | Valley Center 85 | CA | San Diego | VC85 | Batteries | BA |  | S | 85 | 1 | 85 | 85 | 1 | N |  |  | N | IPP Non-CHP | 2 | X | MWH
Batteries.MWH | battery storage | 0 | 61978 | Convergent Energy and Power LP | 66501 | Cicero Energy Storage 1 LLC | NY | Onondaga | CCBA1 | Batteries | BA |  | S | 5 |  | 5 | 5 |  | N |  |  | N | IPP Non-CHP | 2 | X | MWH
Solar Photovoltaic.SUN | solar PV | TRUE | 61978 | Convergent Energy and Power LP | 66501 | Cicero Energy Storage 1 LLC | NY | Onondaga | CCPV1 | Solar Photovoltaic | PV |  | S | 5 |  | 5 | 5 |  | N |  |  | N | IPP Non-CHP | 2 | X | SUN
Batteries.MWH | battery storage | 0 | 65552 | Terra-Gen Operating Co-BESS 2 | 66502 | Valley Center 54 | CA | San Diego | VC54 | Batteries | BA |  | S | 54 | 1 | 54 | 54 | 1 | N |  |  | N | IPP Non-CHP | 2 | X | MWH
Batteries.MWH | battery storage | 0 | 61978 | Convergent Energy and Power LP | 66503 | Cicero Energy Storage 2 LLC | NY | Onondaga | CCBA2 | Batteries | BA |  | S | 5 |  | 5 | 5 |  | N |  |  | N | IPP Non-CHP | 2 | X | MWH
Solar Photovoltaic.SUN | solar PV | TRUE | 61978 | Convergent Energy and Power LP | 66503 | Cicero Energy Storage 2 LLC | NY | Onondaga | CCPV2 | Solar Photovoltaic | PV |  | S | 5 |  | 5 | 5 |  | N |  |  | N | IPP Non-CHP | 2 | X | SUN
Solar Photovoltaic.SUN | solar PV | TRUE | 65584 | Solar DG MD Holabird Broening ACC, LLC | 66536 | CPG - Duke 5300A Holabird | MD | Baltimore City | 5003A | Solar Photovoltaic | PV |  | S | 1.5 |  | 1.5 | 1.5 |  | N |  |  | N | IPP Non-CHP | 2 | X | SUN
Solar Photovoltaic.SUN | solar PV | TRUE | 65584 | Solar DG MD Holabird Broening ACC, LLC | 66537 | CPG - Duke 5300B Holabird | MD | Baltimore City | 5003B | Solar Photovoltaic | PV |  | S | 1.5 |  | 1.5 | 1.5 |  | N |  |  | N | IPP Non-CHP | 2 | X | SUN
Solar Photovoltaic.SUN | solar PV | TRUE | 65585 | Solar DG MD Holabird AJCFB, LLC | 66538 | CPG - Duke 5900 Holabird | MD | Baltimore City | 5900 | Solar Photovoltaic | PV |  | S | 1.5 |  | 1.5 | 1.5 |  | N |  |  | N | IPP Non-CHP | 2 | X | SUN
Solar Photovoltaic.SUN | solar PV | TRUE | 65585 | Solar DG MD Holabird AJCFB, LLC | 66539 | CPG - Duke 6000 Holabird | MD | Baltimore City | 6000 | Solar Photovoltaic | PV |  | S | 1.5 |  | 1.5 | 1.5 |  | N |  |  | N | IPP Non-CHP | 2 | X | SUN
Natural Gas Internal Combustion Engine.NG | natural gas peaker | TRUE | 64449 | Texas Microgrid, LLC | 66549 | HEB00063 | TX | Brazoria | H0631 | Natural Gas Internal Combustion Engine | IC | H063 | S | 0.4 | 0.8 | 0.4 | 0.4 | 0 | N |  |  | N | IPP Non-CHP | 2 | X | NG
Natural Gas Internal Combustion Engine.NG | natural gas peaker | TRUE | 64449 | Texas Microgrid, LLC | 66549 | HEB00063 | TX | Brazoria | H0632 | Natural Gas Internal Combustion Engine | IC | H063 | S | 0.4 | 0.8 | 0.4 | 0.4 | 0 | N |  |  | N | IPP Non-CHP | 2 | X | NG
Natural Gas Internal Combustion Engine.NG | natural gas peaker | TRUE | 64449 | Texas Microgrid, LLC | 66549 | HEB00063 | TX | Brazoria | H0633 | Natural Gas Internal Combustion Engine | IC | H063 | S | 0.4 | 0.8 | 0.4 | 0.4 | 0 | N |  |  | N | IPP Non-CHP | 2 | X | NG
Natural Gas Internal Combustion Engine.NG | natural gas peaker | TRUE | 64449 | Texas Microgrid, LLC | 66549 | HEB00063 | TX | Brazoria | H0634 | Natural Gas Internal Combustion Engine | IC | H063 | S | 0.4 | 0.8 | 0.4 | 0.4 | 0 | N |  |  | N | IPP Non-CHP | 2 | X | NG
Natural Gas Internal Combustion Engine.NG | natural gas peaker | TRUE | 64449 | Texas Microgrid, LLC | 66550 | HEB00069 | TX | Nueces | H0691 | Natural Gas Internal Combustion Engine | IC | H069 | S | 0.4 | 0.8 | 0.4 | 0.4 | 0 | N |  |  | N | IPP Non-CHP | 2 | X | NG
Natural Gas Internal Combustion Engine.NG | natural gas peaker | TRUE | 64449 | Texas Microgrid, LLC | 66550 | HEB00069 | TX | Nueces | H0692 | Natural Gas Internal Combustion Engine | IC | H069 | S | 0.4 | 0.8 | 0.4 | 0.4 | 0 | N |  |  | N | IPP Non-CHP | 2 | X | NG
Natural Gas Internal Combustion Engine.NG | natural gas peaker | TRUE | 64449 | Texas Microgrid, LLC | 66550 | HEB00069 | TX | Nueces | H0693 | Natural Gas Internal Combustion Engine | IC | H069 | S | 0.4 | 0.8 | 0.4 | 0.4 | 0 | N |  |  | N | IPP Non-CHP | 2 | X | NG
Natural Gas Internal Combustion Engine.NG | natural gas peaker | TRUE | 64449 | Texas Microgrid, LLC | 66550 | HEB00069 | TX | Nueces | H0694 | Natural Gas Internal Combustion Engine | IC | H069 | S | 0.4 | 0.8 | 0.4 | 0.4 | 0 | N |  |  | N | IPP Non-CHP | 2 | X | NG
Natural Gas Internal Combustion Engine.NG | natural gas peaker | TRUE | 64449 | Texas Microgrid, LLC | 66561 | BUC00040 | TX | Fort Bend | B0401 | Natural Gas Internal Combustion Engine | IC | B040 | S | 0.4 | 0.8 | 0.4 | 0.4 | 0 | N |  |  | N | IPP Non-CHP | 2 | X | NG
Natural Gas Internal Combustion Engine.NG | natural gas peaker | TRUE | 64449 | Texas Microgrid, LLC | 66561 | BUC00040 | TX | Fort Bend | B0402 | Natural Gas Internal Combustion Engine | IC | B040 | S | 0.4 | 0.8 | 0.4 | 0.4 | 0 | N |  |  | N | IPP Non-CHP | 2 | X | NG
Natural Gas Internal Combustion Engine.NG | natural gas peaker | TRUE | 64449 | Texas Microgrid, LLC | 66561 | BUC00040 | TX | Fort Bend | B0403 | Natural Gas Internal Combustion Engine | IC | B040 | S | 0.4 | 0.8 | 0.4 | 0.4 | 0 | N |  |  | N | IPP Non-CHP | 2 | X | NG
Natural Gas Internal Combustion Engine.NG | natural gas peaker | TRUE | 64449 | Texas Microgrid, LLC | 66561 | BUC00040 | TX | Fort Bend | B0404 | Natural Gas Internal Combustion Engine | IC | B040 | S | 0.4 | 0.8 | 0.4 | 0.4 | 0 | N |  |  | N | IPP Non-CHP | 2 | X | NG
Natural Gas Internal Combustion Engine.NG | natural gas peaker | TRUE | 64449 | Texas Microgrid, LLC | 66562 | HEB00591 | TX | Williamson | H5911 | Natural Gas Internal Combustion Engine | IC | H591 | S | 0.4 | 0.8 | 0.4 | 0.4 | 0 | N |  |  | N | IPP Non-CHP | 2 | X | NG
Natural Gas Internal Combustion Engine.NG | natural gas peaker | TRUE | 64449 | Texas Microgrid, LLC | 66562 | HEB00591 | TX | Williamson | H5912 | Natural Gas Internal Combustion Engine | IC | H591 | S | 0.4 | 0.8 | 0.4 | 0.4 | 0 | N |  |  | N | IPP Non-CHP | 2 | X | NG
Natural Gas Internal Combustion Engine.NG | natural gas peaker | TRUE | 64449 | Texas Microgrid, LLC | 66562 | HEB00591 | TX | Williamson | H5913 | Natural Gas Internal Combustion Engine | IC | H591 | S | 0.4 | 0.8 | 0.4 | 0.4 | 0 | N |  |  | N | IPP Non-CHP | 2 | X | NG
Natural Gas Internal Combustion Engine.NG | natural gas peaker | TRUE | 64449 | Texas Microgrid, LLC | 66562 | HEB00591 | TX | Williamson | H5914 | Natural Gas Internal Combustion Engine | IC | H591 | S | 0.4 | 0.8 | 0.4 | 0.4 | 0 | N |  |  | N | IPP Non-CHP | 2 | X | NG
Natural Gas Internal Combustion Engine.NG | natural gas peaker | TRUE | 64449 | Texas Microgrid, LLC | 66563 | HEB00092 | TX | Victoria | H0921 | Natural Gas Internal Combustion Engine | IC | H092 | S | 0.4 | 0.8 | 0.4 | 0.4 | 0 | N |  |  | N | IPP Non-CHP | 2 | X | NG
Natural Gas Internal Combustion Engine.NG | natural gas peaker | TRUE | 64449 | Texas Microgrid, LLC | 66563 | HEB00092 | TX | Victoria | H0922 | Natural Gas Internal Combustion Engine | IC | H092 | S | 0.4 | 0.8 | 0.4 | 0.4 | 0 | N |  |  | N | IPP Non-CHP | 2 | X | NG
Natural Gas Internal Combustion Engine.NG | natural gas peaker | TRUE | 64449 | Texas Microgrid, LLC | 66563 | HEB00092 | TX | Victoria | H0923 | Natural Gas Internal Combustion Engine | IC | H092 | S | 0.4 | 0.8 | 0.4 | 0.4 | 0 | N |  |  | N | IPP Non-CHP | 2 | X | NG
Natural Gas Internal Combustion Engine.NG | natural gas peaker | TRUE | 64449 | Texas Microgrid, LLC | 66563 | HEB00092 | TX | Victoria | H0924 | Natural Gas Internal Combustion Engine | IC | H092 | S | 0.4 | 0.8 | 0.4 | 0.4 | 0 | N |  |  | N | IPP Non-CHP | 2 | X | NG
Natural Gas Internal Combustion Engine.NG | natural gas peaker | TRUE | 64449 | Texas Microgrid, LLC | 66564 | HEB00095 | TX | Webb | H0951 | Natural Gas Internal Combustion Engine | IC | H095 | S | 0.4 | 0.8 | 0.4 | 0.4 | 0 | N |  |  | N | IPP Non-CHP | 2 | X | NG
Natural Gas Internal Combustion Engine.NG | natural gas peaker | TRUE | 64449 | Texas Microgrid, LLC | 66564 | HEB00095 | TX | Webb | H0952 | Natural Gas Internal Combustion Engine | IC | H095 | S | 0.4 | 0.8 | 0.4 | 0.4 | 0 | N |  |  | N | IPP Non-CHP | 2 | X | NG
Natural Gas Internal Combustion Engine.NG | natural gas peaker | TRUE | 64449 | Texas Microgrid, LLC | 66564 | HEB00095 | TX | Webb | H0953 | Natural Gas Internal Combustion Engine | IC | H095 | S | 0.4 | 0.8 | 0.4 | 0.4 | 0 | N |  |  | N | IPP Non-CHP | 2 | X | NG
Natural Gas Internal Combustion Engine.NG | natural gas peaker | TRUE | 64449 | Texas Microgrid, LLC | 66564 | HEB00095 | TX | Webb | H0954 | Natural Gas Internal Combustion Engine | IC | H095 | S | 0.4 | 0.8 | 0.4 | 0.4 | 0 | N |  |  | N | IPP Non-CHP | 2 | X | NG
Natural Gas Internal Combustion Engine.NG | natural gas peaker | TRUE | 64449 | Texas Microgrid, LLC | 66565 | HEBCCBakery | TX | Nueces | HCCB1 | Natural Gas Internal Combustion Engine | IC | HCCB | S | 0.4 | 0.8 | 0.4 | 0.4 | 0 | N |  |  | N | IPP Non-CHP | 2 | X | NG
Natural Gas Internal Combustion Engine.NG | natural gas peaker | TRUE | 64449 | Texas Microgrid, LLC | 66565 | HEBCCBakery | TX | Nueces | HCCB2 | Natural Gas Internal Combustion Engine | IC | HCCB | S | 0.4 | 0.8 | 0.4 | 0.4 | 0 | N |  |  | N | IPP Non-CHP | 2 | X | NG
Natural Gas Internal Combustion Engine.NG | natural gas peaker | TRUE | 64449 | Texas Microgrid, LLC | 66565 | HEBCCBakery | TX | Nueces | HCCB3 | Natural Gas Internal Combustion Engine | IC | HCCB | S | 0.4 | 0.8 | 0.4 | 0.4 | 0 | N |  |  | N | IPP Non-CHP | 2 | X | NG
Natural Gas Internal Combustion Engine.NG | natural gas peaker | TRUE | 64449 | Texas Microgrid, LLC | 66565 | HEBCCBakery | TX | Nueces | HCCB4 | Natural Gas Internal Combustion Engine | IC | HCCB | S | 0.4 | 0.8 | 0.4 | 0.4 | 0 | N |  |  | N | IPP Non-CHP | 2 | X | NG
Natural Gas Internal Combustion Engine.NG | natural gas peaker | TRUE | 64449 | Texas Microgrid, LLC | 66565 | HEBCCBakery | TX | Nueces | HCCB5 | Natural Gas Internal Combustion Engine | IC | HCCB | S | 0.4 | 0.8 | 0.4 | 0.4 | 0 | N |  |  | N | IPP Non-CHP | 2 | X | NG
Natural Gas Internal Combustion Engine.NG | natural gas peaker | TRUE | 64449 | Texas Microgrid, LLC | 66565 | HEBCCBakery | TX | Nueces | HCCB6 | Natural Gas Internal Combustion Engine | IC | HCCB | S | 0.4 | 0.8 | 0.4 | 0.4 | 0 | N |  |  | N | IPP Non-CHP | 2 | X | NG
Natural Gas Internal Combustion Engine.NG | natural gas peaker | TRUE | 64449 | Texas Microgrid, LLC | 66565 | HEBCCBakery | TX | Nueces | HCCB7 | Natural Gas Internal Combustion Engine | IC | HCCB | S | 0.4 | 0.8 | 0.4 | 0.4 | 0 | N |  |  | N | IPP Non-CHP | 2 | X | NG
Natural Gas Internal Combustion Engine.NG | natural gas peaker | TRUE | 64449 | Texas Microgrid, LLC | 66565 | HEBCCBakery | TX | Nueces | HCCB8 | Natural Gas Internal Combustion Engine | IC | HCCB | S | 0.4 | 0.8 | 0.4 | 0.4 | 0 | N |  |  | N | IPP Non-CHP | 2 | X | NG
Natural Gas Internal Combustion Engine.NG | natural gas peaker | TRUE | 64449 | Texas Microgrid, LLC | 66566 | HEBSnackPlant | TX | Harris | HSNP1 | Natural Gas Internal Combustion Engine | IC | HSNP | S | 0.4 | 0.8 | 0.4 | 0.4 | 0 | N |  |  | N | IPP Non-CHP | 2 | X | NG
Natural Gas Internal Combustion Engine.NG | natural gas peaker | TRUE | 64449 | Texas Microgrid, LLC | 66566 | HEBSnackPlant | TX | Harris | HSNP2 | Natural Gas Internal Combustion Engine | IC | HSNP | S | 0.4 | 0.8 | 0.4 | 0.4 | 0 | N |  |  | N | IPP Non-CHP | 2 | X | NG
Natural Gas Internal Combustion Engine.NG | natural gas peaker | TRUE | 64449 | Texas Microgrid, LLC | 66566 | HEBSnackPlant | TX | Harris | HSNP3 | Natural Gas Internal Combustion Engine | IC | HSNP | S | 0.4 | 0.8 | 0.4 | 0.4 | 0 | N |  |  | N | IPP Non-CHP | 2 | X | NG
Natural Gas Internal Combustion Engine.NG | natural gas peaker | TRUE | 64449 | Texas Microgrid, LLC | 66566 | HEBSnackPlant | TX | Harris | HSNP4 | Natural Gas Internal Combustion Engine | IC | HSNP | S | 0.4 | 0.8 | 0.4 | 0.4 | 0 | N |  |  | N | IPP Non-CHP | 2 | X | NG
Natural Gas Internal Combustion Engine.NG | natural gas peaker | TRUE | 64449 | Texas Microgrid, LLC | 66567 | HEBHoustonDistributionCenter | TX | Harris | HDC10 | Natural Gas Internal Combustion Engine | IC | HHDC | S | 0.4 | 0.8 | 0.4 | 0.4 | 0 | N |  |  | N | IPP Non-CHP | 2 | X | NG
Natural Gas Internal Combustion Engine.NG | natural gas peaker | TRUE | 64449 | Texas Microgrid, LLC | 66567 | HEBHoustonDistributionCenter | TX | Harris | HDC11 | Natural Gas Internal Combustion Engine | IC | HHDC | S | 0.4 | 0.8 | 0.4 | 0.4 | 0 | N |  |  | N | IPP Non-CHP | 2 | X | NG
Natural Gas Internal Combustion Engine.NG | natural gas peaker | TRUE | 64449 | Texas Microgrid, LLC | 66567 | HEBHoustonDistributionCenter | TX | Harris | HDC12 | Natural Gas Internal Combustion Engine | IC | HHDC | S | 0.4 | 0.8 | 0.4 | 0.4 | 0 | N |  |  | N | IPP Non-CHP | 2 | X | NG
Natural Gas Internal Combustion Engine.NG | natural gas peaker | TRUE | 64449 | Texas Microgrid, LLC | 66567 | HEBHoustonDistributionCenter | TX | Harris | HDC13 | Natural Gas Internal Combustion Engine | IC | HHDC | S | 0.4 | 0.8 | 0.4 | 0.4 | 0 | N |  |  | N | IPP Non-CHP | 2 | X | NG
Natural Gas Internal Combustion Engine.NG | natural gas peaker | TRUE | 64449 | Texas Microgrid, LLC | 66567 | HEBHoustonDistributionCenter | TX | Harris | HDC14 | Natural Gas Internal Combustion Engine | IC | HHDC | S | 0.4 | 0.8 | 0.4 | 0.4 | 0 | N |  |  | N | IPP Non-CHP | 2 | X | NG
Natural Gas Internal Combustion Engine.NG | natural gas peaker | TRUE | 64449 | Texas Microgrid, LLC | 66567 | HEBHoustonDistributionCenter | TX | Harris | HDC15 | Natural Gas Internal Combustion Engine | IC | HHDC | S | 0.4 | 0.8 | 0.4 | 0.4 | 0 | N |  |  | N | IPP Non-CHP | 2 | X | NG
Natural Gas Internal Combustion Engine.NG | natural gas peaker | TRUE | 64449 | Texas Microgrid, LLC | 66567 | HEBHoustonDistributionCenter | TX | Harris | HDC16 | Natural Gas Internal Combustion Engine | IC | HHDC | S | 0.4 | 0.8 | 0.4 | 0.4 | 0 | N |  |  | N | IPP Non-CHP | 2 | X | NG
Natural Gas Internal Combustion Engine.NG | natural gas peaker | TRUE | 64449 | Texas Microgrid, LLC | 66567 | HEBHoustonDistributionCenter | TX | Harris | HDC17 | Natural Gas Internal Combustion Engine | IC | HHDC | S | 0.4 | 0.8 | 0.4 | 0.4 | 0 | N |  |  | N | IPP Non-CHP | 2 | X | NG
Natural Gas Internal Combustion Engine.NG | natural gas peaker | TRUE | 64449 | Texas Microgrid, LLC | 66567 | HEBHoustonDistributionCenter | TX | Harris | HDC18 | Natural Gas Internal Combustion Engine | IC | HHDC | S | 0.4 | 0.8 | 0.4 | 0.4 | 0 | N |  |  | N | IPP Non-CHP | 2 | X | NG
Natural Gas Internal Combustion Engine.NG | natural gas peaker | TRUE | 64449 | Texas Microgrid, LLC | 66567 | HEBHoustonDistributionCenter | TX | Harris | HDC19 | Natural Gas Internal Combustion Engine | IC | HHDC | S | 0.4 | 0.8 | 0.4 | 0.4 | 0 | N |  |  | N | IPP Non-CHP | 2 | X | NG
Natural Gas Internal Combustion Engine.NG | natural gas peaker | TRUE | 64449 | Texas Microgrid, LLC | 66567 | HEBHoustonDistributionCenter | TX | Harris | HDC20 | Natural Gas Internal Combustion Engine | IC | HHDC | S | 0.4 | 0.8 | 0.4 | 0.4 | 0 | N |  |  | N | IPP Non-CHP | 2 | X | NG
Natural Gas Internal Combustion Engine.NG | natural gas peaker | TRUE | 64449 | Texas Microgrid, LLC | 66567 | HEBHoustonDistributionCenter | TX | Harris | HDC21 | Natural Gas Internal Combustion Engine | IC | HHDC | S | 0.4 | 0.8 | 0.4 | 0.4 | 0 | N |  |  | N | IPP Non-CHP | 2 | X | NG
Natural Gas Internal Combustion Engine.NG | natural gas peaker | TRUE | 64449 | Texas Microgrid, LLC | 66567 | HEBHoustonDistributionCenter | TX | Harris | HDC22 | Natural Gas Internal Combustion Engine | IC | HHDC | S | 0.4 | 0.8 | 0.4 | 0.4 | 0 | N |  |  | N | IPP Non-CHP | 2 | X | NG
Natural Gas Internal Combustion Engine.NG | natural gas peaker | TRUE | 64449 | Texas Microgrid, LLC | 66567 | HEBHoustonDistributionCenter | TX | Harris | HDC23 | Natural Gas Internal Combustion Engine | IC | HHDC | S | 0.4 | 0.8 | 0.4 | 0.4 | 0 | N |  |  | N | IPP Non-CHP | 2 | X | NG
Natural Gas Internal Combustion Engine.NG | natural gas peaker | TRUE | 64449 | Texas Microgrid, LLC | 66567 | HEBHoustonDistributionCenter | TX | Harris | HDC24 | Natural Gas Internal Combustion Engine | IC | HHDC | S | 0.4 | 0.8 | 0.4 | 0.4 | 0 | N |  |  | N | IPP Non-CHP | 2 | X | NG
Natural Gas Internal Combustion Engine.NG | natural gas peaker | TRUE | 64449 | Texas Microgrid, LLC | 66567 | HEBHoustonDistributionCenter | TX | Harris | HDC25 | Natural Gas Internal Combustion Engine | IC | HHDC | S | 0.4 | 0.8 | 0.4 | 0.4 | 0 | N |  |  | N | IPP Non-CHP | 2 | X | NG
Natural Gas Internal Combustion Engine.NG | natural gas peaker | TRUE | 64449 | Texas Microgrid, LLC | 66567 | HEBHoustonDistributionCenter | TX | Harris | HDC26 | Natural Gas Internal Combustion Engine | IC | HHDC | S | 0.4 | 0.8 | 0.4 | 0.4 | 0 | N |  |  | N | IPP Non-CHP | 2 | X | NG
Natural Gas Internal Combustion Engine.NG | natural gas peaker | TRUE | 64449 | Texas Microgrid, LLC | 66567 | HEBHoustonDistributionCenter | TX | Harris | HDC27 | Natural Gas Internal Combustion Engine | IC | HHDC | S | 0.4 | 0.8 | 0.4 | 0.4 | 0 | N |  |  | N | IPP Non-CHP | 2 | X | NG
Natural Gas Internal Combustion Engine.NG | natural gas peaker | TRUE | 64449 | Texas Microgrid, LLC | 66567 | HEBHoustonDistributionCenter | TX | Harris | HDC28 | Natural Gas Internal Combustion Engine | IC | HHDC | S | 0.4 | 0.8 | 0.4 | 0.4 | 0 | N |  |  | N | IPP Non-CHP | 2 | X | NG
Natural Gas Internal Combustion Engine.NG | natural gas peaker | TRUE | 64449 | Texas Microgrid, LLC | 66567 | HEBHoustonDistributionCenter | TX | Harris | HDC29 | Natural Gas Internal Combustion Engine | IC | HHDC | S | 0.4 | 0.8 | 0.4 | 0.4 | 0 | N |  |  | N | IPP Non-CHP | 2 | X | NG
Natural Gas Internal Combustion Engine.NG | natural gas peaker | TRUE | 64449 | Texas Microgrid, LLC | 66567 | HEBHoustonDistributionCenter | TX | Harris | HDC30 | Natural Gas Internal Combustion Engine | IC | HHDC | S | 0.4 | 0.8 | 0.4 | 0.4 | 0 | N |  |  | N | IPP Non-CHP | 2 | X | NG
Natural Gas Internal Combustion Engine.NG | natural gas peaker | TRUE | 64449 | Texas Microgrid, LLC | 66567 | HEBHoustonDistributionCenter | TX | Harris | HDC31 | Natural Gas Internal Combustion Engine | IC | HHDC | S | 0.4 | 0.8 | 0.4 | 0.4 | 0 | N |  |  | N | IPP Non-CHP | 2 | X | NG
Natural Gas Internal Combustion Engine.NG | natural gas peaker | TRUE | 64449 | Texas Microgrid, LLC | 66567 | HEBHoustonDistributionCenter | TX | Harris | HDC32 | Natural Gas Internal Combustion Engine | IC | HHDC | S | 0.4 | 0.8 | 0.4 | 0.4 | 0 | N |  |  | N | IPP Non-CHP | 2 | X | NG
Natural Gas Internal Combustion Engine.NG | natural gas peaker | TRUE | 64449 | Texas Microgrid, LLC | 66567 | HEBHoustonDistributionCenter | TX | Harris | HHDC1 | Natural Gas Internal Combustion Engine | IC | HHDC | S | 0.4 | 0.8 | 0.4 | 0.4 | 0 | N |  |  | N | IPP Non-CHP | 2 | X | NG
Natural Gas Internal Combustion Engine.NG | natural gas peaker | TRUE | 64449 | Texas Microgrid, LLC | 66567 | HEBHoustonDistributionCenter | TX | Harris | HHDC2 | Natural Gas Internal Combustion Engine | IC | HHDC | S | 0.4 | 0.8 | 0.4 | 0.4 | 0 | N |  |  | N | IPP Non-CHP | 2 | X | NG
Natural Gas Internal Combustion Engine.NG | natural gas peaker | TRUE | 64449 | Texas Microgrid, LLC | 66567 | HEBHoustonDistributionCenter | TX | Harris | HHDC3 | Natural Gas Internal Combustion Engine | IC | HHDC | S | 0.4 | 0.8 | 0.4 | 0.4 | 0 | N |  |  | N | IPP Non-CHP | 2 | X | NG
Natural Gas Internal Combustion Engine.NG | natural gas peaker | TRUE | 64449 | Texas Microgrid, LLC | 66567 | HEBHoustonDistributionCenter | TX | Harris | HHDC4 | Natural Gas Internal Combustion Engine | IC | HHDC | S | 0.4 | 0.8 | 0.4 | 0.4 | 0 | N |  |  | N | IPP Non-CHP | 2 | X | NG
Natural Gas Internal Combustion Engine.NG | natural gas peaker | TRUE | 64449 | Texas Microgrid, LLC | 66567 | HEBHoustonDistributionCenter | TX | Harris | HHDC5 | Natural Gas Internal Combustion Engine | IC | HHDC | S | 0.4 | 0.8 | 0.4 | 0.4 | 0 | N |  |  | N | IPP Non-CHP | 2 | X | NG
Natural Gas Internal Combustion Engine.NG | natural gas peaker | TRUE | 64449 | Texas Microgrid, LLC | 66567 | HEBHoustonDistributionCenter | TX | Harris | HHDC6 | Natural Gas Internal Combustion Engine | IC | HHDC | S | 0.4 | 0.8 | 0.4 | 0.4 | 0 | N |  |  | N | IPP Non-CHP | 2 | X | NG
Natural Gas Internal Combustion Engine.NG | natural gas peaker | TRUE | 64449 | Texas Microgrid, LLC | 66567 | HEBHoustonDistributionCenter | TX | Harris | HHDC7 | Natural Gas Internal Combustion Engine | IC | HHDC | S | 0.4 | 0.8 | 0.4 | 0.4 | 0 | N |  |  | N | IPP Non-CHP | 2 | X | NG
Natural Gas Internal Combustion Engine.NG | natural gas peaker | TRUE | 64449 | Texas Microgrid, LLC | 66567 | HEBHoustonDistributionCenter | TX | Harris | HHDC8 | Natural Gas Internal Combustion Engine | IC | HHDC | S | 0.4 | 0.8 | 0.4 | 0.4 | 0 | N |  |  | N | IPP Non-CHP | 2 | X | NG
Natural Gas Internal Combustion Engine.NG | natural gas peaker | TRUE | 64449 | Texas Microgrid, LLC | 66567 | HEBHoustonDistributionCenter | TX | Harris | HHDC9 | Natural Gas Internal Combustion Engine | IC | HHDC | S | 0.4 | 0.8 | 0.4 | 0.4 | 0 | N |  |  | N | IPP Non-CHP | 2 | X | NG
Solar Photovoltaic.SUN | solar PV | TRUE | 65628 | North Kingstown Solar LLC | 66582 | North Kingstown Solar LLC | RI | Washington | 07948 | Solar Photovoltaic | PV |  | S | 1.9 |  | 1.9 | 1.9 |  | N |  |  | N | IPP Non-CHP | 2 | X | SUN
Solar Photovoltaic.SUN | solar PV | TRUE | 65629 | Phillips Route 82 Solar LLC | 66583 | Phillips Route 82 Solar LLC | NY | Dutchess | 05658 | Solar Photovoltaic | PV |  | S | 5 |  | 5 | 5 |  |  |  |  | N | IPP Non-CHP | 2 | X | SUN
Solar Photovoltaic.SUN | solar PV | TRUE | 65630 | White Rock Road LLC | 66584 | White Rock Road LLC | RI | Washington | 07367 | Solar Photovoltaic | PV |  | S | 6.5 |  | 6.5 | 6.5 |  |  |  |  | N | IPP Non-CHP | 2 | X | SUN
Solar Photovoltaic.SUN | solar PV | TRUE | 65631 | French King Solar LLC | 66585 | French King Solar LLC | MA | Franklin | 07152 | Solar Photovoltaic | PV |  | S | 5 |  | 5 | 5 |  | N |  |  | N | IPP Non-CHP | 2 | X | SUN
Solar Photovoltaic.SUN | solar PV | TRUE | 65632 | Green Correctional Coxsackie NY Solar LLC | 66586 | DOCCS Greene | NY | Greene | 06945 | Solar Photovoltaic | PV |  | S | 5 |  | 5 | 5 |  | N |  |  | N | IPP Non-CHP | 2 | X | SUN
Solar Photovoltaic.SUN | solar PV | TRUE | 61204 | Today's Power, Inc. | 66587 | Americus | KS | Lyon | SOL | Solar Photovoltaic | PV |  | S | 1 |  | 1 | 1 |  | N |  |  | N | Electric Utility | 1 | X | SUN
Solar Photovoltaic.SUN | solar PV | TRUE | 61204 | Today's Power, Inc. | 66588 | Ashley-Chicot Solar | AR | Ashley | SOL | Solar Photovoltaic | PV |  | S | 1 |  | 1 | 1 |  | N |  |  | N | Electric Utility | 1 | X | SUN
Solar Photovoltaic.SUN | solar PV | TRUE | 61204 | Today's Power, Inc. | 66589 | Berryville School District Solar | AR | Carroll | SOL | Solar Photovoltaic | PV |  | S | 1 |  | 1 | 1 |  | N |  |  | N | Electric Utility | 1 | X | SUN
Solar Photovoltaic.SUN | solar PV | TRUE | 61204 | Today's Power, Inc. | 66590 | C&L | AR | Lincoln | SOL | Solar Photovoltaic | PV |  | S | 1 |  | 1 | 1 |  | N |  |  | N | Electric Utility | 1 | X | SUN
Solar Photovoltaic.SUN | solar PV | TRUE | 61204 | Today's Power, Inc. | 66591 | Cheney Solar | KS | Sedgwick | SOL | Solar Photovoltaic | PV |  | S | 1 |  | 1 | 1 |  | N |  |  | N | Electric Utility | 1 | X | SUN
Natural Gas Internal Combustion Engine.NG | natural gas peaker | TRUE | 55937 | Entergy Texas Inc. | 66592 | ERDC | MS | Warren | ERDC1 | Natural Gas Internal Combustion Engine | IC | ERDC | S | 0.4 | 0.8 | 0.4 | 0.4 | 0 | N |  |  | N | Electric Utility | 1 | X | NG
Natural Gas Internal Combustion Engine.NG | natural gas peaker | TRUE | 55937 | Entergy Texas Inc. | 66592 | ERDC | MS | Warren | ERDC2 | Natural Gas Internal Combustion Engine | IC | ERDC | S | 0.4 | 0.8 | 0.4 | 0.4 | 0 | N |  |  | N | Electric Utility | 1 | X | NG
Natural Gas Internal Combustion Engine.NG | natural gas peaker | TRUE | 55937 | Entergy Texas Inc. | 66592 | ERDC | MS | Warren | ERDC3 | Natural Gas Internal Combustion Engine | IC | ERDC | S | 0.4 | 0.8 | 0.4 | 0.4 | 0 | N |  |  | N | Electric Utility | 1 | X | NG
Natural Gas Internal Combustion Engine.NG | natural gas peaker | TRUE | 55937 | Entergy Texas Inc. | 66592 | ERDC | MS | Warren | ERDC4 | Natural Gas Internal Combustion Engine | IC | ERDC | S | 0.4 | 0.8 | 0.4 | 0.4 | 0 | N |  |  | N | Electric Utility | 1 | X | NG
Natural Gas Internal Combustion Engine.NG | natural gas peaker | TRUE | 55937 | Entergy Texas Inc. | 66592 | ERDC | MS | Warren | ERDC5 | Natural Gas Internal Combustion Engine | IC | ERDC | S | 0.4 | 0.8 | 0.4 | 0.4 | 0 | N |  |  | N | Electric Utility | 1 | X | NG
Natural Gas Internal Combustion Engine.NG | natural gas peaker | TRUE | 55937 | Entergy Texas Inc. | 66592 | ERDC | MS | Warren | ERDC6 | Natural Gas Internal Combustion Engine | IC | ERDC | S | 0.4 | 0.8 | 0.4 | 0.4 | 0 | N |  |  | N | Electric Utility | 1 | X | NG
Natural Gas Internal Combustion Engine.NG | natural gas peaker | TRUE | 55937 | Entergy Texas Inc. | 66592 | ERDC | MS | Warren | ERDC7 | Natural Gas Internal Combustion Engine | IC | ERDC | S | 0.4 | 0.8 | 0.4 | 0.4 | 0 | N |  |  | N | Electric Utility | 1 | X | NG
Natural Gas Internal Combustion Engine.NG | natural gas peaker | TRUE | 55937 | Entergy Texas Inc. | 66592 | ERDC | MS | Warren | ERDC8 | Natural Gas Internal Combustion Engine | IC | ERDC | S | 0.4 | 0.8 | 0.4 | 0.4 | 0 | N |  |  | N | Electric Utility | 1 | X | NG
Natural Gas Internal Combustion Engine.NG | natural gas peaker | TRUE | 55937 | Entergy Texas Inc. | 66593 | HEB00048 | TX | Jefferson | H0481 | Natural Gas Internal Combustion Engine | IC | H048 | S | 0.4 | 0.8 | 0.4 | 0.4 | 0 | N |  |  | N | Electric Utility | 1 | X | NG
Natural Gas Internal Combustion Engine.NG | natural gas peaker | TRUE | 55937 | Entergy Texas Inc. | 66593 | HEB00048 | TX | Jefferson | H0482 | Natural Gas Internal Combustion Engine | IC | H048 | S | 0.4 | 0.8 | 0.4 | 0.4 | 0 | N |  |  | N | Electric Utility | 1 | X | NG
Natural Gas Internal Combustion Engine.NG | natural gas peaker | TRUE | 55937 | Entergy Texas Inc. | 66593 | HEB00048 | TX | Jefferson | H0483 | Natural Gas Internal Combustion Engine | IC | H048 | S | 0.4 | 0.8 | 0.4 | 0.4 | 0 | N |  |  | N | Electric Utility | 1 | X | NG
Natural Gas Internal Combustion Engine.NG | natural gas peaker | TRUE | 55937 | Entergy Texas Inc. | 66594 | HEB00594 | TX | Montgomery | H5941 | Natural Gas Internal Combustion Engine | IC | H594 | S | 0.4 | 0.8 | 0.4 | 0.4 | 0 | N |  |  | N | Electric Utility | 1 | X | NG
Natural Gas Internal Combustion Engine.NG | natural gas peaker | TRUE | 55937 | Entergy Texas Inc. | 66594 | HEB00594 | TX | Montgomery | H5942 | Natural Gas Internal Combustion Engine | IC | H594 | S | 0.4 | 0.8 | 0.4 | 0.4 | 0 | N |  |  | N | Electric Utility | 1 | X | NG
Natural Gas Internal Combustion Engine.NG | natural gas peaker | TRUE | 55937 | Entergy Texas Inc. | 66594 | HEB00594 | TX | Montgomery | H5943 | Natural Gas Internal Combustion Engine | IC | H594 | S | 0.4 | 0.8 | 0.4 | 0.4 | 0 | N |  |  | N | Electric Utility | 1 | X | NG
Natural Gas Internal Combustion Engine.NG | natural gas peaker | TRUE | 64897 | Generate ER-NG, LLC | 66595 | FTBLID2 | TX | Fort Bend | FLD10 | Natural Gas Internal Combustion Engine | IC | FLID | S | 0.4 | 0.8 | 0.4 | 0.4 | 0 | N |  |  | N | IPP Non-CHP | 2 | X | NG
Natural Gas Internal Combustion Engine.NG | natural gas peaker | TRUE | 64897 | Generate ER-NG, LLC | 66595 | FTBLID2 | TX | Fort Bend | FLD11 | Natural Gas Internal Combustion Engine | IC | FLID | S | 0.4 | 0.8 | 0.4 | 0.4 | 0 | N |  |  | N | IPP Non-CHP | 2 | X | NG
Natural Gas Internal Combustion Engine.NG | natural gas peaker | TRUE | 64897 | Generate ER-NG, LLC | 66595 | FTBLID2 | TX | Fort Bend | FLD12 | Natural Gas Internal Combustion Engine | IC | FLID | S | 0.4 | 0.8 | 0.4 | 0.4 | 0 | N |  |  | N | IPP Non-CHP | 2 | X | NG
Natural Gas Internal Combustion Engine.NG | natural gas peaker | TRUE | 64897 | Generate ER-NG, LLC | 66595 | FTBLID2 | TX | Fort Bend | FLD13 | Natural Gas Internal Combustion Engine | IC | FLID | S | 0.4 | 0.8 | 0.4 | 0.4 | 0 | N |  |  | N | IPP Non-CHP | 2 | X | NG
Natural Gas Internal Combustion Engine.NG | natural gas peaker | TRUE | 64897 | Generate ER-NG, LLC | 66595 | FTBLID2 | TX | Fort Bend | FLD14 | Natural Gas Internal Combustion Engine | IC | FLID | S | 0.4 | 0.8 | 0.4 | 0.4 | 0 | N |  |  | N | IPP Non-CHP | 2 | X | NG
Natural Gas Internal Combustion Engine.NG | natural gas peaker | TRUE | 64897 | Generate ER-NG, LLC | 66595 | FTBLID2 | TX | Fort Bend | FLD15 | Natural Gas Internal Combustion Engine | IC | FLID | S | 0.4 | 0.8 | 0.4 | 0.4 | 0 | N |  |  | N | IPP Non-CHP | 2 | X | NG
Natural Gas Internal Combustion Engine.NG | natural gas peaker | TRUE | 64897 | Generate ER-NG, LLC | 66595 | FTBLID2 | TX | Fort Bend | FLD16 | Natural Gas Internal Combustion Engine | IC | FLID | S | 0.4 | 0.8 | 0.4 | 0.4 | 0 | N |  |  | N | IPP Non-CHP | 2 | X | NG
Natural Gas Internal Combustion Engine.NG | natural gas peaker | TRUE | 64897 | Generate ER-NG, LLC | 66595 | FTBLID2 | TX | Fort Bend | FLD17 | Natural Gas Internal Combustion Engine | IC | FLID | S | 0.4 | 0.8 | 0.4 | 0.4 | 0 | N |  |  | N | IPP Non-CHP | 2 | X | NG
Natural Gas Internal Combustion Engine.NG | natural gas peaker | TRUE | 64897 | Generate ER-NG, LLC | 66595 | FTBLID2 | TX | Fort Bend | FLD18 | Natural Gas Internal Combustion Engine | IC | FLID | S | 0.4 | 0.8 | 0.4 | 0.4 | 0 | N |  |  | N | IPP Non-CHP | 2 | X | NG
Natural Gas Internal Combustion Engine.NG | natural gas peaker | TRUE | 64897 | Generate ER-NG, LLC | 66595 | FTBLID2 | TX | Fort Bend | FLD19 | Natural Gas Internal Combustion Engine | IC | FLID | S | 0.4 | 0.8 | 0.4 | 0.4 | 0 | N |  |  | N | IPP Non-CHP | 2 | X | NG
Natural Gas Internal Combustion Engine.NG | natural gas peaker | TRUE | 64897 | Generate ER-NG, LLC | 66595 | FTBLID2 | TX | Fort Bend | FLD20 | Natural Gas Internal Combustion Engine | IC | FLID | S | 0.4 | 0.8 | 0.4 | 0.4 | 0 | N |  |  | N | IPP Non-CHP | 2 | X | NG
Natural Gas Internal Combustion Engine.NG | natural gas peaker | TRUE | 64897 | Generate ER-NG, LLC | 66595 | FTBLID2 | TX | Fort Bend | FLD21 | Natural Gas Internal Combustion Engine | IC | FLID | S | 0.4 | 0.8 | 0.4 | 0.4 | 0 | N |  |  | N | IPP Non-CHP | 2 | X | NG
Natural Gas Internal Combustion Engine.NG | natural gas peaker | TRUE | 64897 | Generate ER-NG, LLC | 66595 | FTBLID2 | TX | Fort Bend | FLD22 | Natural Gas Internal Combustion Engine | IC | FLID | S | 0.4 | 0.8 | 0.4 | 0.4 | 0 | N |  |  | N | IPP Non-CHP | 2 | X | NG
Natural Gas Internal Combustion Engine.NG | natural gas peaker | TRUE | 64897 | Generate ER-NG, LLC | 66595 | FTBLID2 | TX | Fort Bend | FLD23 | Natural Gas Internal Combustion Engine | IC | FLID | S | 0.4 | 0.8 | 0.4 | 0.4 | 0 | N |  |  | N | IPP Non-CHP | 2 | X | NG
Natural Gas Internal Combustion Engine.NG | natural gas peaker | TRUE | 64897 | Generate ER-NG, LLC | 66595 | FTBLID2 | TX | Fort Bend | FLD24 | Natural Gas Internal Combustion Engine | IC | FLID | S | 0.4 | 0.8 | 0.4 | 0.4 | 0 | N |  |  | N | IPP Non-CHP | 2 | X | NG
Natural Gas Internal Combustion Engine.NG | natural gas peaker | TRUE | 64897 | Generate ER-NG, LLC | 66595 | FTBLID2 | TX | Fort Bend | FLD25 | Natural Gas Internal Combustion Engine | IC | FLID | S | 0.4 | 0.8 | 0.4 | 0.4 | 0 | N |  |  | N | IPP Non-CHP | 2 | X | NG
Natural Gas Internal Combustion Engine.NG | natural gas peaker | TRUE | 64897 | Generate ER-NG, LLC | 66595 | FTBLID2 | TX | Fort Bend | FLD26 | Natural Gas Internal Combustion Engine | IC | FLID | S | 0.4 | 0.8 | 0.4 | 0.4 | 0 | N |  |  | N | IPP Non-CHP | 2 | X | NG
Natural Gas Internal Combustion Engine.NG | natural gas peaker | TRUE | 64897 | Generate ER-NG, LLC | 66595 | FTBLID2 | TX | Fort Bend | FLD27 | Natural Gas Internal Combustion Engine | IC | FLID | S | 0.4 | 0.8 | 0.4 | 0.4 |  | N |  |  | N | IPP Non-CHP | 2 | X | NG
Natural Gas Internal Combustion Engine.NG | natural gas peaker | TRUE | 64897 | Generate ER-NG, LLC | 66595 | FTBLID2 | TX | Fort Bend | FLD28 | Natural Gas Internal Combustion Engine | IC | FLID | S | 0.4 | 0.8 | 0.4 | 0.4 |  | N |  |  | N | IPP Non-CHP | 2 | X | NG
Natural Gas Internal Combustion Engine.NG | natural gas peaker | TRUE | 64897 | Generate ER-NG, LLC | 66595 | FTBLID2 | TX | Fort Bend | FLID1 | Natural Gas Internal Combustion Engine | IC | FLID | S | 0.4 | 0.8 | 0.4 | 0.4 | 0 | N |  |  | N | IPP Non-CHP | 2 | X | NG
Natural Gas Internal Combustion Engine.NG | natural gas peaker | TRUE | 64897 | Generate ER-NG, LLC | 66595 | FTBLID2 | TX | Fort Bend | FLID2 | Natural Gas Internal Combustion Engine | IC | FLID | S | 0.4 | 0.8 | 0.4 | 0.4 | 0 | N |  |  | N | IPP Non-CHP | 2 | X | NG
Natural Gas Internal Combustion Engine.NG | natural gas peaker | TRUE | 64897 | Generate ER-NG, LLC | 66595 | FTBLID2 | TX | Fort Bend | FLID3 | Natural Gas Internal Combustion Engine | IC | FLID | S | 0.4 | 0.8 | 0.4 | 0.4 | 0 | N |  |  | N | IPP Non-CHP | 2 | X | NG
Natural Gas Internal Combustion Engine.NG | natural gas peaker | TRUE | 64897 | Generate ER-NG, LLC | 66595 | FTBLID2 | TX | Fort Bend | FLID4 | Natural Gas Internal Combustion Engine | IC | FLID | S | 0.4 | 0.8 | 0.4 | 0.4 | 0 | N |  |  | N | IPP Non-CHP | 2 | X | NG
Natural Gas Internal Combustion Engine.NG | natural gas peaker | TRUE | 64897 | Generate ER-NG, LLC | 66595 | FTBLID2 | TX | Fort Bend | FLID5 | Natural Gas Internal Combustion Engine | IC | FLID | S | 0.4 | 0.8 | 0.4 | 0.4 | 0 | N |  |  | N | IPP Non-CHP | 2 | X | NG
Natural Gas Internal Combustion Engine.NG | natural gas peaker | TRUE | 64897 | Generate ER-NG, LLC | 66595 | FTBLID2 | TX | Fort Bend | FLID6 | Natural Gas Internal Combustion Engine | IC | FLID | S | 0.4 | 0.8 | 0.4 | 0.4 | 0 | N |  |  | N | IPP Non-CHP | 2 | X | NG
Natural Gas Internal Combustion Engine.NG | natural gas peaker | TRUE | 64897 | Generate ER-NG, LLC | 66595 | FTBLID2 | TX | Fort Bend | FLID7 | Natural Gas Internal Combustion Engine | IC | FLID | S | 0.4 | 0.8 | 0.4 | 0.4 | 0 | N |  |  | N | IPP Non-CHP | 2 | X | NG
Natural Gas Internal Combustion Engine.NG | natural gas peaker | TRUE | 64897 | Generate ER-NG, LLC | 66595 | FTBLID2 | TX | Fort Bend | FLID8 | Natural Gas Internal Combustion Engine | IC | FLID | S | 0.4 | 0.8 | 0.4 | 0.4 | 0 | N |  |  | N | IPP Non-CHP | 2 | X | NG
Natural Gas Internal Combustion Engine.NG | natural gas peaker | TRUE | 64897 | Generate ER-NG, LLC | 66595 | FTBLID2 | TX | Fort Bend | FLID9 | Natural Gas Internal Combustion Engine | IC | FLID | S | 0.4 | 0.8 | 0.4 | 0.4 | 0 | N |  |  | N | IPP Non-CHP | 2 | X | NG
Natural Gas Internal Combustion Engine.NG | natural gas peaker | TRUE | 64897 | Generate ER-NG, LLC | 66596 | Praxair | TX | Brazoria | PRAX1 | Natural Gas Internal Combustion Engine | IC | PRAX | S | 0.4 | 0.8 | 0.4 | 0.4 | 0 | N |  |  | N | IPP Non-CHP | 2 | X | NG
Natural Gas Internal Combustion Engine.NG | natural gas peaker | TRUE | 64897 | Generate ER-NG, LLC | 66596 | Praxair | TX | Brazoria | PRAX2 | Natural Gas Internal Combustion Engine | IC | PRAX | S | 0.4 | 0.8 | 0.4 | 0.4 | 0 | N |  |  | N | IPP Non-CHP | 2 | X | NG
Natural Gas Internal Combustion Engine.NG | natural gas peaker | TRUE | 64897 | Generate ER-NG, LLC | 66596 | Praxair | TX | Brazoria | PRAX3 | Natural Gas Internal Combustion Engine | IC | PRAX | S | 0.4 | 0.8 | 0.4 | 0.4 | 0 | N |  |  | N | IPP Non-CHP | 2 | X | NG
Natural Gas Internal Combustion Engine.NG | natural gas peaker | TRUE | 64897 | Generate ER-NG, LLC | 66597 | RavenChem | TX | Harris | RAVC1 | Natural Gas Internal Combustion Engine | IC | RAVC | S | 0.4 | 0.8 | 0.4 | 0.4 | 0 | N |  |  | N | IPP Non-CHP | 2 | X | NG
Natural Gas Internal Combustion Engine.NG | natural gas peaker | TRUE | 64897 | Generate ER-NG, LLC | 66597 | RavenChem | TX | Harris | RAVC2 | Natural Gas Internal Combustion Engine | IC | RAVC | S | 0.4 | 0.8 | 0.4 | 0.4 | 0 | N |  |  | N | IPP Non-CHP | 2 | X | NG
Natural Gas Internal Combustion Engine.NG | natural gas peaker | TRUE | 64897 | Generate ER-NG, LLC | 66597 | RavenChem | TX | Harris | RAVC3 | Natural Gas Internal Combustion Engine | IC | RAVC | S | 0.4 | 0.8 | 0.4 | 0.4 | 0 | N |  |  | N | IPP Non-CHP | 2 | X | NG
Natural Gas Internal Combustion Engine.NG | natural gas peaker | TRUE | 64897 | Generate ER-NG, LLC | 66597 | RavenChem | TX | Harris | RAVC4 | Natural Gas Internal Combustion Engine | IC | RAVC | S | 0.4 | 0.8 | 0.4 | 0.4 | 0 | N |  |  | N | IPP Non-CHP | 2 | X | NG
Natural Gas Internal Combustion Engine.NG | natural gas peaker | TRUE | 64897 | Generate ER-NG, LLC | 66597 | RavenChem | TX | Harris | RAVC5 | Natural Gas Internal Combustion Engine | IC | RAVC | S | 0.4 | 0.8 | 0.4 | 0.4 | 0 | N |  |  | N | IPP Non-CHP | 2 | X | NG
Natural Gas Internal Combustion Engine.NG | natural gas peaker | TRUE | 64897 | Generate ER-NG, LLC | 66597 | RavenChem | TX | Harris | RAVC6 | Natural Gas Internal Combustion Engine | IC | RAVC | S | 0.4 | 0.8 | 0.4 | 0.4 | 0 | N |  |  | N | IPP Non-CHP | 2 | X | NG
Natural Gas Internal Combustion Engine.NG | natural gas peaker | TRUE | 64897 | Generate ER-NG, LLC | 66597 | RavenChem | TX | Harris | RAVC7 | Natural Gas Internal Combustion Engine | IC | RAVC | S | 0.4 | 0.8 | 0.4 | 0.4 | 0 | N |  |  | N | IPP Non-CHP | 2 | X | NG
Natural Gas Internal Combustion Engine.NG | natural gas peaker | TRUE | 64897 | Generate ER-NG, LLC | 66597 | RavenChem | TX | Harris | RAVC8 | Natural Gas Internal Combustion Engine | IC | RAVC | S | 0.4 | 0.8 | 0.4 | 0.4 | 0 | N |  |  | N | IPP Non-CHP | 2 | X | NG
Solar Photovoltaic.SUN | solar PV | TRUE | 65637 | Beckwith Solar, LLC | 66602 | Beckwith Solar | NC | Columbus | BCKWT | Solar Photovoltaic | PV |  | S | 5 |  | 5 | 5 |  | N |  |  | N | IPP Non-CHP | 2 | X | SUN
Solar Photovoltaic.SUN | solar PV | TRUE | 61204 | Today's Power, Inc. | 66607 | Clay County Electrical Cooperative | AR | Clay | SOL | Solar Photovoltaic | PV |  | S | 1 |  | 1 | 1 |  | N |  |  | N | Electric Utility | 1 | X | SUN
Solar Photovoltaic.SUN | solar PV | TRUE | 61204 | Today's Power, Inc. | 66608 | Craighead Electric Solar One | AR | Craighead | SOL | Solar Photovoltaic | PV |  | S | 1 |  | 1 | 1 |  | N |  |  | N | Electric Utility | 1 | X | SUN
Solar Photovoltaic.SUN | solar PV | TRUE | 61204 | Today's Power, Inc. | 66609 | DeGraff Butler Electric | KS | Marion | SOL | Solar Photovoltaic | PV |  | S | 1 |  | 1 | 1 |  | N |  |  | N | Electric Utility | 1 | X | SUN
Solar Photovoltaic.SUN | solar PV | TRUE | 61204 | Today's Power, Inc. | 66610 | Farmers Electric Cooperative | AR | Jackson | SOL | Solar Photovoltaic | PV |  | S | 1 |  | 1 | 1 |  | N |  |  | N | Electric Utility | 1 | X | SUN
Solar Photovoltaic.SUN | solar PV | TRUE | 61204 | Today's Power, Inc. | 66611 | First Electric Coop | AR | Saline | SOL | Solar Photovoltaic | PV |  | S | 1 |  | 1 | 1 |  | N |  |  | N | Electric Utility | 1 | X | SUN
Natural Gas Internal Combustion Engine.NG | natural gas peaker | TRUE | 64449 | Texas Microgrid, LLC | 66612 | HEB_CPS00085 | TX | Bexar | H0851 | Natural Gas Internal Combustion Engine | IC | H085 | S | 0.4 | 0.8 | 0.4 | 0.4 | 0 | N |  |  | N | IPP Non-CHP | 2 | X | NG
Natural Gas Internal Combustion Engine.NG | natural gas peaker | TRUE | 64449 | Texas Microgrid, LLC | 66612 | HEB_CPS00085 | TX | Bexar | H0852 | Natural Gas Internal Combustion Engine | IC | H085 | S | 0.4 | 0.8 | 0.4 | 0.4 | 0 | N |  |  | N | IPP Non-CHP | 2 | X | NG
Natural Gas Internal Combustion Engine.NG | natural gas peaker | TRUE | 64449 | Texas Microgrid, LLC | 66612 | HEB_CPS00085 | TX | Bexar | H0853 | Natural Gas Internal Combustion Engine | IC | H085 | S | 0.4 | 0.8 | 0.4 | 0.4 | 0 | N |  |  | N | IPP Non-CHP | 2 | X | NG
Natural Gas Internal Combustion Engine.NG | natural gas peaker | TRUE | 64449 | Texas Microgrid, LLC | 66612 | HEB_CPS00085 | TX | Bexar | H0854 | Natural Gas Internal Combustion Engine | IC | H085 | S | 0.4 | 0.8 | 0.4 | 0.4 | 0 | N |  |  | N | IPP Non-CHP | 2 | X | NG
Natural Gas Internal Combustion Engine.NG | natural gas peaker | TRUE | 64449 | Texas Microgrid, LLC | 66613 | HEB_CPSSADC | TX | Bexar | SAD10 | Natural Gas Internal Combustion Engine | IC | SADC | S | 0.4 | 0.8 | 0.4 | 0.4 | 0 | N |  |  | N | IPP Non-CHP | 2 | X | NG
Natural Gas Internal Combustion Engine.NG | natural gas peaker | TRUE | 64449 | Texas Microgrid, LLC | 66613 | HEB_CPSSADC | TX | Bexar | SAD11 | Natural Gas Internal Combustion Engine | IC | SADC | S | 0.4 | 0.8 | 0.4 | 0.4 | 0 | N |  |  | N | IPP Non-CHP | 2 | X | NG
Natural Gas Internal Combustion Engine.NG | natural gas peaker | TRUE | 64449 | Texas Microgrid, LLC | 66613 | HEB_CPSSADC | TX | Bexar | SAD12 | Natural Gas Internal Combustion Engine | IC | SADC | S | 0.4 | 0.8 | 0.4 | 0.4 | 0 | N |  |  | N | IPP Non-CHP | 2 | X | NG
Natural Gas Internal Combustion Engine.NG | natural gas peaker | TRUE | 64449 | Texas Microgrid, LLC | 66613 | HEB_CPSSADC | TX | Bexar | SAD13 | Natural Gas Internal Combustion Engine | IC | SADC | S | 0.4 | 0.8 | 0.4 | 0.4 | 0 | N |  |  | N | IPP Non-CHP | 2 | X | NG
Natural Gas Internal Combustion Engine.NG | natural gas peaker | TRUE | 64449 | Texas Microgrid, LLC | 66613 | HEB_CPSSADC | TX | Bexar | SAD14 | Natural Gas Internal Combustion Engine | IC | SADC | S | 0.4 | 0.8 | 0.4 | 0.4 | 0 | N |  |  | N | IPP Non-CHP | 2 | X | NG
Natural Gas Internal Combustion Engine.NG | natural gas peaker | TRUE | 64449 | Texas Microgrid, LLC | 66613 | HEB_CPSSADC | TX | Bexar | SAD15 | Natural Gas Internal Combustion Engine | IC | SADC | S | 0.4 | 0.8 | 0.4 | 0.4 | 0 | N |  |  | N | IPP Non-CHP | 2 | X | NG
Natural Gas Internal Combustion Engine.NG | natural gas peaker | TRUE | 64449 | Texas Microgrid, LLC | 66613 | HEB_CPSSADC | TX | Bexar | SAD16 | Natural Gas Internal Combustion Engine | IC | SADC | S | 0.4 | 0.8 | 0.4 | 0.4 | 0 | N |  |  | N | IPP Non-CHP | 2 | X | NG
Natural Gas Internal Combustion Engine.NG | natural gas peaker | TRUE | 64449 | Texas Microgrid, LLC | 66613 | HEB_CPSSADC | TX | Bexar | SADC1 | Natural Gas Internal Combustion Engine | IC | SADC | S | 0.4 | 0.8 | 0.4 | 0.4 | 0 | N |  |  | N | IPP Non-CHP | 2 | X | NG
Natural Gas Internal Combustion Engine.NG | natural gas peaker | TRUE | 64449 | Texas Microgrid, LLC | 66613 | HEB_CPSSADC | TX | Bexar | SADC2 | Natural Gas Internal Combustion Engine | IC | SADC | S | 0.4 | 0.8 | 0.4 | 0.4 | 0 | N |  |  | N | IPP Non-CHP | 2 | X | NG
Natural Gas Internal Combustion Engine.NG | natural gas peaker | TRUE | 64449 | Texas Microgrid, LLC | 66613 | HEB_CPSSADC | TX | Bexar | SADC3 | Natural Gas Internal Combustion Engine | IC | SADC | S | 0.4 | 0.8 | 0.4 | 0.4 | 0 | N |  |  | N | IPP Non-CHP | 2 | X | NG
Natural Gas Internal Combustion Engine.NG | natural gas peaker | TRUE | 64449 | Texas Microgrid, LLC | 66613 | HEB_CPSSADC | TX | Bexar | SADC4 | Natural Gas Internal Combustion Engine | IC | SADC | S | 0.4 | 0.8 | 0.4 | 0.4 | 0 | N |  |  | N | IPP Non-CHP | 2 | X | NG
Natural Gas Internal Combustion Engine.NG | natural gas peaker | TRUE | 64449 | Texas Microgrid, LLC | 66613 | HEB_CPSSADC | TX | Bexar | SADC5 | Natural Gas Internal Combustion Engine | IC | SADC | S | 0.4 | 0.8 | 0.4 | 0.4 | 0 | N |  |  | N | IPP Non-CHP | 2 | X | NG
Natural Gas Internal Combustion Engine.NG | natural gas peaker | TRUE | 64449 | Texas Microgrid, LLC | 66613 | HEB_CPSSADC | TX | Bexar | SADC6 | Natural Gas Internal Combustion Engine | IC | SADC | S | 0.4 | 0.8 | 0.4 | 0.4 | 0 | N |  |  | N | IPP Non-CHP | 2 | X | NG
Natural Gas Internal Combustion Engine.NG | natural gas peaker | TRUE | 64449 | Texas Microgrid, LLC | 66613 | HEB_CPSSADC | TX | Bexar | SADC7 | Natural Gas Internal Combustion Engine | IC | SADC | S | 0.4 | 0.8 | 0.4 | 0.4 | 0 | N |  |  | N | IPP Non-CHP | 2 | X | NG
Natural Gas Internal Combustion Engine.NG | natural gas peaker | TRUE | 64449 | Texas Microgrid, LLC | 66613 | HEB_CPSSADC | TX | Bexar | SADC8 | Natural Gas Internal Combustion Engine | IC | SADC | S | 0.4 | 0.8 | 0.4 | 0.4 | 0 | N |  |  | N | IPP Non-CHP | 2 | X | NG
Natural Gas Internal Combustion Engine.NG | natural gas peaker | TRUE | 64449 | Texas Microgrid, LLC | 66613 | HEB_CPSSADC | TX | Bexar | SADC9 | Natural Gas Internal Combustion Engine | IC | SADC | S | 0.4 | 0.8 | 0.4 | 0.4 | 0 | N |  |  | N | IPP Non-CHP | 2 | X | NG
Natural Gas Internal Combustion Engine.NG | natural gas peaker | TRUE | 64449 | Texas Microgrid, LLC | 66614 | OTHERCitizensHospital | TX | Victoria | CTZH1 | Natural Gas Internal Combustion Engine | IC | CTZH | S | 0.4 | 0.8 | 0.4 | 0.4 | 0 | N |  |  | N | IPP Non-CHP | 2 | X | NG
Natural Gas Internal Combustion Engine.NG | natural gas peaker | TRUE | 64449 | Texas Microgrid, LLC | 66614 | OTHERCitizensHospital | TX | Victoria | CTZH2 | Natural Gas Internal Combustion Engine | IC | CTZH | S | 0.4 | 0.8 | 0.4 | 0.4 | 0 | N |  |  | N | IPP Non-CHP | 2 | X | NG
Natural Gas Internal Combustion Engine.NG | natural gas peaker | TRUE | 64449 | Texas Microgrid, LLC | 66614 | OTHERCitizensHospital | TX | Victoria | CTZH3 | Natural Gas Internal Combustion Engine | IC | CTZH | S | 0.4 | 0.8 | 0.4 | 0.4 | 0 | N |  |  | N | IPP Non-CHP | 2 | X | NG
Natural Gas Internal Combustion Engine.NG | natural gas peaker | TRUE | 64449 | Texas Microgrid, LLC | 66614 | OTHERCitizensHospital | TX | Victoria | CTZH4 | Natural Gas Internal Combustion Engine | IC | CTZH | S | 0.4 | 0.8 | 0.4 | 0.4 | 0 | N |  |  | N | IPP Non-CHP | 2 | X | NG
Natural Gas Internal Combustion Engine.NG | natural gas peaker | TRUE | 64449 | Texas Microgrid, LLC | 66614 | OTHERCitizensHospital | TX | Victoria | CTZH5 | Natural Gas Internal Combustion Engine | IC | CTZH | S | 0.4 | 0.8 | 0.4 | 0.4 | 0 | N |  |  | N | IPP Non-CHP | 2 | X | NG
Natural Gas Internal Combustion Engine.NG | natural gas peaker | TRUE | 64449 | Texas Microgrid, LLC | 66614 | OTHERCitizensHospital | TX | Victoria | CTZH6 | Natural Gas Internal Combustion Engine | IC | CTZH | S | 0.4 | 0.8 | 0.4 | 0.4 | 0 | N |  |  | N | IPP Non-CHP | 2 | X | NG
Natural Gas Internal Combustion Engine.NG | natural gas peaker | TRUE | 64449 | Texas Microgrid, LLC | 66614 | OTHERCitizensHospital | TX | Victoria | CTZH7 | Natural Gas Internal Combustion Engine | IC | CTZH | S | 0.4 | 0.8 | 0.4 | 0.4 | 0 | N |  |  | N | IPP Non-CHP | 2 | X | NG
NOTE: Information on planned capacity changes are data reported to EIA. It is not a projection and does not necessarily represent EIA's view of future capacity changes. Additional information regarding the outlook for additions and retirements of generation capacity is available at http://www.eia.gov/analysis.

## IRA - Rural Co-ops + 1706
CO | Methodology:
We assume a $500/kW incentive is enough to retire all majority owned co-op coal plants. We get data on co-op ownership shares from EIA 860. We exclude industrial CHP and non-CHP, because those facilities have different economics and offtakers (available on request; file is large).
Policy Settings
| Additional Annual Coal Retirement (2023-2032) | 0
Calculations
STATE | Utility Name | Summer capacity 860 | Nameplate Capacity (MW) | Majority Coop Owned Capacity (MW) | Coal Outstanding Debt (Thousand USD) | Source | Coal Remaining Balance ($/kW) | Debt Relief Capped at Policy Selected Amount | Debt Relief for Only Majority Owned
AZ | Arizona Electric Pwr Coop Inc | 175 | 204 | 204 | 99387 | RUS loans less cushion of credit. See note 8. Utility net plant in service was $331M in 2019; Apache coal represents 60% of fleet, so estimating 50% of remaining balance is at Apache | 487.1912 | 99387 | 99387
MO | Associated Electric Coop, Inc | 2272 | 2482 | 2482 | 829562 | Note 12 in 2019 financials for outstanding loans. Total net utility plant in service is $2073M, 46% of fleet capacity is coal. Conservatively estimating 40% of remaining plant balance at coal (although likely much more) | 334.2313 | 829562 | 829562
ND | Basin Electric Power Coop | 3656 | 3234 | 3147 | 2151471 | Annual report. Coal debt outstanding is net plant in service * ratio of generating in-service to total in-service * ratio of coal MW to total MW | 665.2662 | 1617000 | 1573500
KY | Big Rivers Electric Corp | 648 | 1095 | 1095 | 710529 | Annual report | 648.8849 | 547500 | 547500
OH | Cardinal Operating Company | 1170 | 1265 | 1265 |  | Annual report not available | 0 | 0 | 632500
WI | Dairyland Power Coop | 389.8 | 733 | 733 | 648500 | $1,080 M total net plant in service, not generating, and not steam. Aproximately 70% of assets are coal steam, so estimating ~60% of asset balance in coal (less transmission) | 884.7203 | 366500 | 366500
UT | Deseret Generation & Tran Coop | 458 | 500 | 481 | 90863 | Records from FERC Form 1 (2019): long-term debt p257 (h); Steam electric plant in service (p205, line 16) less depreciation (p219, line 20) | 181.726 | 90863 | 87410.206
KY | East Kentucky Power Coop, Inc | 1687 | 1953 | 1953 | 1129794 | According to 2019 annual report, $2.17 B in FFB loans, at 3.84%. Net remaining in electric plant = $2.87 billion. Production plant represents $3B of $4.2B total in-serivce, using coal MW % * electric plant in service * net / gross in-service | 578.4916 | 976500 | 976500
GA | Georgia Power Co | 5780 | 1782 | 1069 | 1128556 | Electric plant in service for Wansley and Scherer, less depreciation, according to 2019 10-K. (p94). p91 also indicates $5.54 billion in FFB, and total of $9.73 long-term debt (2019) | 633.3086 | 891000 | 534500
AK | Golden Valley Elec Assn Inc | 75 | 90 | 90 |  | Annual report not available | 0 | 0 | 45000
MN | Great River Energy | 92.9 | 1210 | 1210 | 529334 | 2020 financial report. Coal debt outstanding represents line item of "plant to be retired" for coal creek remaining asset balance | 437.4661 | 529334 | 529334
IN | Hoosier Energy R E C, Inc | 0 | 1080 | 1080 | 546963 | Net in service electric plant is $1302M, but 75% of electric plant balance is production plant, and 56% of generating assets are coal, so estimating 42% of net balance is coal. | 506.4472 | 540000 | 540000
ND | Minnkota Power Coop, Inc | 684 | 734 | 734 | 648946 | Consolidated Minnkota & Square Butte | 884.1226 | 367000 | 367000
TX | San Miguel Electric Coop, Inc | 391 | 410 | 410 |  | Annual report not available | 0 | 0 | 205000
FL | Seminole Electric Cooperative Inc | 634 | 1429 | 1429 | 863562 | Coal plant in service = $1,382 M in 20219, or 60% of total in-service [$2,282 M] (financial statement, 2019). Net utility plant = $1,470 M. Assuming pro-rata depreciation, coal net plant = ~$880 M. p20 suggests $600 M in FFB loans | 604.3121 | 714500 | 714500
IL | Southern Illinois Power Coop | 120 | 99 | 99 |  | Annual report not available | 0 | 0 | 49500
LA | Southwestern Electric Power Co | 1144 | 558 | 279 | 556475 | Net plant in service is $1391M in 2019; 90% of total in-service is generation, and 42% of generating assets are coal (by MW), so estimating ~32% of remaining balance is coal. Likely a lot higher because units had big retrofits recently | 997.267 | 279000 | 139500
KS | Sunflower Electric Power Corp | 359.1 | 349 | 349 | 200549 | Net in service utility plant, Dec 2019 (p19). Steam production plant represents 65% of in-service plant balance, so remaining plant balance is likely ~$183 M. Annual report only shows $126 million in long-term obligations. However, Sunflower is the merger of Sunflower and Mid-Kansas, and Mid-Kansas showed a net in-service utility plant of $471 M in 2018, so its not clear where the balance went. | 574.639 | 174500 | 174500
CO | Tri-State G & T Assn, Inc | 0 | 993 | 993 | 1426571 | Value of Caig 1 & 2, & Laramie River (p77), plus impairment value of Escalante ($282), Craig 2 ($82), and Craig 3 ($348) (page 93), plus Springerville certificates ($371 M) (p79). Total "generation" plant in annual report (2019, p76) is $2,082 M. Not clear how much of this is associated with coal plant vs. gas and coal mine. Escalante (253 MW) will be impaired by $282 M ($1114/kW) and Craig 3 (448 MW) still has $348.6M on the books ($778/kW). MW currently excludes Escalante | 1436.6274 | 496500 | 496500
NC | Virginia Electric & Power Co | 3116 | 848 | 424 | 306164 | From 2020 10-K | 361.0425 | 306164 | 153082
OK | Western Farmers Elec Coop, Inc | 440 | 446 | 446 | 194939 | Annual report | 437.083 | 194939 | 194939
| Totals | 23291.8 | 21494 | 19972 | 12062165 | 0 | 10652.827 | 9020249 | 9256214.206

## state calcs
CO | Colorado
Original Data
Start Year Capacity (2022) | Total Retired | BAU Capacity Retirements (MW) | 2020 | 2021 | 2022 | 2023 | 2024 | 2025 | 2026 | 2027 | 2028 | 2029 | 2030 | 2031 | 2032 | 2033 | 2034 | 2035 | 2036 | 2037 | 2038 | 2039 | 2040 | 2041 | 2042 | 2043 | 2044 | 2045 | 2046 | 2047 | 2048 | 2049 | 2050
3804 | 3376 | hard coal | 0 | 0 | 77 | 0 | 0 | 335 | 427 | 262 | 0 | 797 | 728 | 750 | 0 | 0 | 0 | 0 | 0 | 0 | 0 | 0 | 0 | 0 | 0 | 0 | 0 | 0 | 0 | 0 | 0 | 0 | 0
365 | 441 | natural gas steam turbine | 0 | 0 | 131 | 0 | 0 | 0 | 0 | 310 | 0 | 0 | 0 | 0 | 0 | 0 | 0 | 0 | 0 | 0 | 0 | 0 | 0 | 0 | 0 | 0 | 0 | 0 | 0 | 0 | 0 | 0 | 0
3162.5 | 73 | natural gas combined cycle | 0 | 0 | 73 | 0 | 0 | 0 | 0 | 0 | 0 | 0 | 0 | 0 | 0 | 0 | 0 | 0 | 0 | 0 | 0 | 0 | 0 | 0 | 0 | 0 | 0 | 0 | 0 | 0 | 0 | 0 | 0
0 | 0 | nuclear | 0 | 0 | 0 | 0 | 0 | 0 | 0 | 0 | 0 | 0 | 0 | 0 | 0 | 0 | 0 | 0 | 0 | 0 | 0 | 0 | 0 | 0 | 0 | 0 | 0 | 0 | 0 | 0 | 0 | 0 | 0
685.9 | 3.9 | hydro | 0 | 0 | 1.5 | 1.8 | 0 | 0 | 0 | 0.6 | 0 | 0 | 0 | 0 | 0 | 0 | 0 | 0 | 0 | 0 | 0 | 0 | 0 | 0 | 0 | 0 | 0 | 0 | 0 | 0 | 0 | 0 | 0
5134.4 | 0 | onshore wind | 0 | 0 | 0 | 0 | 0 | 0 | 0 | 0 | 0 | 0 | 0 | 0 | 0 | 0 | 0 | 0 | 0 | 0 | 0 | 0 | 0 | 0 | 0 | 0 | 0 | 0 | 0 | 0 | 0 | 0 | 0
1282.9 | 4.4 | solar pv | 0 | 0 | 0 | 4.4 | 0 | 0 | 0 | 0 | 0 | 0 | 0 | 0 | 0 | 0 | 0 | 0 | 0 | 0 | 0 | 0 | 0 | 0 | 0 | 0 | 0 | 0 | 0 | 0 | 0 | 0 | 0
0 | 0 | solar thermal | 0 | 0 | 0 | 0 | 0 | 0 | 0 | 0 | 0 | 0 | 0 | 0 | 0 | 0 | 0 | 0 | 0 | 0 | 0 | 0 | 0 | 0 | 0 | 0 | 0 | 0 | 0 | 0 | 0 | 0 | 0
22.4 | 0 | biomass | 0 | 0 | 0 | 0 | 0 | 0 | 0 | 0 | 0 | 0 | 0 | 0 | 0 | 0 | 0 | 0 | 0 | 0 | 0 | 0 | 0 | 0 | 0 | 0 | 0 | 0 | 0 | 0 | 0 | 0 | 0
0 | 0 | geothermal | 0 | 0 | 0 | 0 | 0 | 0 | 0 | 0 | 0 | 0 | 0 | 0 | 0 | 0 | 0 | 0 | 0 | 0 | 0 | 0 | 0 | 0 | 0 | 0 | 0 | 0 | 0 | 0 | 0 | 0 | 0
148.1 | 0 | petroleum | 0 | 1.5 | 0 | 0 | 0 | 0 | 0 | 0 | 0 | 0 | 0 | 0 | 0 | 0 | 0 | 0 | 0 | 0 | 0 | 0 | 0 | 0 | 0 | 0 | 0 | 0 | 0 | 0 | 0 | 0 | 0
2777.1 | 172 | natural gas peaker | 0 | 0 | 0 | 0 | 0 | 172 | 0 | 0 | 0 | 0 | 0 | 0 | 0 | 0 | 0 | 0 | 0 | 0 | 0 | 0 | 0 | 0 | 0 | 0 | 0 | 0 | 0 | 0 | 0 | 0 | 0
0 | 0 | lignite | 0 | 0 | 0 | 0 | 0 | 0 | 0 | 0 | 0 | 0 | 0 | 0 | 0 | 0 | 0 | 0 | 0 | 0 | 0 | 0 | 0 | 0 | 0 | 0 | 0 | 0 | 0 | 0 | 0 | 0 | 0
0 | 0 | offshore wind | 0 | 0 | 0 | 0 | 0 | 0 | 0 | 0 | 0 | 0 | 0 | 0 | 0 | 0 | 0 | 0 | 0 | 0 | 0 | 0 | 0 | 0 | 0 | 0 | 0 | 0 | 0 | 0 | 0 | 0 | 0
0 | 0 | crude oil | 0 | 0 | 0 | 0 | 0 | 0 | 0 | 0 | 0 | 0 | 0 | 0 | 0 | 0 | 0 | 0 | 0 | 0 | 0 | 0 | 0 | 0 | 0 | 0 | 0 | 0 | 0 | 0 | 0 | 0 | 0
0 | 0 | heavy or residual fuel oil | 0 | 0 | 0 | 0 | 0 | 0 | 0 | 0 | 0 | 0 | 0 | 0 | 0 | 0 | 0 | 0 | 0 | 0 | 0 | 0 | 0 | 0 | 0 | 0 | 0 | 0 | 0 | 0 | 0 | 0 | 0
0 | 2.4 | municipal solid waste | 0 | 0 | 0 | 0 | 0 | 0 | 0 | 0 | 2.4 | 0 | 0 | 0 | 0 | 0 | 0 | 0 | 0 | 0 | 0 | 0 | 0 | 0 | 0 | 0 | 0 | 0 | 0 | 0 | 0 | 0 | 0
0 | 0 | hard coal w CCS | 0 | 0 | 0 | 0 | 0 | 0 | 0 | 0 | 0 | 0 | 0 | 0 | 0 | 0 | 0 | 0 | 0 | 0 | 0 | 0 | 0 | 0 | 0 | 0 | 0 | 0 | 0 | 0 | 0 | 0 | 0
0 | 0 | natural gas combined cycle w CCS | 0 | 0 | 0 | 0 | 0 | 0 | 0 | 0 | 0 | 0 | 0 | 0 | 0 | 0 | 0 | 0 | 0 | 0 | 0 | 0 | 0 | 0 | 0 | 0 | 0 | 0 | 0 | 0 | 0 | 0 | 0
0 | 0 | biomass w CCS | 0 | 0 | 0 | 0 | 0 | 0 | 0 | 0 | 0 | 0 | 0 | 0 | 0 | 0 | 0 | 0 | 0 | 0 | 0 | 0 | 0 | 0 | 0 | 0 | 0 | 0 | 0 | 0 | 0 | 0 | 0
0 | 0 | lignite w CCS | 0 | 0 | 0 | 0 | 0 | 0 | 0 | 0 | 0 | 0 | 0 | 0 | 0 | 0 | 0 | 0 | 0 | 0 | 0 | 0 | 0 | 0 | 0 | 0 | 0 | 0 | 0 | 0 | 0 | 0 | 0
0 | 0 | small modular reactor | 0 | 0 | 0 | 0 | 0 | 0 | 0 | 0 | 0 | 0 | 0 | 0 | 0 | 0 | 0 | 0 | 0 | 0 | 0 | 0 | 0 | 0 | 0 | 0 | 0 | 0 | 0 | 0 | 0 | 0 | 0
0 | 0 | hydrogen combustion turbine | 0 | 0 | 0 | 0 | 0 | 0 | 0 | 0 | 0 | 0 | 0 | 0 | 0 | 0 | 0 | 0 | 0 | 0 | 0 | 0 | 0 | 0 | 0 | 0 | 0 | 0 | 0 | 0 | 0 | 0 | 0
0 | 0 | hydrogen combined cycle | 0 | 0 | 0 | 0 | 0 | 0 | 0 | 0 | 0 | 0 | 0 | 0 | 0 | 0 | 0 | 0 | 0 | 0 | 0 | 0 | 0 | 0 | 0 | 0 | 0 | 0 | 0 | 0 | 0 | 0 | 0
Original Data |  |  | 2023: Add in coop retirements
|  | BAU Capacity Retirements (MW) | 2020 | 2021 | 2022 | 2023 | 2024 | 2025 | 2026 | 2027 | 2028 | 2029 | 2030 | 2031 | 2032 | 2033 | 2034 | 2035 | 2036 | 2037 | 2038 | 2039 | 2040 | 2041 | 2042 | 2043 | 2044 | 2045 | 2046 | 2047 | 2048 | 2049 | 2050
|  | hard coal | 0 | 0 | 77 | 77 | 77 | 412 | 839 | 1101 | 1101 | 1898 | 2626 | 3376 | 3376 | 3376 | 3376 | 3376 | 3376 | 3376 | 3376 | 3376 | 3376 | 3376 | 3376 | 3376 | 3376 | 3376 | 3376 | 3376 | 3376 | 3376 | 3376
|  | natural gas steam turbine | 0 | 0 | 131 | 131 | 131 | 131 | 131 | 441 | 441 | 441 | 441 | 441 | 441 | 441 | 441 | 441 | 441 | 441 | 441 | 441 | 441 | 441 | 441 | 441 | 441 | 441 | 441 | 441 | 441 | 441 | 441
|  | natural gas combined cycle | 0 | 0 | 73 | 73 | 73 | 73 | 73 | 73 | 73 | 73 | 73 | 73 | 73 | 73 | 73 | 73 | 73 | 73 | 73 | 73 | 73 | 73 | 73 | 73 | 73 | 73 | 73 | 73 | 73 | 73 | 73
|  | nuclear | 0 | 0 | 0 | 0 | 0 | 0 | 0 | 0 | 0 | 0 | 0 | 0 | 0 | 0 | 0 | 0 | 0 | 0 | 0 | 0 | 0 | 0 | 0 | 0 | 0 | 0 | 0 | 0 | 0 | 0 | 0
|  | hydro | 0 | 0 | 1.5 | 3.3 | 3.3 | 3.3 | 3.3 | 3.9 | 3.9 | 3.9 | 3.9 | 3.9 | 3.9 | 3.9 | 3.9 | 3.9 | 3.9 | 3.9 | 3.9 | 3.9 | 3.9 | 3.9 | 3.9 | 3.9 | 3.9 | 3.9 | 3.9 | 3.9 | 3.9 | 3.9 | 3.9
|  | onshore wind | 0 | 0 | 0 | 0 | 0 | 0 | 0 | 0 | 0 | 0 | 0 | 0 | 0 | 0 | 0 | 0 | 0 | 0 | 0 | 0 | 0 | 0 | 0 | 0 | 0 | 0 | 0 | 0 | 0 | 0 | 0
|  | solar pv | 0 | 0 | 0 | 4.4 | 4.4 | 4.4 | 4.4 | 4.4 | 4.4 | 4.4 | 4.4 | 4.4 | 4.4 | 4.4 | 4.4 | 4.4 | 4.4 | 4.4 | 4.4 | 4.4 | 4.4 | 4.4 | 4.4 | 4.4 | 4.4 | 4.4 | 4.4 | 4.4 | 4.4 | 4.4 | 4.4
|  | solar thermal | 0 | 0 | 0 | 0 | 0 | 0 | 0 | 0 | 0 | 0 | 0 | 0 | 0 | 0 | 0 | 0 | 0 | 0 | 0 | 0 | 0 | 0 | 0 | 0 | 0 | 0 | 0 | 0 | 0 | 0 | 0
|  | biomass | 0 | 0 | 0 | 0 | 0 | 0 | 0 | 0 | 0 | 0 | 0 | 0 | 0 | 0 | 0 | 0 | 0 | 0 | 0 | 0 | 0 | 0 | 0 | 0 | 0 | 0 | 0 | 0 | 0 | 0 | 0
|  | geothermal | 0 | 0 | 0 | 0 | 0 | 0 | 0 | 0 | 0 | 0 | 0 | 0 | 0 | 0 | 0 | 0 | 0 | 0 | 0 | 0 | 0 | 0 | 0 | 0 | 0 | 0 | 0 | 0 | 0 | 0 | 0
|  | petroleum | 0 | 1.5 | 1.5 | 1.5 | 1.5 | 1.5 | 1.5 | 1.5 | 1.5 | 1.5 | 1.5 | 1.5 | 1.5 | 1.5 | 1.5 | 1.5 | 1.5 | 1.5 | 1.5 | 1.5 | 1.5 | 1.5 | 1.5 | 1.5 | 1.5 | 1.5 | 1.5 | 1.5 | 1.5 | 1.5 | 1.5
|  | natural gas peaker | 0 | 0 | 0 | 0 | 0 | 172 | 172 | 172 | 172 | 172 | 172 | 172 | 172 | 172 | 172 | 172 | 172 | 172 | 172 | 172 | 172 | 172 | 172 | 172 | 172 | 172 | 172 | 172 | 172 | 172 | 172
|  | lignite | 0 | 0 | 0 | 0 | 0 | 0 | 0 | 0 | 0 | 0 | 0 | 0 | 0 | 0 | 0 | 0 | 0 | 0 | 0 | 0 | 0 | 0 | 0 | 0 | 0 | 0 | 0 | 0 | 0 | 0 | 0
|  | offshore wind | 0 | 0 | 0 | 0 | 0 | 0 | 0 | 0 | 0 | 0 | 0 | 0 | 0 | 0 | 0 | 0 | 0 | 0 | 0 | 0 | 0 | 0 | 0 | 0 | 0 | 0 | 0 | 0 | 0 | 0 | 0
|  | crude oil | 0 | 0 | 0 | 0 | 0 | 0 | 0 | 0 | 0 | 0 | 0 | 0 | 0 | 0 | 0 | 0 | 0 | 0 | 0 | 0 | 0 | 0 | 0 | 0 | 0 | 0 | 0 | 0 | 0 | 0 | 0
|  | heavy or residual fuel oil | 0 | 0 | 0 | 0 | 0 | 0 | 0 | 0 | 0 | 0 | 0 | 0 | 0 | 0 | 0 | 0 | 0 | 0 | 0 | 0 | 0 | 0 | 0 | 0 | 0 | 0 | 0 | 0 | 0 | 0 | 0
|  | municipal solid waste | 0 | 0 | 0 | 0 | 0 | 0 | 0 | 0 | 2.4 | 2.4 | 2.4 | 2.4 | 2.4 | 2.4 | 2.4 | 2.4 | 2.4 | 2.4 | 2.4 | 2.4 | 2.4 | 2.4 | 2.4 | 2.4 | 2.4 | 2.4 | 2.4 | 2.4 | 2.4 | 2.4 | 2.4
|  | hard coal w CCS | 0 | 0 | 0 | 0 | 0 | 0 | 0 | 0 | 0 | 0 | 0 | 0 | 0 | 0 | 0 | 0 | 0 | 0 | 0 | 0 | 0 | 0 | 0 | 0 | 0 | 0 | 0 | 0 | 0 | 0 | 0
|  | natural gas combined cycle w CCS | 0 | 0 | 0 | 0 | 0 | 0 | 0 | 0 | 0 | 0 | 0 | 0 | 0 | 0 | 0 | 0 | 0 | 0 | 0 | 0 | 0 | 0 | 0 | 0 | 0 | 0 | 0 | 0 | 0 | 0 | 0
|  | biomass w CCS | 0 | 0 | 0 | 0 | 0 | 0 | 0 | 0 | 0 | 0 | 0 | 0 | 0 | 0 | 0 | 0 | 0 | 0 | 0 | 0 | 0 | 0 | 0 | 0 | 0 | 0 | 0 | 0 | 0 | 0 | 0
|  | lignite w CCS | 0 | 0 | 0 | 0 | 0 | 0 | 0 | 0 | 0 | 0 | 0 | 0 | 0 | 0 | 0 | 0 | 0 | 0 | 0 | 0 | 0 | 0 | 0 | 0 | 0 | 0 | 0 | 0 | 0 | 0 | 0
|  | small modular reactor | 0 | 0 | 0 | 0 | 0 | 0 | 0 | 0 | 0 | 0 | 0 | 0 | 0 | 0 | 0 | 0 | 0 | 0 | 0 | 0 | 0 | 0 | 0 | 0 | 0 | 0 | 0 | 0 | 0 | 0 | 0
|  | hydrogen combustion turbine | 0 | 0 | 0 | 0 | 0 | 0 | 0 | 0 | 0 | 0 | 0 | 0 | 0 | 0 | 0 | 0 | 0 | 0 | 0 | 0 | 0 | 0 | 0 | 0 | 0 | 0 | 0 | 0 | 0 | 0 | 0
|  | hydrogen combined cycle | 0 | 0 | 0 | 0 | 0 | 0 | 0 | 0 | 0 | 0 | 0 | 0 | 0 | 0 | 0 | 0 | 0 | 0 | 0 | 0 | 0 | 0 | 0 | 0 | 0 | 0 | 0 | 0 | 0 | 0 | 0
MPPC Values
|  | EPS Plant Type | 2020 | 2021 | 2022 | 2023 | 2024 | 2025 | 2026 | 2027 | 2028 | 2029 | 2030 | 2031 | 2032 | 2033 | 2034 | 2035 | 2036 | 2037 | 2038 | 2039 | 2040 | 2041 | 2042 | 2043 | 2044 | 2045 | 2046 | 2047 | 2048 | 2049 | 2050
TRUE | hard coal | hard coal | 50 | 50 | 50 | 50 | 50 | 50 | 50 | 50 | 50 | 50 | 50 | 50 | 50 | 50 | 50 | 50 | 50 | 50 | 50 | 50 | 50 | 50 | 50 | 50 | 50 | 50 | 50 | 50 | 50 | 50 | 50
TRUE | natural gas steam turbine | natural gas steam turbine | 50 | 50 | 50 | 50 | 50 | 50 | 50 | 50 | 50 | 50 | 50 | 50 | 50 | 50 | 50 | 50 | 50 | 50 | 50 | 50 | 50 | 50 | 50 | 50 | 50 | 50 | 50 | 50 | 50 | 50 | 50
TRUE | natural gas combined cycle | natural gas combined cycle | 50 | 50 | 50 | 50 | 50 | 50 | 50 | 50 | 50 | 50 | 50 | 50 | 50 | 50 | 50 | 50 | 50 | 50 | 50 | 50 | 50 | 50 | 50 | 50 | 50 | 50 | 50 | 50 | 50 | 50 | 50
TRUE | nuclear | nuclear | 500 | 500 | 500 | 500 | 500 | 500 | 500 | 500 | 500 | 500 | 500 | 500 | 500 | 500 | 500 | 500 | 500 | 500 | 500 | 500 | 500 | 500 | 500 | 500 | 500 | 500 | 500 | 500 | 500 | 500 | 500
TRUE | hydro | hydro | bar: 2020 to 2050
TRUE | onshore wind | onshore wind | 5 | 5 | 5 | 5 | 5 | 5 | 5 | 5 | 5 | 5 | 5 | 5 | 5 | 5 | 5 | 5 | 5 | 5 | 5 | 5 | 5 | 5 | 5 | 5 | 5 | 5 | 5 | 5 | 5 | 5 | 5
TRUE | solar pv | solar PV | 2 | 2 | 2 | 2 | 2 | 2 | 2 | 2 | 2 | 2 | 2 | 2 | 2 | 2 | 2 | 2 | 2 | 2 | 2 | 2 | 2 | 2 | 2 | 2 | 2 | 2 | 2 | 2 | 2 | 2 | 2
TRUE | solar thermal | solar thermal | 100 | 100 | 100 | 100 | 100 | 100 | 100 | 100 | 100 | 100 | 100 | 100 | 100 | 100 | 100 | 100 | 100 | 100 | 100 | 100 | 100 | 100 | 100 | 100 | 100 | 100 | 100 | 100 | 100 | 100 | 100
TRUE | biomass | biomass | 3 | 3 | 3 | 3 | 3 | 3 | 3 | 3 | 3 | 3 | 3 | 3 | 3 | 3 | 3 | 3 | 3 | 3 | 3 | 3 | 3 | 3 | 3 | 3 | 3 | 3 | 3 | 3 | 3 | 3 | 3
TRUE | geothermal | geothermal | 10 | 10 | 10 | 10 | 10 | 10 | 10 | 10 | 10 | 10 | 10 | 10 | 10 | 10 | 10 | 10 | 10 | 10 | 10 | 10 | 10 | 10 | 10 | 10 | 10 | 10 | 10 | 10 | 10 | 10 | 10
TRUE | petroleum | petroleum | 50 | 50 | 50 | 50 | 50 | 50 | 50 | 50 | 50 | 50 | 50 | 50 | 50 | 50 | 50 | 50 | 50 | 50 | 50 | 50 | 50 | 50 | 50 | 50 | 50 | 50 | 50 | 50 | 50 | 50 | 50
TRUE | natural gas peaker | natural gas peaker | 50 | 50 | 50 | 50 | 50 | 50 | 50 | 50 | 50 | 50 | 50 | 50 | 50 | 50 | 50 | 50 | 50 | 50 | 50 | 50 | 50 | 50 | 50 | 50 | 50 | 50 | 50 | 50 | 50 | 50 | 50
TRUE | lignite | lignite | 50 | 50 | 50 | 50 | 50 | 50 | 50 | 50 | 50 | 50 | 50 | 50 | 50 | 50 | 50 | 50 | 50 | 50 | 50 | 50 | 50 | 50 | 50 | 50 | 50 | 50 | 50 | 50 | 50 | 50 | 50
TRUE | offshore wind | offshore wind | 5 | 5 | 5 | 5 | 5 | 5 | 5 | 5 | 5 | 5 | 5 | 5 | 5 | 5 | 5 | 5 | 5 | 5 | 5 | 5 | 5 | 5 | 5 | 5 | 5 | 5 | 5 | 5 | 5 | 5 | 5
TRUE | crude oil | crude oil | 50 | 50 | 50 | 50 | 50 | 50 | 50 | 50 | 50 | 50 | 50 | 50 | 50 | 50 | 50 | 50 | 50 | 50 | 50 | 50 | 50 | 50 | 50 | 50 | 50 | 50 | 50 | 50 | 50 | 50 | 50
TRUE | heavy or residual fuel oil | heavy or residual fuel oil | 50 | 50 | 50 | 50 | 50 | 50 | 50 | 50 | 50 | 50 | 50 | 50 | 50 | 50 | 50 | 50 | 50 | 50 | 50 | 50 | 50 | 50 | 50 | 50 | 50 | 50 | 50 | 50 | 50 | 50 | 50
TRUE | municipal solid waste | municipal solid waste | 10 | 10 | 10 | 10 | 10 | 10 | 10 | 10 | 10 | 10 | 10 | 10 | 10 | 10 | 10 | 10 | 10 | 10 | 10 | 10 | 10 | 10 | 10 | 10 | 10 | 10 | 10 | 10 | 10 | 10 | 10
TRUE | hard coal w CCS | hard coal w CCS | 50 | 50 | 50 | 50 | 50 | 50 | 50 | 50 | 50 | 50 | 50 | 50 | 50 | 50 | 50 | 50 | 50 | 50 | 50 | 50 | 50 | 50 | 50 | 50 | 50 | 50 | 50 | 50 | 50 | 50 | 50
TRUE | natural gas combined cycle w CCS | natural gas combined cycle w CCS | 50 | 50 | 50 | 50 | 50 | 50 | 50 | 50 | 50 | 50 | 50 | 50 | 50 | 50 | 50 | 50 | 50 | 50 | 50 | 50 | 50 | 50 | 50 | 50 | 50 | 50 | 50 | 50 | 50 | 50 | 50
TRUE | biomass w CCS | biomass w CCS | bar: 2020 to 2050
TRUE | lignite w CCS | lignite w CCS | 50 | 50 | 50 | 50 | 50 | 50 | 50 | 50 | 50 | 50 | 50 | 50 | 50 | 50 | 50 | 50 | 50 | 50 | 50 | 50 | 50 | 50 | 50 | 50 | 50 | 50 | 50 | 50 | 50 | 50 | 50
TRUE | small modular reactor | small modular reactor | 20 | 20 | 20 | 20 | 20 | 20 | 20 | 20 | 20 | 20 | 20 | 20 | 20 | 20 | 20 | 20 | 20 | 20 | 20 | 20 | 20 | 20 | 20 | 20 | 20 | 20 | 20 | 20 | 20 | 20 | 20
TRUE | hydrogen combustion turbine | hydrogen combustion turbine | 50 | 50 | 50 | 50 | 50 | 50 | 50 | 50 | 50 | 50 | 50 | 50 | 50 | 50 | 50 | 50 | 50 | 50 | 50 | 50 | 50 | 50 | 50 | 50 | 50 | 50 | 50 | 50 | 50 | 50 | 50
TRUE | hydrogen combined cycle | hydrogen combined cycle | 50 | 50 | 50 | 50 | 50 | 50 | 50 | 50 | 50 | 50 | 50 | 50 | 50 | 50 | 50 | 50 | 50 | 50 | 50 | 50 | 50 | 50 | 50 | 50 | 50 | 50 | 50 | 50 | 50 | 50 | 50
Total Divided by MPPC rounded down to closest integer
|  | EPS Plant Type | 2020 | 2021 | 2022 | 2023 | 2024 | 2025 | 2026 | 2027 | 2028 | 2029 | 2030 | 2031 | 2032 | 2033 | 2034 | 2035 | 2036 | 2037 | 2038 | 2039 | 2040 | 2041 | 2042 | 2043 | 2044 | 2045 | 2046 | 2047 | 2048 | 2049 | 2050
|  | hard coal | 0 | 0 | 1 | 1 | 1 | 8 | 16 | 22 | 22 | 37 | 52 | 67 | 67 | 67 | 67 | 67 | 67 | 67 | 67 | 67 | 67 | 67 | 67 | 67 | 67 | 67 | 67 | 67 | 67 | 67 | 67
|  | natural gas steam turbine | 0 | 0 | 2 | 2 | 2 | 2 | 2 | 8 | 8 | 8 | 8 | 8 | 8 | 8 | 8 | 8 | 8 | 8 | 8 | 8 | 8 | 8 | 8 | 8 | 8 | 8 | 8 | 8 | 8 | 8 | 8
|  | natural gas combined cycle | 0 | 0 | 1 | 1 | 1 | 1 | 1 | 1 | 1 | 1 | 1 | 1 | 1 | 1 | 1 | 1 | 1 | 1 | 1 | 1 | 1 | 1 | 1 | 1 | 1 | 1 | 1 | 1 | 1 | 1 | 1
|  | nuclear | 0 | 0 | 0 | 0 | 0 | 0 | 0 | 0 | 0 | 0 | 0 | 0 | 0 | 0 | 0 | 0 | 0 | 0 | 0 | 0 | 0 | 0 | 0 | 0 | 0 | 0 | 0 | 0 | 0 | 0 | 0
|  | hydro | 0 | 0 | 1 | 3 | 3 | 3 | 3 | 3 | 3 | 3 | 3 | 3 | 3 | 3 | 3 | 3 | 3 | 3 | 3 | 3 | 3 | 3 | 3 | 3 | 3 | 3 | 3 | 3 | 3 | 3 | 3
|  | onshore wind | 0 | 0 | 0 | 0 | 0 | 0 | 0 | 0 | 0 | 0 | 0 | 0 | 0 | 0 | 0 | 0 | 0 | 0 | 0 | 0 | 0 | 0 | 0 | 0 | 0 | 0 | 0 | 0 | 0 | 0 | 0
|  | solar PV | 0 | 0 | 0 | 2 | 2 | 2 | 2 | 2 | 2 | 2 | 2 | 2 | 2 | 2 | 2 | 2 | 2 | 2 | 2 | 2 | 2 | 2 | 2 | 2 | 2 | 2 | 2 | 2 | 2 | 2 | 2
|  | solar thermal | 0 | 0 | 0 | 0 | 0 | 0 | 0 | 0 | 0 | 0 | 0 | 0 | 0 | 0 | 0 | 0 | 0 | 0 | 0 | 0 | 0 | 0 | 0 | 0 | 0 | 0 | 0 | 0 | 0 | 0 | 0
|  | biomass | 0 | 0 | 0 | 0 | 0 | 0 | 0 | 0 | 0 | 0 | 0 | 0 | 0 | 0 | 0 | 0 | 0 | 0 | 0 | 0 | 0 | 0 | 0 | 0 | 0 | 0 | 0 | 0 | 0 | 0 | 0
|  | geothermal | 0 | 0 | 0 | 0 | 0 | 0 | 0 | 0 | 0 | 0 | 0 | 0 | 0 | 0 | 0 | 0 | 0 | 0 | 0 | 0 | 0 | 0 | 0 | 0 | 0 | 0 | 0 | 0 | 0 | 0 | 0
|  | petroleum | 0 | 0 | 0 | 0 | 0 | 0 | 0 | 0 | 0 | 0 | 0 | 0 | 0 | 0 | 0 | 0 | 0 | 0 | 0 | 0 | 0 | 0 | 0 | 0 | 0 | 0 | 0 | 0 | 0 | 0 | 0
|  | natural gas peaker | 0 | 0 | 0 | 0 | 0 | 3 | 3 | 3 | 3 | 3 | 3 | 3 | 3 | 3 | 3 | 3 | 3 | 3 | 3 | 3 | 3 | 3 | 3 | 3 | 3 | 3 | 3 | 3 | 3 | 3 | 3
|  | lignite | 0 | 0 | 0 | 0 | 0 | 0 | 0 | 0 | 0 | 0 | 0 | 0 | 0 | 0 | 0 | 0 | 0 | 0 | 0 | 0 | 0 | 0 | 0 | 0 | 0 | 0 | 0 | 0 | 0 | 0 | 0
|  | offshore wind | 0 | 0 | 0 | 0 | 0 | 0 | 0 | 0 | 0 | 0 | 0 | 0 | 0 | 0 | 0 | 0 | 0 | 0 | 0 | 0 | 0 | 0 | 0 | 0 | 0 | 0 | 0 | 0 | 0 | 0 | 0
|  | crude oil | 0 | 0 | 0 | 0 | 0 | 0 | 0 | 0 | 0 | 0 | 0 | 0 | 0 | 0 | 0 | 0 | 0 | 0 | 0 | 0 | 0 | 0 | 0 | 0 | 0 | 0 | 0 | 0 | 0 | 0 | 0
|  | heavy or residual fuel oil | 0 | 0 | 0 | 0 | 0 | 0 | 0 | 0 | 0 | 0 | 0 | 0 | 0 | 0 | 0 | 0 | 0 | 0 | 0 | 0 | 0 | 0 | 0 | 0 | 0 | 0 | 0 | 0 | 0 | 0 | 0
|  | municipal solid waste | 0 | 0 | 0 | 0 | 0 | 0 | 0 | 0 | 0 | 0 | 0 | 0 | 0 | 0 | 0 | 0 | 0 | 0 | 0 | 0 | 0 | 0 | 0 | 0 | 0 | 0 | 0 | 0 | 0 | 0 | 0
|  | hard coal w CCS | 0 | 0 | 0 | 0 | 0 | 0 | 0 | 0 | 0 | 0 | 0 | 0 | 0 | 0 | 0 | 0 | 0 | 0 | 0 | 0 | 0 | 0 | 0 | 0 | 0 | 0 | 0 | 0 | 0 | 0 | 0
|  | natural gas combined cycle w CCS | 0 | 0 | 0 | 0 | 0 | 0 | 0 | 0 | 0 | 0 | 0 | 0 | 0 | 0 | 0 | 0 | 0 | 0 | 0 | 0 | 0 | 0 | 0 | 0 | 0 | 0 | 0 | 0 | 0 | 0 | 0
|  | biomass w CCS | 0 | 0 | 0 | 0 | 0 | 0 | 0 | 0 | 0 | 0 | 0 | 0 | 0 | 0 | 0 | 0 | 0 | 0 | 0 | 0 | 0 | 0 | 0 | 0 | 0 | 0 | 0 | 0 | 0 | 0 | 0
|  | lignite w CCS | 0 | 0 | 0 | 0 | 0 | 0 | 0 | 0 | 0 | 0 | 0 | 0 | 0 | 0 | 0 | 0 | 0 | 0 | 0 | 0 | 0 | 0 | 0 | 0 | 0 | 0 | 0 | 0 | 0 | 0 | 0
|  | small modular reactor | 0 | 0 | 0 | 0 | 0 | 0 | 0 | 0 | 0 | 0 | 0 | 0 | 0 | 0 | 0 | 0 | 0 | 0 | 0 | 0 | 0 | 0 | 0 | 0 | 0 | 0 | 0 | 0 | 0 | 0 | 0
|  | hydrogen combustion turbine | 0 | 0 | 0 | 0 | 0 | 0 | 0 | 0 | 0 | 0 | 0 | 0 | 0 | 0 | 0 | 0 | 0 | 0 | 0 | 0 | 0 | 0 | 0 | 0 | 0 | 0 | 0 | 0 | 0 | 0 | 0
|  | hydrogen combined cycle | 0 | 0 | 0 | 0 | 0 | 0 | 0 | 0 | 0 | 0 | 0 | 0 | 0 | 0 | 0 | 0 | 0 | 0 | 0 | 0 | 0 | 0 | 0 | 0 | 0 | 0 | 0 | 0 | 0 | 0 | 0
Quantized Cumulative Values
|  | EPS Plant Type | 2020 | 2021 | 2022 | 2023 | 2024 | 2025 | 2026 | 2027 | 2028 | 2029 | 2030 | 2031 | 2032 | 2033 | 2034 | 2035 | 2036 | 2037 | 2038 | 2039 | 2040 | 2041 | 2042 | 2043 | 2044 | 2045 | 2046 | 2047 | 2048 | 2049 | 2050
|  | hard coal | 0 | 0 | 50 | 50 | 50 | 400 | 800 | 1100 | 1100 | 1850 | 2600 | 3350 | 3350 | 3350 | 3350 | 3350 | 3350 | 3350 | 3350 | 3350 | 3350 | 3350 | 3350 | 3350 | 3350 | 3350 | 3350 | 3350 | 3350 | 3350 | 3350
|  | natural gas steam turbine | 0 | 0 | 100 | 100 | 100 | 100 | 100 | 400 | 400 | 400 | 400 | 400 | 400 | 400 | 400 | 400 | 400 | 400 | 400 | 400 | 400 | 400 | 400 | 400 | 400 | 400 | 400 | 400 | 400 | 400 | 400
|  | natural gas combined cycle | 0 | 0 | 50 | 50 | 50 | 50 | 50 | 50 | 50 | 50 | 50 | 50 | 50 | 50 | 50 | 50 | 50 | 50 | 50 | 50 | 50 | 50 | 50 | 50 | 50 | 50 | 50 | 50 | 50 | 50 | 50
|  | nuclear | 0 | 0 | 0 | 0 | 0 | 0 | 0 | 0 | 0 | 0 | 0 | 0 | 0 | 0 | 0 | 0 | 0 | 0 | 0 | 0 | 0 | 0 | 0 | 0 | 0 | 0 | 0 | 0 | 0 | 0 | 0
|  | hydro | 0 | 0 | 1 | 3 | 3 | 3 | 3 | 3 | 3 | 3 | 3 | 3 | 3 | 3 | 3 | 3 | 3 | 3 | 3 | 3 | 3 | 3 | 3 | 3 | 3 | 3 | 3 | 3 | 3 | 3 | 3
|  | onshore wind | 0 | 0 | 0 | 0 | 0 | 0 | 0 | 0 | 0 | 0 | 0 | 0 | 0 | 0 | 0 | 0 | 0 | 0 | 0 | 0 | 0 | 0 | 0 | 0 | 0 | 0 | 0 | 0 | 0 | 0 | 0
|  | solar PV | 0 | 0 | 0 | 4 | 4 | 4 | 4 | 4 | 4 | 4 | 4 | 4 | 4 | 4 | 4 | 4 | 4 | 4 | 4 | 4 | 4 | 4 | 4 | 4 | 4 | 4 | 4 | 4 | 4 | 4 | 4
|  | solar thermal | 0 | 0 | 0 | 0 | 0 | 0 | 0 | 0 | 0 | 0 | 0 | 0 | 0 | 0 | 0 | 0 | 0 | 0 | 0 | 0 | 0 | 0 | 0 | 0 | 0 | 0 | 0 | 0 | 0 | 0 | 0
|  | biomass | 0 | 0 | 0 | 0 | 0 | 0 | 0 | 0 | 0 | 0 | 0 | 0 | 0 | 0 | 0 | 0 | 0 | 0 | 0 | 0 | 0 | 0 | 0 | 0 | 0 | 0 | 0 | 0 | 0 | 0 | 0
|  | geothermal | 0 | 0 | 0 | 0 | 0 | 0 | 0 | 0 | 0 | 0 | 0 | 0 | 0 | 0 | 0 | 0 | 0 | 0 | 0 | 0 | 0 | 0 | 0 | 0 | 0 | 0 | 0 | 0 | 0 | 0 | 0
|  | petroleum | 0 | 0 | 0 | 0 | 0 | 0 | 0 | 0 | 0 | 0 | 0 | 0 | 0 | 0 | 0 | 0 | 0 | 0 | 0 | 0 | 0 | 0 | 0 | 0 | 0 | 0 | 0 | 0 | 0 | 0 | 0
|  | natural gas peaker | 0 | 0 | 0 | 0 | 0 | 150 | 150 | 150 | 150 | 150 | 150 | 150 | 150 | 150 | 150 | 150 | 150 | 150 | 150 | 150 | 150 | 150 | 150 | 150 | 150 | 150 | 150 | 150 | 150 | 150 | 150
|  | lignite | 0 | 0 | 0 | 0 | 0 | 0 | 0 | 0 | 0 | 0 | 0 | 0 | 0 | 0 | 0 | 0 | 0 | 0 | 0 | 0 | 0 | 0 | 0 | 0 | 0 | 0 | 0 | 0 | 0 | 0 | 0
|  | offshore wind | 0 | 0 | 0 | 0 | 0 | 0 | 0 | 0 | 0 | 0 | 0 | 0 | 0 | 0 | 0 | 0 | 0 | 0 | 0 | 0 | 0 | 0 | 0 | 0 | 0 | 0 | 0 | 0 | 0 | 0 | 0
|  | crude oil | 0 | 0 | 0 | 0 | 0 | 0 | 0 | 0 | 0 | 0 | 0 | 0 | 0 | 0 | 0 | 0 | 0 | 0 | 0 | 0 | 0 | 0 | 0 | 0 | 0 | 0 | 0 | 0 | 0 | 0 | 0
|  | heavy or residual fuel oil | 0 | 0 | 0 | 0 | 0 | 0 | 0 | 0 | 0 | 0 | 0 | 0 | 0 | 0 | 0 | 0 | 0 | 0 | 0 | 0 | 0 | 0 | 0 | 0 | 0 | 0 | 0 | 0 | 0 | 0 | 0
|  | municipal solid waste | 0 | 0 | 0 | 0 | 0 | 0 | 0 | 0 | 0 | 0 | 0 | 0 | 0 | 0 | 0 | 0 | 0 | 0 | 0 | 0 | 0 | 0 | 0 | 0 | 0 | 0 | 0 | 0 | 0 | 0 | 0
|  | hard coal w CCS | 0 | 0 | 0 | 0 | 0 | 0 | 0 | 0 | 0 | 0 | 0 | 0 | 0 | 0 | 0 | 0 | 0 | 0 | 0 | 0 | 0 | 0 | 0 | 0 | 0 | 0 | 0 | 0 | 0 | 0 | 0
|  | natural gas combined cycle w CCS | 0 | 0 | 0 | 0 | 0 | 0 | 0 | 0 | 0 | 0 | 0 | 0 | 0 | 0 | 0 | 0 | 0 | 0 | 0 | 0 | 0 | 0 | 0 | 0 | 0 | 0 | 0 | 0 | 0 | 0 | 0
|  | biomass w CCS | 0 | 0 | 0 | 0 | 0 | 0 | 0 | 0 | 0 | 0 | 0 | 0 | 0 | 0 | 0 | 0 | 0 | 0 | 0 | 0 | 0 | 0 | 0 | 0 | 0 | 0 | 0 | 0 | 0 | 0 | 0
|  | lignite w CCS | 0 | 0 | 0 | 0 | 0 | 0 | 0 | 0 | 0 | 0 | 0 | 0 | 0 | 0 | 0 | 0 | 0 | 0 | 0 | 0 | 0 | 0 | 0 | 0 | 0 | 0 | 0 | 0 | 0 | 0 | 0
|  | small modular reactor | 0 | 0 | 0 | 0 | 0 | 0 | 0 | 0 | 0 | 0 | 0 | 0 | 0 | 0 | 0 | 0 | 0 | 0 | 0 | 0 | 0 | 0 | 0 | 0 | 0 | 0 | 0 | 0 | 0 | 0 | 0
|  | hydrogen combustion turbine | 0 | 0 | 0 | 0 | 0 | 0 | 0 | 0 | 0 | 0 | 0 | 0 | 0 | 0 | 0 | 0 | 0 | 0 | 0 | 0 | 0 | 0 | 0 | 0 | 0 | 0 | 0 | 0 | 0 | 0 | 0
|  | hydrogen combined cycle | 0 | 0 | 0 | 0 | 0 | 0 | 0 | 0 | 0 | 0 | 0 | 0 | 0 | 0 | 0 | 0 | 0 | 0 | 0 | 0 | 0 | 0 | 0 | 0 | 0 | 0 | 0 | 0 | 0 | 0 | 0
Annual Values
|  | EPS Plant Type | 2020 | 2021 | 2022 | 2023 | 2024 | 2025 | 2026 | 2027 | 2028 | 2029 | 2030 | 2031 | 2032 | 2033 | 2034 | 2035 | 2036 | 2037 | 2038 | 2039 | 2040 | 2041 | 2042 | 2043 | 2044 | 2045 | 2046 | 2047 | 2048 | 2049 | 2050
| TRUE | hard coal | 0 | 0 | 50 | 0 | 0 | 350 | 400 | 300 | 0 | 750 | 750 | 750 | 0 | 0 | 0 | 0 | 0 | 0 | 0 | 0 | 0 | 0 | 0 | 0 | 0 | 0 | 0 | 0 | 0 | 0 | 0
| FALSE | natural gas steam turbine | 0 | 0 | 100 | 0 | 0 | 0 | 0 | 300 | 0 | 0 | 0 | 0 | 0 | 0 | 0 | 0 | 0 | 0 | 0 | 0 | 0 | 0 | 0 | 0 | 0 | 0 | 0 | 0 | 0 | 0 | 0
| TRUE | natural gas combined cycle | 0 | 0 | 50 | 0 | 0 | 0 | 0 | 0 | 0 | 0 | 0 | 0 | 0 | 0 | 0 | 0 | 0 | 0 | 0 | 0 | 0 | 0 | 0 | 0 | 0 | 0 | 0 | 0 | 0 | 0 | 0
| TRUE | nuclear | 0 | 0 | 0 | 0 | 0 | 0 | 0 | 0 | 0 | 0 | 0 | 0 | 0 | 0 | 0 | 0 | 0 | 0 | 0 | 0 | 0 | 0 | 0 | 0 | 0 | 0 | 0 | 0 | 0 | 0 | 0
| TRUE | hydro | 0 | 0 | 1 | 2 | 0 | 0 | 0 | 0 | 0 | 0 | 0 | 0 | 0 | 0 | 0 | 0 | 0 | 0 | 0 | 0 | 0 | 0 | 0 | 0 | 0 | 0 | 0 | 0 | 0 | 0 | 0
| TRUE | onshore wind | 0 | 0 | 0 | 0 | 0 | 0 | 0 | 0 | 0 | 0 | 0 | 0 | 0 | 0 | 0 | 0 | 0 | 0 | 0 | 0 | 0 | 0 | 0 | 0 | 0 | 0 | 0 | 0 | 0 | 0 | 0
| TRUE | solar PV | 0 | 0 | 0 | 4 | 0 | 0 | 0 | 0 | 0 | 0 | 0 | 0 | 0 | 0 | 0 | 0 | 0 | 0 | 0 | 0 | 0 | 0 | 0 | 0 | 0 | 0 | 0 | 0 | 0 | 0 | 0
| TRUE | solar thermal | 0 | 0 | 0 | 0 | 0 | 0 | 0 | 0 | 0 | 0 | 0 | 0 | 0 | 0 | 0 | 0 | 0 | 0 | 0 | 0 | 0 | 0 | 0 | 0 | 0 | 0 | 0 | 0 | 0 | 0 | 0
| TRUE | biomass | 0 | 0 | 0 | 0 | 0 | 0 | 0 | 0 | 0 | 0 | 0 | 0 | 0 | 0 | 0 | 0 | 0 | 0 | 0 | 0 | 0 | 0 | 0 | 0 | 0 | 0 | 0 | 0 | 0 | 0 | 0
| TRUE | geothermal | 0 | 0 | 0 | 0 | 0 | 0 | 0 | 0 | 0 | 0 | 0 | 0 | 0 | 0 | 0 | 0 | 0 | 0 | 0 | 0 | 0 | 0 | 0 | 0 | 0 | 0 | 0 | 0 | 0 | 0 | 0
| TRUE | petroleum | 0 | 0 | 0 | 0 | 0 | 0 | 0 | 0 | 0 | 0 | 0 | 0 | 0 | 0 | 0 | 0 | 0 | 0 | 0 | 0 | 0 | 0 | 0 | 0 | 0 | 0 | 0 | 0 | 0 | 0 | 0
| TRUE | natural gas peaker | 0 | 0 | 0 | 0 | 0 | 150 | 0 | 0 | 0 | 0 | 0 | 0 | 0 | 0 | 0 | 0 | 0 | 0 | 0 | 0 | 0 | 0 | 0 | 0 | 0 | 0 | 0 | 0 | 0 | 0 | 0
| TRUE | lignite | 0 | 0 | 0 | 0 | 0 | 0 | 0 | 0 | 0 | 0 | 0 | 0 | 0 | 0 | 0 | 0 | 0 | 0 | 0 | 0 | 0 | 0 | 0 | 0 | 0 | 0 | 0 | 0 | 0 | 0 | 0
| TRUE | offshore wind | 0 | 0 | 0 | 0 | 0 | 0 | 0 | 0 | 0 | 0 | 0 | 0 | 0 | 0 | 0 | 0 | 0 | 0 | 0 | 0 | 0 | 0 | 0 | 0 | 0 | 0 | 0 | 0 | 0 | 0 | 0
| TRUE | crude oil | 0 | 0 | 0 | 0 | 0 | 0 | 0 | 0 | 0 | 0 | 0 | 0 | 0 | 0 | 0 | 0 | 0 | 0 | 0 | 0 | 0 | 0 | 0 | 0 | 0 | 0 | 0 | 0 | 0 | 0 | 0
| TRUE | heavy or residual fuel oil | 0 | 0 | 0 | 0 | 0 | 0 | 0 | 0 | 0 | 0 | 0 | 0 | 0 | 0 | 0 | 0 | 0 | 0 | 0 | 0 | 0 | 0 | 0 | 0 | 0 | 0 | 0 | 0 | 0 | 0 | 0
| TRUE | municipal solid waste | 0 | 0 | 0 | 0 | 0 | 0 | 0 | 0 | 0 | 0 | 0 | 0 | 0 | 0 | 0 | 0 | 0 | 0 | 0 | 0 | 0 | 0 | 0 | 0 | 0 | 0 | 0 | 0 | 0 | 0 | 0
| TRUE | hard coal w CCS | 0 | 0 | 0 | 0 | 0 | 0 | 0 | 0 | 0 | 0 | 0 | 0 | 0 | 0 | 0 | 0 | 0 | 0 | 0 | 0 | 0 | 0 | 0 | 0 | 0 | 0 | 0 | 0 | 0 | 0 | 0
| TRUE | natural gas combined cycle w CCS | 0 | 0 | 0 | 0 | 0 | 0 | 0 | 0 | 0 | 0 | 0 | 0 | 0 | 0 | 0 | 0 | 0 | 0 | 0 | 0 | 0 | 0 | 0 | 0 | 0 | 0 | 0 | 0 | 0 | 0 | 0
| TRUE | biomass w CCS | 0 | 0 | 0 | 0 | 0 | 0 | 0 | 0 | 0 | 0 | 0 | 0 | 0 | 0 | 0 | 0 | 0 | 0 | 0 | 0 | 0 | 0 | 0 | 0 | 0 | 0 | 0 | 0 | 0 | 0 | 0
| TRUE | lignite w CCS | 0 | 0 | 0 | 0 | 0 | 0 | 0 | 0 | 0 | 0 | 0 | 0 | 0 | 0 | 0 | 0 | 0 | 0 | 0 | 0 | 0 | 0 | 0 | 0 | 0 | 0 | 0 | 0 | 0 | 0 | 0
| TRUE | small modular reactor | 0 | 0 | 0 | 0 | 0 | 0 | 0 | 0 | 0 | 0 | 0 | 0 | 0 | 0 | 0 | 0 | 0 | 0 | 0 | 0 | 0 | 0 | 0 | 0 | 0 | 0 | 0 | 0 | 0 | 0 | 0
| TRUE | hydrogen combustion turbine | 0 | 0 | 0 | 0 | 0 | 0 | 0 | 0 | 0 | 0 | 0 | 0 | 0 | 0 | 0 | 0 | 0 | 0 | 0 | 0 | 0 | 0 | 0 | 0 | 0 | 0 | 0 | 0 | 0 | 0 | 0
| TRUE | hydrogen combined cycle | 0 | 0 | 0 | 0 | 0 | 0 | 0 | 0 | 0 | 0 | 0 | 0 | 0 | 0 | 0 | 0 | 0 | 0 | 0 | 0 | 0 | 0 | 0 | 0 | 0 | 0 | 0 | 0 | 0 | 0 | 0

## BCRbQ
BAU Capacity Retirements (MW) | 2020 | 2021 | 2022 | 2023 | 2024 | 2025 | 2026 | 2027 | 2028 | 2029 | 2030 | 2031 | 2032 | 2033 | 2034 | 2035 | 2036 | 2037 | 2038 | 2039 | 2040 | 2041 | 2042 | 2043 | 2044 | 2045 | 2046 | 2047 | 2048 | 2049 | 2050
hard coal | 0 | 0 | 50 | 0 | 0 | 350 | 400 | 300 | 0 | 750 | 750 | 750 | 0 | 0 | 0 | 0 | 0 | 0 | 0 | 0 | 0 | 0 | 0 | 0 | 0 | 0 | 0 | 0 | 0 | 0 | 0
natural gas steam turbine | 0 | 0 | 100 | 0 | 0 | 0 | 0 | 300 | 0 | 0 | 0 | 0 | 0 | 0 | 0 | 0 | 0 | 0 | 0 | 0 | 0 | 0 | 0 | 0 | 0 | 0 | 0 | 0 | 0 | 0 | 0
natural gas combined cycle | 0 | 0 | 50 | 0 | 0 | 0 | 0 | 0 | 0 | 0 | 0 | 0 | 0 | 0 | 0 | 0 | 0 | 0 | 0 | 0 | 0 | 0 | 0 | 0 | 0 | 0 | 0 | 0 | 0 | 0 | 0
nuclear | 0 | 0 | 0 | 0 | 0 | 0 | 0 | 0 | 0 | 0 | 0 | 0 | 0 | 0 | 0 | 0 | 0 | 0 | 0 | 0 | 0 | 0 | 0 | 0 | 0 | 0 | 0 | 0 | 0 | 0 | 0
hydro | 0 | 0 | 1 | 2 | 0 | 0 | 0 | 0 | 0 | 0 | 0 | 0 | 0 | 0 | 0 | 0 | 0 | 0 | 0 | 0 | 0 | 0 | 0 | 0 | 0 | 0 | 0 | 0 | 0 | 0 | 0
onshore wind | 0 | 0 | 0 | 0 | 0 | 0 | 0 | 0 | 0 | 0 | 0 | 0 | 0 | 0 | 0 | 0 | 0 | 0 | 0 | 0 | 0 | 0 | 0 | 0 | 0 | 0 | 0 | 0 | 0 | 0 | 0
solar pv | 0 | 0 | 0 | 4 | 0 | 0 | 0 | 0 | 0 | 0 | 0 | 0 | 0 | 0 | 0 | 0 | 0 | 0 | 0 | 0 | 0 | 0 | 0 | 0 | 0 | 0 | 0 | 0 | 0 | 0 | 0
solar thermal | 0 | 0 | 0 | 0 | 0 | 0 | 0 | 0 | 0 | 0 | 0 | 0 | 0 | 0 | 0 | 0 | 0 | 0 | 0 | 0 | 0 | 0 | 0 | 0 | 0 | 0 | 0 | 0 | 0 | 0 | 0
biomass | 0 | 0 | 0 | 0 | 0 | 0 | 0 | 0 | 0 | 0 | 0 | 0 | 0 | 0 | 0 | 0 | 0 | 0 | 0 | 0 | 0 | 0 | 0 | 0 | 0 | 0 | 0 | 0 | 0 | 0 | 0
geothermal | 0 | 0 | 0 | 0 | 0 | 0 | 0 | 0 | 0 | 0 | 0 | 0 | 0 | 0 | 0 | 0 | 0 | 0 | 0 | 0 | 0 | 0 | 0 | 0 | 0 | 0 | 0 | 0 | 0 | 0 | 0
petroleum | 0 | 0 | 0 | 0 | 0 | 0 | 0 | 0 | 0 | 0 | 0 | 0 | 0 | 0 | 0 | 0 | 0 | 0 | 0 | 0 | 0 | 0 | 0 | 0 | 0 | 0 | 0 | 0 | 0 | 0 | 0
natural gas peaker | 0 | 0 | 0 | 0 | 0 | 150 | 0 | 0 | 0 | 0 | 0 | 0 | 0 | 0 | 0 | 0 | 0 | 0 | 0 | 0 | 0 | 0 | 0 | 0 | 0 | 0 | 0 | 0 | 0 | 0 | 0
lignite | 0 | 0 | 0 | 0 | 0 | 0 | 0 | 0 | 0 | 0 | 0 | 0 | 0 | 0 | 0 | 0 | 0 | 0 | 0 | 0 | 0 | 0 | 0 | 0 | 0 | 0 | 0 | 0 | 0 | 0 | 0
offshore wind | 0 | 0 | 0 | 0 | 0 | 0 | 0 | 0 | 0 | 0 | 0 | 0 | 0 | 0 | 0 | 0 | 0 | 0 | 0 | 0 | 0 | 0 | 0 | 0 | 0 | 0 | 0 | 0 | 0 | 0 | 0
crude oil | 0 | 0 | 0 | 0 | 0 | 0 | 0 | 0 | 0 | 0 | 0 | 0 | 0 | 0 | 0 | 0 | 0 | 0 | 0 | 0 | 0 | 0 | 0 | 0 | 0 | 0 | 0 | 0 | 0 | 0 | 0
heavy or residual fuel oil | 0 | 0 | 0 | 0 | 0 | 0 | 0 | 0 | 0 | 0 | 0 | 0 | 0 | 0 | 0 | 0 | 0 | 0 | 0 | 0 | 0 | 0 | 0 | 0 | 0 | 0 | 0 | 0 | 0 | 0 | 0
municipal solid waste | 0 | 0 | 0 | 0 | 0 | 0 | 0 | 0 | 0 | 0 | 0 | 0 | 0 | 0 | 0 | 0 | 0 | 0 | 0 | 0 | 0 | 0 | 0 | 0 | 0 | 0 | 0 | 0 | 0 | 0 | 0
hard coal w CCS | 0 | 0 | 0 | 0 | 0 | 0 | 0 | 0 | 0 | 0 | 0 | 0 | 0 | 0 | 0 | 0 | 0 | 0 | 0 | 0 | 0 | 0 | 0 | 0 | 0 | 0 | 0 | 0 | 0 | 0 | 0
natural gas combined cycle w CCS | 0 | 0 | 0 | 0 | 0 | 0 | 0 | 0 | 0 | 0 | 0 | 0 | 0 | 0 | 0 | 0 | 0 | 0 | 0 | 0 | 0 | 0 | 0 | 0 | 0 | 0 | 0 | 0 | 0 | 0 | 0
biomass w CCS | 0 | 0 | 0 | 0 | 0 | 0 | 0 | 0 | 0 | 0 | 0 | 0 | 0 | 0 | 0 | 0 | 0 | 0 | 0 | 0 | 0 | 0 | 0 | 0 | 0 | 0 | 0 | 0 | 0 | 0 | 0
lignite w CCS | 0 | 0 | 0 | 0 | 0 | 0 | 0 | 0 | 0 | 0 | 0 | 0 | 0 | 0 | 0 | 0 | 0 | 0 | 0 | 0 | 0 | 0 | 0 | 0 | 0 | 0 | 0 | 0 | 0 | 0 | 0
small modular reactor | 0 | 0 | 0 | 0 | 0 | 0 | 0 | 0 | 0 | 0 | 0 | 0 | 0 | 0 | 0 | 0 | 0 | 0 | 0 | 0 | 0 | 0 | 0 | 0 | 0 | 0 | 0 | 0 | 0 | 0 | 0
hydrogen combustion turbine | 0 | 0 | 0 | 0 | 0 | 0 | 0 | 0 | 0 | 0 | 0 | 0 | 0 | 0 | 0 | 0 | 0 | 0 | 0 | 0 | 0 | 0 | 0 | 0 | 0 | 0 | 0 | 0 | 0 | 0 | 0
hydrogen combined cycle | 0 | 0 | 0 | 0 | 0 | 0 | 0 | 0 | 0 | 0 | 0 | 0 | 0 | 0 | 0 | 0 | 0 | 0 | 0 | 0 | 0 | 0 | 0 | 0 | 0 | 0 | 0 | 0 | 0 | 0 | 0